## Templates
Templates combine standards and prototype data to create space types and construction sets, templates for each building type are exported to OSM format
0 | 1
Name | Notes
DOE Ref Pre-1980 | Numbers taken from the DOE Pre-1980 reference buildings, with values mapped back to the original data source (standards, etc) where possible. The infiltration numbers were taken from the reference buildings but converted to cfm/ft^2 of exterior surface area. Color scheme is based on redder for more public spaces, bluer for more private spaces. Occupancy from ventilation standards was not used by reference buildings because numbers were generally found to be too high for modeling, representing very conservative design scenarios.
DOE Ref 1980-2004 | Numbers taken from the DOE 1980-2004 reference buildings, with values mapped back to the original data source (standards, etc) where possible. The infiltration numbers were taken from the reference buildings but converted to cfm/ft^2 of exterior surface area. Color scheme is based on redder for more public spaces, bluer for more private spaces. Occupancy from ventilation standards was not used by reference buildings because numbers were generally found to be too high for modeling, representing very conservative design scenarios.
90.1-2004 | Numbers taken from the DOE 2004 reference buildings, with values mapped back to the original data source (standards, etc) where possible. The infiltration numbers were taken from the reference buildings but converted to cfm/ft^2 of exterior surface area. Color scheme is based on redder for more public spaces, bluer for more private spaces. Occupancy from ventilation standards was not used by reference buildings because numbers were generally found to be too high for modeling, representing very conservative design scenarios.
189.1-2009 | Lighting, equipment, infiltration, and ventilation taken from the EnergyPlus example file generator low-energy case. Schedules and occupancy taken from DOE Ref 2004 template.
90.1-2007 | Lighting and ventilation taken from 90.1-2007. Equipment and infiltration taken from 189.1-2009 template. Schedules and occupancy taken from DOE Ref 2004 template.
90.1-2010 | Lighting and ventilation taken from 90.1-2010. Equipment and infiltration taken from 189.1-2009 template. Schedules and occupancy taken from DOE Ref 2004 template.
90.1-2013 | Lighting and ventilation taken from 90.1-2013. Equipment and infiltration taken from 189.1-2009 template. Schedules and occupancy taken from DOE Ref 2004 template.
ECBC 2007 | Indian Energy Conservation Building Code 2007
ICC IECC 2015 | International Code Council 2015 International Energy Conservation Code
OEESC 2014 | Oregon Efficiency Energy Specialty Code (created by modifying copy of 90.1 2013). Lighting came from Tables 505.5.2(a) and (b) in the 2014 Oregon Energy Efficiency Specialty Code
NREL ZNE Ready 2017 | National Renewable Energy Laboratory Zero Net Energy Ready 2017
ZE AEDG Multifamily | Zero Energy Advanced Energy Design Guide for Multifamily Buildings

## Schedules
Day Type choices: Default, Wkdy, Wknd, Mon, Tue, Wed, Thu, Fri, Sat, Sun, WntrDsn, SmrDsn, Hol
Name | Category | Units | Day Types | Start Date | End Date | Type | Hr 1 | Hr 2 | Hr 3 | Hr 4 | Hr 5 | Hr 6 | Hr 7 | Hr 8 | Hr 9 | Hr 10 | Hr 11 | Hr 12 | Hr 13 | Hr 14 | Hr 15 | Hr 16 | Hr 17 | Hr 18 | Hr 19 | Hr 20 | Hr 21 | Hr 22 | Hr 23 | Hr 24 | Notes
ApartmentMidRise Activity Schedule | Activity | W | Default¦WntrDsn¦SmrDsn | 2014-01-01 | 2014-12-31 | Constant | 95 | [23 empty] | From DOE Prototype Buildings
Courthouse ACTIVITY_SCH | Activity | W | Default¦WntrDsn¦SmrDsn | 2014-01-01 | 2014-12-31 | Constant | 120 | [23 empty] | Used OfficeMedium ACTIVITY_SCH
DEER Activity 103W/person | Activity | W | Default¦WntrDsn¦SmrDsn | 2014-01-01 | 2014-12-31 | Constant | 103 | [23 empty] | From MASControl 2
DEER Activity 117W/person | Activity | W | Default¦WntrDsn¦SmrDsn | 2014-01-01 | 2014-12-31 | Constant | 117 | [23 empty] | From MASControl 2
DEER Activity 132W/person | Activity | W | Default¦WntrDsn¦SmrDsn | 2014-01-01 | 2014-12-31 | Constant | 132 | [23 empty] | From MASControl 2
DEER Activity 147W/person | Activity | W | Default¦WntrDsn¦SmrDsn | 2014-01-01 | 2014-12-31 | Constant | 147 | [23 empty] | From MASControl 2
DEER Activity 161W/person | Activity | W | Default¦WntrDsn¦SmrDsn | 2014-01-01 | 2014-12-31 | Constant | 161 | [23 empty] | From MASControl 2
DEER Activity 214W/person | Activity | W | Default¦WntrDsn¦SmrDsn | 2014-01-01 | 2014-12-31 | Constant | 214 | [23 empty] | From MASControl 2
DEER Activity 220W/person | Activity | W | Default¦WntrDsn¦SmrDsn | 2014-01-01 | 2014-12-31 | Constant | 220 | [23 empty] | From MASControl 2
DEER Activity 331W/person | Activity | W | Default¦WntrDsn¦SmrDsn | 2014-01-01 | 2014-12-31 | Constant | 331 | [23 empty] | From MASControl 2
FullServiceRestaurant Activity | Activity | W | Default¦WntrDsn¦SmrDsn | 2014-01-01 | 2014-12-31 | Constant | 120 | [23 empty] | From DOE Reference Buildings
Hospital Activity | Activity | W | Default¦WntrDsn¦SmrDsn | 2014-01-01 | 2014-12-31 | Constant | 120 | [23 empty] | From DOE Reference Buildings
Hospital ACTIVITY_SCH | Activity | W | Default¦WntrDsn¦SmrDsn | 2014-01-01 | 2014-12-31 | Constant | 120 | [23 empty] | From DOE Prototype Buildings
HotelLarge ACTIVITY_SCH | Activity | W | Default¦WntrDsn¦SmrDsn | 2014-01-01 | 2014-12-31 | Constant | 120 | [23 empty] | From DOE Prototype Buildings
HotelSmall Activity_Sch | Activity | W | Default¦WntrDsn¦SmrDsn | 2014-01-01 | 2014-12-31 | Constant | 132 | [23 empty] | From DOE Prototype Buildings
Large Office Activity | Activity | W | Default¦WntrDsn¦SmrDsn | 2014-01-01 | 2014-12-31 | Constant | 120 | [23 empty] | From DOE Reference Buildings
LargeHotel Activity | Activity | W | Default¦WntrDsn¦SmrDsn | 2014-01-01 | 2014-12-31 | Constant | 120 | [23 empty] | From DOE Reference Buildings
Medium Office Activity | Activity | W | Default¦WntrDsn¦SmrDsn | 2014-01-01 | 2014-12-31 | Constant | 120 | [23 empty] | From DOE Reference Buildings
MidriseApartment Activity | Activity | W | Default¦WntrDsn¦SmrDsn | 2014-01-01 | 2014-12-31 | Constant | 120 | [23 empty] | From DOE Reference Buildings
NECB-Activity | Activity | W | Default¦WntrDsn¦SmrDsn | 2014-01-01 | 2014-12-31 | Constant | 130 | [23 empty] | From DOE Reference Buildings
Office Activity | Activity | W | Default¦WntrDsn¦SmrDsn | 2014-01-01 | 2014-12-31 | Constant | 132 | [23 empty] | From DOE Reference Buildings
OfficeLarge ACTIVITY_SCH | Activity | W | Default¦WntrDsn¦SmrDsn | 2014-01-01 | 2014-12-31 | Constant | 120 | [23 empty] | From DOE Prototype Buildings
OfficeMedium ACTIVITY_SCH | Activity | W | Default¦WntrDsn¦SmrDsn | 2014-01-01 | 2014-12-31 | Constant | 120 | [23 empty] | From DOE Prototype Buildings
OfficePeopleActivityLevel | Activity |  | Default | 2017-01-01 | 2017-12-31 | Hourly | 131.9 | 131.9 | 131.9 | 131.9 | 131.9 | 131.9 | 131.9 | 131.9 | 131.9 | 131.9 | 131.9 | 131.9 | 131.9 | 131.9 | 131.9 | 131.9 | 131.9 | 131.9 | 131.9 | 131.9 | 131.9 | 131.9 | 131.9 | 131.88 | From Commercial Building Energy Saver (CBES) Prototype Models: cbes.lbl.gov
OfficeSmall ACTIVITY_SCH | Activity | W | Default¦WntrDsn¦SmrDsn | 2014-01-01 | 2014-12-31 | Constant | 120 | [23 empty] | From DOE Prototype Buildings
Outpatient Activity | Activity | W | Default¦WntrDsn¦SmrDsn | 2014-01-01 | 2014-12-31 | Constant | 120 | [23 empty] | From DOE Reference Buildings
OutPatientHealthCare ACTIVITY_SCH | Activity | W | Default¦WntrDsn¦SmrDsn | 2014-01-01 | 2014-12-31 | Constant | 120 | [23 empty] | From DOE Prototype Buildings
PrimarySchool Activity | Activity | W | Default¦WntrDsn¦SmrDsn | 2014-01-01 | 2014-12-31 | Constant | 120 | [23 empty] | From DOE Reference Buildings
QuickServiceRestaurant Activity | Activity | W | Default¦WntrDsn¦SmrDsn | 2014-01-01 | 2014-12-31 | Constant | 120 | [23 empty] | From DOE Reference Buildings
RestaurantFastFood ACTIVITY_SCH | Activity | W | Default¦WntrDsn¦SmrDsn | 2014-01-01 | 2014-12-31 | Constant | 120 | [23 empty] | From DOE Prototype Buildings
RestaurantSitDown ACTIVITY_SCH | Activity | W | Default¦WntrDsn¦SmrDsn | 2014-01-01 | 2014-12-31 | Constant | 120 | [23 empty] | From DOE Prototype Buildings
Retail Activity | Activity | W | Default¦WntrDsn¦SmrDsn | 2014-01-01 | 2014-12-31 | Constant | 120 | [23 empty] | From DOE Reference Buildings
RetailPeopleActivityLevel | Activity | W | Default¦WntrDsn¦SmrDsn | 2017-01-01 | 2017-12-31 | Constant | 131.9 | [23 empty] | From Commercial Building Energy Saver (CBES) Prototype Models: cbes.lbl.gov
RetailStandalone ACTIVITY_SCH | Activity | W | Default¦WntrDsn¦SmrDsn | 2014-01-01 | 2014-12-31 | Constant | 120 | [23 empty] | From DOE Prototype Buildings
RetailStripmall ACTIVITY_SCH | Activity | W | Default¦WntrDsn¦SmrDsn | 2014-01-01 | 2014-12-31 | Constant | 120 | [23 empty] | From DOE Prototype Buildings
SchoolPrimary ACTIVITY_SCH | Activity | W | Default¦WntrDsn¦SmrDsn | 2014-01-01 | 2014-12-31 | Constant | 120 | [23 empty] | From DOE Prototype Buildings
SchoolSecondary ACTIVITY_SCH | Activity | W | Default¦WntrDsn¦SmrDsn | 2014-01-01 | 2014-12-31 | Constant | 120 | [23 empty] | From DOE Prototype Buildings
SecondarySchool Activity | Activity | W | Default¦WntrDsn¦SmrDsn | 2014-01-01 | 2014-12-31 | Constant | 120 | [23 empty] | From DOE Reference Buildings
Small Office Activity | Activity | W | Default¦WntrDsn¦SmrDsn | 2014-01-01 | 2014-12-31 | Constant | 120 | [23 empty] | From DOE Reference Buildings
SmallHotel Activity | Activity | W | Default¦WntrDsn¦SmrDsn | 2014-01-01 | 2014-12-31 | Constant | 120 | [23 empty] | From DOE Reference Buildings
StripMall Activity | Activity | W | Default¦WntrDsn¦SmrDsn | 2014-01-01 | 2014-12-31 | Constant | 120 | [23 empty] | From DOE Reference Buildings
SuperMarket Activity | Activity | W | Default¦WntrDsn¦SmrDsn | 2014-01-01 | 2014-12-31 | Constant | 120 | [23 empty] | From DOE Reference Buildings
Warehouse Activity | Activity | W | Default¦WntrDsn¦SmrDsn | 2014-01-01 | 2014-12-31 | Constant | 120 | [23 empty] | From DOE Reference Buildings
Warehouse Office Activity Schedule | Activity | W | Default¦WntrDsn¦SmrDsn | 2014-01-01 | 2014-12-31 | Constant | 131.85 | [23 empty] | From DOE Prototype Buildings
D_DMo_Living_Dryer_Yr | Clothes Drying | FRACTION | SmrDsn | 2014-01-01 | 2014-12-31 | Constant | 1 | [23 empty] | From eQ_Lib.dat in MASControl 2017
D_DMo_Living_Dryer_Yr | Clothes Drying | FRACTION | WntrDsn | 2014-01-01 | 2014-12-31 | Constant | 0 | [23 empty] | From eQ_Lib.dat in MASControl 2017
D_DMo_Living_Dryer_Yr | Clothes Drying | FRACTION | Default¦Hol | 2014-01-01 | 2014-12-31 | Hourly | 0.0093 | 0.0075 | 0.0037 | 0.0037 | 0.0075 | 0.0112 | 0.0224 | 0.0486 | 0.0729 | 0.086 | 0.0841 | 0.0748 | 0.0673 | 0.0598 | 0.0523 | 0.0486 | 0.0505 | 0.0486 | 0.0486 | 0.0486 | 0.0486 | 0.0467 | 0.0318 | 0.0168 | From eQ_Lib.dat in MASControl 2017
D_MFm_Living_Dryer_Yr | Clothes Drying | FRACTION | SmrDsn | 2014-01-01 | 2014-12-31 | Constant | 1 | [23 empty] | From eQ_Lib.dat in MASControl 2017
D_MFm_Living_Dryer_Yr | Clothes Drying | FRACTION | WntrDsn | 2014-01-01 | 2014-12-31 | Constant | 0 | [23 empty] | From eQ_Lib.dat in MASControl 2017
D_MFm_Living_Dryer_Yr | Clothes Drying | FRACTION | Default¦Hol | 2014-01-01 | 2014-12-31 | Hourly | 0.0093 | 0.0075 | 0.0037 | 0.0037 | 0.0075 | 0.0112 | 0.0224 | 0.0486 | 0.0729 | 0.086 | 0.0841 | 0.0748 | 0.0673 | 0.0598 | 0.0523 | 0.0486 | 0.0505 | 0.0486 | 0.0486 | 0.0486 | 0.0486 | 0.0467 | 0.0318 | 0.0168 | From eQ_Lib.dat in MASControl 2017
D_MFm_MFPub_Dryer_Yr | Clothes Drying | FRACTION | SmrDsn | 2014-01-01 | 2014-12-31 | Constant | 1 | [23 empty] | From eQ_Lib.dat in MASControl 2017
D_MFm_MFPub_Dryer_Yr | Clothes Drying | FRACTION | WntrDsn | 2014-01-01 | 2014-12-31 | Constant | 0 | [23 empty] | From eQ_Lib.dat in MASControl 2017
D_MFm_MFPub_Dryer_Yr | Clothes Drying | FRACTION | Default¦Hol | 2014-01-01 | 2014-12-31 | Hourly | 0.0093 | 0.0075 | 0.0037 | 0.0037 | 0.0075 | 0.0112 | 0.0224 | 0.0486 | 0.0729 | 0.086 | 0.0841 | 0.0748 | 0.0673 | 0.0598 | 0.0523 | 0.0486 | 0.0505 | 0.0486 | 0.0486 | 0.0486 | 0.0486 | 0.0467 | 0.0318 | 0.0168 | From eQ_Lib.dat in MASControl 2017
D_SFm_Living_Dryer_Yr | Clothes Drying | FRACTION | SmrDsn | 2014-01-01 | 2014-12-31 | Constant | 1 | [23 empty] | From eQ_Lib.dat in MASControl 2017
D_SFm_Living_Dryer_Yr | Clothes Drying | FRACTION | WntrDsn | 2014-01-01 | 2014-12-31 | Constant | 0 | [23 empty] | From eQ_Lib.dat in MASControl 2017
D_SFm_Living_Dryer_Yr | Clothes Drying | FRACTION | Default¦Hol | 2014-01-01 | 2014-12-31 | Hourly | 0.0093 | 0.0075 | 0.0037 | 0.0037 | 0.0075 | 0.0112 | 0.0224 | 0.0486 | 0.0729 | 0.086 | 0.0841 | 0.0748 | 0.0673 | 0.0598 | 0.0523 | 0.0486 | 0.0505 | 0.0486 | 0.0486 | 0.0486 | 0.0486 | 0.0467 | 0.0318 | 0.0168 | From eQ_Lib.dat in MASControl 2017
D_DMo_Living_CloWa_Yr | Clothes Washing | FRACTION | SmrDsn | 2014-01-01 | 2014-12-31 | Constant | 1 | [23 empty] | From eQ_Lib.dat in MASControl 2017
D_DMo_Living_CloWa_Yr | Clothes Washing | FRACTION | WntrDsn | 2014-01-01 | 2014-12-31 | Constant | 0 | [23 empty] | From eQ_Lib.dat in MASControl 2017
D_DMo_Living_CloWa_Yr | Clothes Washing | FRACTION | Default¦Hol | 2014-01-01 | 2014-12-31 | Hourly | 0.0093 | 0.0075 | 0.0037 | 0.0037 | 0.0075 | 0.0112 | 0.0224 | 0.0486 | 0.0729 | 0.086 | 0.0841 | 0.0748 | 0.0673 | 0.0598 | 0.0523 | 0.0486 | 0.0505 | 0.0486 | 0.0486 | 0.0486 | 0.0486 | 0.0467 | 0.0318 | 0.0168 | From eQ_Lib.dat in MASControl 2017
D_MFm_Living_CloWa_Yr | Clothes Washing | FRACTION | SmrDsn | 2014-01-01 | 2014-12-31 | Constant | 1 | [23 empty] | From eQ_Lib.dat in MASControl 2017
D_MFm_Living_CloWa_Yr | Clothes Washing | FRACTION | WntrDsn | 2014-01-01 | 2014-12-31 | Constant | 0 | [23 empty] | From eQ_Lib.dat in MASControl 2017
D_MFm_Living_CloWa_Yr | Clothes Washing | FRACTION | Default¦Hol | 2014-01-01 | 2014-12-31 | Hourly | 0.0093 | 0.0075 | 0.0037 | 0.0037 | 0.0075 | 0.0112 | 0.0224 | 0.0486 | 0.0729 | 0.086 | 0.0841 | 0.0748 | 0.0673 | 0.0598 | 0.0523 | 0.0486 | 0.0505 | 0.0486 | 0.0486 | 0.0486 | 0.0486 | 0.0467 | 0.0318 | 0.0168 | From eQ_Lib.dat in MASControl 2017
D_MFm_MFPub_CloWa_Yr | Clothes Washing | FRACTION | SmrDsn | 2014-01-01 | 2014-12-31 | Constant | 1 | [23 empty] | From eQ_Lib.dat in MASControl 2017
D_MFm_MFPub_CloWa_Yr | Clothes Washing | FRACTION | WntrDsn | 2014-01-01 | 2014-12-31 | Constant | 0 | [23 empty] | From eQ_Lib.dat in MASControl 2017
D_MFm_MFPub_CloWa_Yr | Clothes Washing | FRACTION | Default¦Hol | 2014-01-01 | 2014-12-31 | Hourly | 0.0093 | 0.0075 | 0.0037 | 0.0037 | 0.0075 | 0.0112 | 0.0224 | 0.0486 | 0.0729 | 0.086 | 0.0841 | 0.0748 | 0.0673 | 0.0598 | 0.0523 | 0.0486 | 0.0505 | 0.0486 | 0.0486 | 0.0486 | 0.0486 | 0.0467 | 0.0318 | 0.0168 | From eQ_Lib.dat in MASControl 2017
D_SFm_Living_CloWa_Yr | Clothes Washing | FRACTION | SmrDsn | 2014-01-01 | 2014-12-31 | Constant | 1 | [23 empty] | From eQ_Lib.dat in MASControl 2017
D_SFm_Living_CloWa_Yr | Clothes Washing | FRACTION | WntrDsn | 2014-01-01 | 2014-12-31 | Constant | 0 | [23 empty] | From eQ_Lib.dat in MASControl 2017
D_SFm_Living_CloWa_Yr | Clothes Washing | FRACTION | Default¦Hol | 2014-01-01 | 2014-12-31 | Hourly | 0.0093 | 0.0075 | 0.0037 | 0.0037 | 0.0075 | 0.0112 | 0.0224 | 0.0486 | 0.0729 | 0.086 | 0.0841 | 0.0748 | 0.0673 | 0.0598 | 0.0523 | 0.0486 | 0.0505 | 0.0486 | 0.0486 | 0.0486 | 0.0486 | 0.0467 | 0.0318 | 0.0168 | From eQ_Lib.dat in MASControl 2017
D_DMo_All_DHW_CWshr_Yr | Clothes Washing SHR | FRACTION | Default¦SmrDsn¦WntrDsn¦Hol | 2014-01-01 | 2014-12-31 | Hourly | 0.0093 | 0.0075 | 0.0037 | 0.0037 | 0.0075 | 0.0112 | 0.0224 | 0.0486 | 0.0729 | 0.086 | 0.0841 | 0.0748 | 0.0673 | 0.0598 | 0.0523 | 0.0486 | 0.0505 | 0.0486 | 0.0486 | 0.0486 | 0.0486 | 0.0467 | 0.0318 | 0.0168 | From eQ_Lib.dat in MASControl 2017
D_MFm_All_DHW_CWshr_Yr | Clothes Washing SHR | FRACTION | Default¦SmrDsn¦WntrDsn¦Hol | 2014-01-01 | 2014-12-31 | Hourly | 0.0093 | 0.0075 | 0.0037 | 0.0037 | 0.0075 | 0.0112 | 0.0224 | 0.0486 | 0.0729 | 0.086 | 0.0841 | 0.0748 | 0.0673 | 0.0598 | 0.0523 | 0.0486 | 0.0505 | 0.0486 | 0.0486 | 0.0486 | 0.0486 | 0.0467 | 0.0318 | 0.0168 | From eQ_Lib.dat in MASControl 2017
D_SFm_All_DHW_CWshr_Yr | Clothes Washing SHR | FRACTION | Default¦SmrDsn¦WntrDsn¦Hol | 2014-01-01 | 2014-12-31 | Hourly | 0.0093 | 0.0075 | 0.0037 | 0.0037 | 0.0075 | 0.0112 | 0.0224 | 0.0486 | 0.0729 | 0.086 | 0.0841 | 0.0748 | 0.0673 | 0.0598 | 0.0523 | 0.0486 | 0.0505 | 0.0486 | 0.0486 | 0.0486 | 0.0486 | 0.0467 | 0.0318 | 0.0168 | From eQ_Lib.dat in MASControl 2017
FullServiceRestaurant Clothing | Clothing |  | Default¦WntrDsn | 2014-01-01 | 2014-12-31 | Constant | 1 | [23 empty] | From DOE Reference Buildings
FullServiceRestaurant Clothing | Clothing |  | SmrDsn | 2014-01-01 | 2014-12-31 | Constant | 0.5 | [23 empty] | From DOE Reference Buildings
FullServiceRestaurant Clothing | Clothing |  | Wknd¦Wkdy | 2014-10-01 | 2014-12-31 | Constant | 1 | [23 empty] | From DOE Reference Buildings
FullServiceRestaurant Clothing | Clothing |  | Wknd¦Wkdy | 2014-05-01 | 2014-09-30 | Constant | 0.5 | [23 empty] | From DOE Reference Buildings
Hospital Clothing | Clothing |  | Default¦WntrDsn | 2014-01-01 | 2014-12-31 | Constant | 1 | [23 empty] | From DOE Reference Buildings
Hospital Clothing | Clothing |  | SmrDsn | 2014-01-01 | 2014-12-31 | Constant | 0.5 | [23 empty] | From DOE Reference Buildings
Hospital Clothing | Clothing |  | Wknd¦Wkdy | 2014-10-01 | 2014-12-31 | Constant | 1 | [23 empty] | From DOE Reference Buildings
Hospital Clothing | Clothing |  | Wknd¦Wkdy | 2014-05-01 | 2014-09-30 | Constant | 0.5 | [23 empty] | From DOE Reference Buildings
Hospital CLOTHING_SCH | Clothing | W | Default¦SmrDsn | 2014-01-01 | 2014-12-31 | Constant | 0.5 | [23 empty] | From DOE Prototype Buildings
Hospital CLOTHING_SCH | Clothing | W | WntrDsn | 2014-01-01 | 2014-12-31 | Constant | 1 | [23 empty] | From DOE Prototype Buildings
Hospital CLOTHING_SCH | Clothing | W | Wknd¦Wkdy | 2014-10-01 | 2014-12-31 | Constant | 1 | [23 empty] | From DOE Prototype Buildings
Hospital CLOTHING_SCH | Clothing | W | Wknd¦Wkdy | 2014-01-01 | 2014-04-30 | Constant | 1 | [23 empty] | From DOE Prototype Buildings
HotelLarge CLOTHING_SCH | Clothing | W | Default¦SmrDsn | 2014-01-01 | 2014-12-31 | Constant | 0.5 | [23 empty] | From DOE Prototype Buildings
HotelLarge CLOTHING_SCH | Clothing | W | WntrDsn | 2014-01-01 | 2014-12-31 | Constant | 1 | [23 empty] | From DOE Prototype Buildings
HotelLarge CLOTHING_SCH | Clothing | W | Wknd¦Wkdy | 2014-10-01 | 2014-12-31 | Constant | 1 | [23 empty] | From DOE Prototype Buildings
HotelLarge CLOTHING_SCH | Clothing | W | Wknd¦Wkdy | 2014-01-01 | 2014-04-30 | Constant | 1 | [23 empty] | From DOE Prototype Buildings
Large Office Clothing | Clothing |  | Default¦WntrDsn | 2014-01-01 | 2014-12-31 | Constant | 1 | [23 empty] | From DOE Reference Buildings
Large Office Clothing | Clothing |  | SmrDsn | 2014-01-01 | 2014-12-31 | Constant | 0.5 | [23 empty] | From DOE Reference Buildings
Large Office Clothing | Clothing |  | Wknd¦Wkdy | 2014-10-01 | 2014-12-31 | Constant | 1 | [23 empty] | From DOE Reference Buildings
Large Office Clothing | Clothing |  | Wknd¦Wkdy | 2014-05-01 | 2014-09-30 | Constant | 0.5 | [23 empty] | From DOE Reference Buildings
LargeHotel Clothing | Clothing |  | Default¦WntrDsn | 2014-01-01 | 2014-12-31 | Constant | 1 | [23 empty] | From DOE Reference Buildings
LargeHotel Clothing | Clothing |  | SmrDsn | 2014-01-01 | 2014-12-31 | Constant | 0.5 | [23 empty] | From DOE Reference Buildings
LargeHotel Clothing | Clothing |  | Wknd¦Wkdy | 2014-10-01 | 2014-12-31 | Constant | 1 | [23 empty] | From DOE Reference Buildings
LargeHotel Clothing | Clothing |  | Wknd¦Wkdy | 2014-05-01 | 2014-09-30 | Constant | 0.5 | [23 empty] | From DOE Reference Buildings
Medium Office Clothing | Clothing |  | Default¦WntrDsn | 2014-01-01 | 2014-12-31 | Constant | 1 | [23 empty] | From DOE Reference Buildings
Medium Office Clothing | Clothing |  | SmrDsn | 2014-01-01 | 2014-12-31 | Constant | 0.5 | [23 empty] | From DOE Reference Buildings
Medium Office Clothing | Clothing |  | Wknd¦Wkdy | 2014-10-01 | 2014-12-31 | Constant | 1 | [23 empty] | From DOE Reference Buildings
Medium Office Clothing | Clothing |  | Wknd¦Wkdy | 2014-05-01 | 2014-09-30 | Constant | 0.5 | [23 empty] | From DOE Reference Buildings
MidriseApartment Clothing | Clothing |  | Default¦WntrDsn | 2014-01-01 | 2014-12-31 | Constant | 1 | [23 empty] | From DOE Reference Buildings
MidriseApartment Clothing | Clothing |  | SmrDsn | 2014-01-01 | 2014-12-31 | Constant | 0.5 | [23 empty] | From DOE Reference Buildings
MidriseApartment Clothing | Clothing |  | Wknd¦Wkdy | 2014-10-01 | 2014-12-31 | Constant | 1 | [23 empty] | From DOE Reference Buildings
MidriseApartment Clothing | Clothing |  | Wknd¦Wkdy | 2014-05-01 | 2014-09-30 | Constant | 0.5 | [23 empty] | From DOE Reference Buildings
occupancy_clothing | Clothing |  | WntrDsn | 2017-01-01 | 2017-12-31 | Hourly | 1 | 1 | 1 | 1 | 1 | 1 | 1 | 1 | 1 | 1 | 1 | 1 | 1 | 1 | 1 | 1 | 1 | 1 | 1 | 1 | 1 | 1 | 1 | 1 | From Commercial Building Energy Saver (CBES) Prototype Models: cbes.lbl.gov
occupancy_clothing | Clothing |  | SmrDsn | 2017-01-01 | 2017-12-31 | Hourly | 0.5 | 0.5 | 0.5 | 0.5 | 0.5 | 0.5 | 0.5 | 0.5 | 0.5 | 0.5 | 0.5 | 0.5 | 0.5 | 0.5 | 0.5 | 0.5 | 0.5 | 0.5 | 0.5 | 0.5 | 0.5 | 0.5 | 0.5 | 0.5 | From Commercial Building Energy Saver (CBES) Prototype Models: cbes.lbl.gov
OfficeLarge CLOTHING_SCH | Clothing | W | Default¦SmrDsn | 2014-01-01 | 2014-12-31 | Constant | 0.5 | [23 empty] | From DOE Prototype Buildings
OfficeLarge CLOTHING_SCH | Clothing | W | WntrDsn | 2014-01-01 | 2014-12-31 | Constant | 1 | [23 empty] | From DOE Prototype Buildings
OfficeLarge CLOTHING_SCH | Clothing | W | Wknd¦Wkdy | 2014-10-01 | 2014-12-31 | Constant | 1 | [23 empty] | From DOE Prototype Buildings
OfficeLarge CLOTHING_SCH | Clothing | W | Wknd¦Wkdy | 2014-01-01 | 2014-04-30 | Constant | 1 | [23 empty] | From DOE Prototype Buildings
OfficeMedium CLOTHING_SCH | Clothing | W | Default¦SmrDsn | 2014-01-01 | 2014-12-31 | Constant | 0.5 | [23 empty] | From DOE Prototype Buildings
OfficeMedium CLOTHING_SCH | Clothing | W | WntrDsn | 2014-01-01 | 2014-12-31 | Constant | 1 | [23 empty] | From DOE Prototype Buildings
OfficeMedium CLOTHING_SCH | Clothing | W | Wknd¦Wkdy | 2014-10-01 | 2014-12-31 | Constant | 1 | [23 empty] | From DOE Prototype Buildings
OfficeMedium CLOTHING_SCH | Clothing | W | Wknd¦Wkdy | 2014-01-01 | 2014-04-30 | Constant | 1 | [23 empty] | From DOE Prototype Buildings
OfficeSmall CLOTHING_SCH | Clothing | W | Default¦SmrDsn | 2014-01-01 | 2014-12-31 | Constant | 0.5 | [23 empty] | From DOE Prototype Buildings
OfficeSmall CLOTHING_SCH | Clothing | W | WntrDsn | 2014-01-01 | 2014-12-31 | Constant | 1 | [23 empty] | From DOE Prototype Buildings
OfficeSmall CLOTHING_SCH | Clothing | W | Wknd¦Wkdy | 2014-10-01 | 2014-12-31 | Constant | 1 | [23 empty] | From DOE Prototype Buildings
OfficeSmall CLOTHING_SCH | Clothing | W | Wknd¦Wkdy | 2014-01-01 | 2014-04-30 | Constant | 1 | [23 empty] | From DOE Prototype Buildings
Outpatient Clothing | Clothing |  | Default¦WntrDsn | 2014-01-01 | 2014-12-31 | Constant | 1 | [23 empty] | From DOE Reference Buildings
Outpatient Clothing | Clothing |  | SmrDsn | 2014-01-01 | 2014-12-31 | Constant | 0.5 | [23 empty] | From DOE Reference Buildings
Outpatient Clothing | Clothing |  | Wknd¦Wkdy | 2014-10-01 | 2014-12-31 | Constant | 1 | [23 empty] | From DOE Reference Buildings
Outpatient Clothing | Clothing |  | Wknd¦Wkdy | 2014-05-01 | 2014-09-30 | Constant | 0.5 | [23 empty] | From DOE Reference Buildings
OutPatientHealthCare CLOTHING_SCH | Clothing | W | Default¦SmrDsn | 2014-01-01 | 2014-12-31 | Constant | 0.5 | [23 empty] | From DOE Prototype Buildings
OutPatientHealthCare CLOTHING_SCH | Clothing | W | WntrDsn | 2014-01-01 | 2014-12-31 | Constant | 1 | [23 empty] | From DOE Prototype Buildings
OutPatientHealthCare CLOTHING_SCH | Clothing | W | Wknd¦Wkdy | 2014-10-01 | 2014-12-31 | Constant | 1 | [23 empty] | From DOE Prototype Buildings
OutPatientHealthCare CLOTHING_SCH | Clothing | W | Wknd¦Wkdy | 2014-01-01 | 2014-04-30 | Constant | 1 | [23 empty] | From DOE Prototype Buildings
PrimarySchool Clothing | Clothing |  | Default¦WntrDsn | 2014-01-01 | 2014-12-31 | Constant | 1.1 | [23 empty] | From DOE Reference Buildings
PrimarySchool Clothing | Clothing |  | SmrDsn | 2014-01-01 | 2014-12-31 | Constant | 0.6 | [23 empty] | From DOE Reference Buildings
PrimarySchool Clothing | Clothing |  | Wknd¦Wkdy | 2014-10-01 | 2014-12-31 | Constant | 1.1 | [23 empty] | From DOE Reference Buildings
PrimarySchool Clothing | Clothing |  | Wknd¦Wkdy | 2014-05-01 | 2014-09-30 | Constant | 0.6 | [23 empty] | From DOE Reference Buildings
QuickServiceRestaurant Clothing | Clothing |  | Default¦WntrDsn | 2014-01-01 | 2014-12-31 | Constant | 1 | [23 empty] | From DOE Reference Buildings
QuickServiceRestaurant Clothing | Clothing |  | SmrDsn | 2014-01-01 | 2014-12-31 | Constant | 0.5 | [23 empty] | From DOE Reference Buildings
QuickServiceRestaurant Clothing | Clothing |  | Wknd¦Wkdy | 2014-10-01 | 2014-12-31 | Constant | 1 | [23 empty] | From DOE Reference Buildings
QuickServiceRestaurant Clothing | Clothing |  | Wknd¦Wkdy | 2014-05-01 | 2014-09-30 | Constant | 0.5 | [23 empty] | From DOE Reference Buildings
RestaurantFastFood CLOTHING_SCH | Clothing | W | Default¦SmrDsn | 2014-01-01 | 2014-12-31 | Constant | 0.5 | [23 empty] | From DOE Prototype Buildings
RestaurantFastFood CLOTHING_SCH | Clothing | W | WntrDsn | 2014-01-01 | 2014-12-31 | Constant | 1 | [23 empty] | From DOE Prototype Buildings
RestaurantFastFood CLOTHING_SCH | Clothing | W | Wknd¦Wkdy | 2014-10-01 | 2014-12-31 | Constant | 1 | [23 empty] | From DOE Prototype Buildings
RestaurantFastFood CLOTHING_SCH | Clothing | W | Wknd¦Wkdy | 2014-01-01 | 2014-04-30 | Constant | 1 | [23 empty] | From DOE Prototype Buildings
RestaurantSitDown CLOTHING_SCH | Clothing | W | Default¦SmrDsn | 2014-01-01 | 2014-12-31 | Constant | 0.5 | [23 empty] | From DOE Prototype Buildings
RestaurantSitDown CLOTHING_SCH | Clothing | W | WntrDsn | 2014-01-01 | 2014-12-31 | Constant | 1 | [23 empty] | From DOE Prototype Buildings
RestaurantSitDown CLOTHING_SCH | Clothing | W | Wknd¦Wkdy | 2014-10-01 | 2014-12-31 | Constant | 1 | [23 empty] | From DOE Prototype Buildings
RestaurantSitDown CLOTHING_SCH | Clothing | W | Wknd¦Wkdy | 2014-01-01 | 2014-04-30 | Constant | 1 | [23 empty] | From DOE Prototype Buildings
Retail Clothing | Clothing |  | Default¦WntrDsn | 2014-01-01 | 2014-12-31 | Constant | 1 | [23 empty] | From DOE Reference Buildings
Retail Clothing | Clothing |  | SmrDsn | 2014-01-01 | 2014-12-31 | Constant | 0.5 | [23 empty] | From DOE Reference Buildings
Retail Clothing | Clothing |  | Wknd¦Wkdy | 2014-10-01 | 2014-12-31 | Constant | 1 | [23 empty] | From DOE Reference Buildings
Retail Clothing | Clothing |  | Wknd¦Wkdy | 2014-05-01 | 2014-09-30 | Constant | 0.5 | [23 empty] | From DOE Reference Buildings
RetailStandalone CLOTHING_SCH | Clothing | W | Default¦SmrDsn | 2014-01-01 | 2014-12-31 | Constant | 0.5 | [23 empty] | From DOE Prototype Buildings
RetailStandalone CLOTHING_SCH | Clothing | W | WntrDsn | 2014-01-01 | 2014-12-31 | Constant | 1 | [23 empty] | From DOE Prototype Buildings
RetailStandalone CLOTHING_SCH | Clothing | W | Wknd¦Wkdy | 2014-10-01 | 2014-12-31 | Constant | 1 | [23 empty] | From DOE Prototype Buildings
RetailStandalone CLOTHING_SCH | Clothing | W | Wknd¦Wkdy | 2014-01-01 | 2014-04-30 | Constant | 1 | [23 empty] | From DOE Prototype Buildings
RetailStripmall CLOTHING_SCH | Clothing | W | Default¦SmrDsn | 2014-01-01 | 2014-12-31 | Constant | 0.5 | [23 empty] | From DOE Prototype Buildings
RetailStripmall CLOTHING_SCH | Clothing | W | WntrDsn | 2014-01-01 | 2014-12-31 | Constant | 1 | [23 empty] | From DOE Prototype Buildings
RetailStripmall CLOTHING_SCH | Clothing | W | Wknd¦Wkdy | 2014-10-01 | 2014-12-31 | Constant | 1 | [23 empty] | From DOE Prototype Buildings
RetailStripmall CLOTHING_SCH | Clothing | W | Wknd¦Wkdy | 2014-01-01 | 2014-04-30 | Constant | 1 | [23 empty] | From DOE Prototype Buildings
SchoolPrimary CLOTHING_SCH | Clothing | W | Default¦SmrDsn | 2014-01-01 | 2014-12-31 | Constant | 0.6 | [23 empty] | From DOE Prototype Buildings
SchoolPrimary CLOTHING_SCH | Clothing | W | WntrDsn | 2014-01-01 | 2014-12-31 | Constant | 1.1 | [23 empty] | From DOE Prototype Buildings
SchoolPrimary CLOTHING_SCH | Clothing | W | Wknd¦Wkdy | 2014-10-01 | 2014-12-31 | Constant | 1.1 | [23 empty] | From DOE Prototype Buildings
SchoolPrimary CLOTHING_SCH | Clothing | W | Wknd¦Wkdy | 2014-01-01 | 2014-04-30 | Constant | 1.1 | [23 empty] | From DOE Prototype Buildings
SchoolSecondary CLOTHING_SCH | Clothing | W | Default¦SmrDsn | 2014-01-01 | 2014-12-31 | Constant | 0.6 | [23 empty] | From DOE Prototype Buildings
SchoolSecondary CLOTHING_SCH | Clothing | W | WntrDsn | 2014-01-01 | 2014-12-31 | Constant | 1.1 | [23 empty] | From DOE Prototype Buildings
SchoolSecondary CLOTHING_SCH | Clothing | W | Wknd¦Wkdy | 2014-10-01 | 2014-12-31 | Constant | 1.1 | [23 empty] | From DOE Prototype Buildings
SchoolSecondary CLOTHING_SCH | Clothing | W | Wknd¦Wkdy | 2014-01-01 | 2014-04-30 | Constant | 1.1 | [23 empty] | From DOE Prototype Buildings
SecondarySchool Clothing | Clothing |  | Default¦WntrDsn | 2014-01-01 | 2014-12-31 | Constant | 1.1 | [23 empty] | From DOE Reference Buildings
SecondarySchool Clothing | Clothing |  | SmrDsn | 2014-01-01 | 2014-12-31 | Constant | 0.6 | [23 empty] | From DOE Reference Buildings
SecondarySchool Clothing | Clothing |  | Wknd¦Wkdy | 2014-10-01 | 2014-12-31 | Constant | 1.1 | [23 empty] | From DOE Reference Buildings
SecondarySchool Clothing | Clothing |  | Wknd¦Wkdy | 2014-05-01 | 2014-09-30 | Constant | 0.6 | [23 empty] | From DOE Reference Buildings
Small Office Clothing | Clothing |  | Default¦WntrDsn | 2014-01-01 | 2014-12-31 | Constant | 1 | [23 empty] | From DOE Reference Buildings
Small Office Clothing | Clothing |  | SmrDsn | 2014-01-01 | 2014-12-31 | Constant | 0.5 | [23 empty] | From DOE Reference Buildings
Small Office Clothing | Clothing |  | Wknd¦Wkdy | 2014-10-01 | 2014-12-31 | Constant | 1 | [23 empty] | From DOE Reference Buildings
Small Office Clothing | Clothing |  | Wknd¦Wkdy | 2014-05-01 | 2014-09-30 | Constant | 0.5 | [23 empty] | From DOE Reference Buildings
SmallHotel Clothing | Clothing |  | Default¦WntrDsn | 2014-01-01 | 2014-12-31 | Constant | 1 | [23 empty] | From DOE Reference Buildings
SmallHotel Clothing | Clothing |  | SmrDsn | 2014-01-01 | 2014-12-31 | Constant | 0.5 | [23 empty] | From DOE Reference Buildings
SmallHotel Clothing | Clothing |  | Wknd¦Wkdy | 2014-10-01 | 2014-12-31 | Constant | 1 | [23 empty] | From DOE Reference Buildings
SmallHotel Clothing | Clothing |  | Wknd¦Wkdy | 2014-05-01 | 2014-09-30 | Constant | 0.5 | [23 empty] | From DOE Reference Buildings
StripMall Clothing | Clothing |  | Default¦WntrDsn | 2014-01-01 | 2014-12-31 | Constant | 1 | [23 empty] | From DOE Reference Buildings
StripMall Clothing | Clothing |  | SmrDsn | 2014-01-01 | 2014-12-31 | Constant | 0.5 | [23 empty] | From DOE Reference Buildings
StripMall Clothing | Clothing |  | Wknd¦Wkdy | 2014-10-01 | 2014-12-31 | Constant | 1 | [23 empty] | From DOE Reference Buildings
StripMall Clothing | Clothing |  | Wknd¦Wkdy | 2014-05-01 | 2014-09-30 | Constant | 0.5 | [23 empty] | From DOE Reference Buildings
SuperMarket Clothing | Clothing |  | Default¦WntrDsn | 2014-01-01 | 2014-12-31 | Constant | 1 | [23 empty] | From DOE Reference Buildings
SuperMarket Clothing | Clothing |  | SmrDsn | 2014-01-01 | 2014-12-31 | Constant | 0.5 | [23 empty] | From DOE Reference Buildings
SuperMarket Clothing | Clothing |  | Wknd¦Wkdy | 2014-10-01 | 2014-12-31 | Constant | 1 | [23 empty] | From DOE Reference Buildings
SuperMarket Clothing | Clothing |  | Wknd¦Wkdy | 2014-05-01 | 2014-09-30 | Constant | 0.5 | [23 empty] | From DOE Reference Buildings
Warehouse Clothing | Clothing |  | Default¦WntrDsn | 2014-01-01 | 2014-12-31 | Constant | 1 | [23 empty] | From DOE Reference Buildings
Warehouse Clothing | Clothing |  | SmrDsn | 2014-01-01 | 2014-12-31 | Constant | 0.5 | [23 empty] | From DOE Reference Buildings
Warehouse Clothing | Clothing |  | Wknd¦Wkdy | 2014-10-01 | 2014-12-31 | Constant | 1 | [23 empty] | From DOE Reference Buildings
Warehouse Clothing | Clothing |  | Wknd¦Wkdy | 2014-05-01 | 2014-09-30 | Constant | 0.5 | [23 empty] | From DOE Reference Buildings
D_DMo_Living_Cook_Yr | Cooking | FRACTION | SmrDsn | 2014-01-01 | 2014-12-31 | Constant | 1 | [23 empty] | From eQ_Lib.dat in MASControl 2017
D_DMo_Living_Cook_Yr | Cooking | FRACTION | WntrDsn | 2014-01-01 | 2014-12-31 | Constant | 0 | [23 empty] | From eQ_Lib.dat in MASControl 2017
D_DMo_Living_Cook_Yr | Cooking | FRACTION | Default¦Hol | 2014-01-01 | 2014-12-31 | Hourly | 0.0071 | 0.0071 | 0.0035 | 0.0035 | 0.0071 | 0.0106 | 0.0248 | 0.0424 | 0.046 | 0.0481 | 0.0424 | 0.0495 | 0.0566 | 0.046 | 0.0438 | 0.0566 | 0.0919 | 0.1499 | 0.1167 | 0.0601 | 0.0354 | 0.0248 | 0.0156 | 0.0106 | From eQ_Lib.dat in MASControl 2017
D_ECC_Ktchn_Cook_Yr | Cooking | FRACTION | SmrDsn | 2014-01-01 | 2014-01-11 | Constant | 1 | [23 empty] | From eQ_Lib.dat in MASControl 2017
D_ECC_Ktchn_Cook_Yr | Cooking | FRACTION | WntrDsn | 2014-01-01 | 2014-01-11 | Constant | 0 | [23 empty] | From eQ_Lib.dat in MASControl 2017
D_ECC_Ktchn_Cook_Yr | Cooking | FRACTION | Default | 2014-01-01 | 2014-01-11 | Constant | 0.02 | [23 empty] | From eQ_Lib.dat in MASControl 2017
D_ECC_Ktchn_Cook_Yr | Cooking | FRACTION | Default¦Wkdy | 2014-01-12 | 2014-04-03 | Hourly | 0.05 | 0.05 | 0.05 | 0.05 | 0.05 | 0.2 | 0.5 | 0.5 | 0.75 | 0.75 | 1 | 1 | 0.5 | 0.5 | 0.25 | 0.25 | 0.25 | 0.1 | 0.05 | 0.05 | 0.05 | 0.05 | 0.05 | 0.05 | From eQ_Lib.dat in MASControl 2017
D_ECC_Ktchn_Cook_Yr | Cooking | FRACTION | Sat | 2014-01-12 | 2014-04-03 | Hourly | 0.05 | 0.05 | 0.05 | 0.05 | 0.05 | 0.1605 | 0.3816 | 0.3816 | 0.5658 | 0.5658 | 0.75 | 0.75 | 0.3816 | 0.3816 | 0.1974 | 0.1974 | 0.0868 | 0.05 | 0.05 | 0.05 | 0.05 | 0.05 | 0.05 | 0.05 | From eQ_Lib.dat in MASControl 2017
D_ECC_Ktchn_Cook_Yr | Cooking | FRACTION | Sun | 2014-01-12 | 2014-04-03 | Constant | 0.05 | [23 empty] | From eQ_Lib.dat in MASControl 2017
D_ECC_Ktchn_Cook_Yr | Cooking | FRACTION | SmrDsn | 2014-04-04 | 2014-04-12 | Constant | 1 | [23 empty] | From eQ_Lib.dat in MASControl 2017
D_ECC_Ktchn_Cook_Yr | Cooking | FRACTION | WntrDsn | 2014-04-04 | 2014-04-12 | Constant | 0 | [23 empty] | From eQ_Lib.dat in MASControl 2017
D_ECC_Ktchn_Cook_Yr | Cooking | FRACTION | Default | 2014-04-04 | 2014-04-12 | Constant | 0.02 | [23 empty] | From eQ_Lib.dat in MASControl 2017
D_ECC_Ktchn_Cook_Yr | Cooking | FRACTION | Default¦Wkdy | 2014-04-13 | 2014-05-22 | Hourly | 0.05 | 0.05 | 0.05 | 0.05 | 0.05 | 0.2 | 0.5 | 0.5 | 0.75 | 0.75 | 1 | 1 | 0.5 | 0.5 | 0.25 | 0.25 | 0.25 | 0.1 | 0.05 | 0.05 | 0.05 | 0.05 | 0.05 | 0.05 | From eQ_Lib.dat in MASControl 2017
D_ECC_Ktchn_Cook_Yr | Cooking | FRACTION | Sat | 2014-04-13 | 2014-05-22 | Hourly | 0.05 | 0.05 | 0.05 | 0.05 | 0.05 | 0.1605 | 0.3816 | 0.3816 | 0.5658 | 0.5658 | 0.75 | 0.75 | 0.3816 | 0.3816 | 0.1974 | 0.1974 | 0.0868 | 0.05 | 0.05 | 0.05 | 0.05 | 0.05 | 0.05 | 0.05 | From eQ_Lib.dat in MASControl 2017
D_ECC_Ktchn_Cook_Yr | Cooking | FRACTION | Sun | 2014-04-13 | 2014-05-22 | Constant | 0.05 | [23 empty] | From eQ_Lib.dat in MASControl 2017
D_ECC_Ktchn_Cook_Yr | Cooking | FRACTION | SmrDsn | 2014-05-23 | 2014-05-31 | Constant | 1 | [23 empty] | From eQ_Lib.dat in MASControl 2017
D_ECC_Ktchn_Cook_Yr | Cooking | FRACTION | WntrDsn | 2014-05-23 | 2014-05-31 | Constant | 0 | [23 empty] | From eQ_Lib.dat in MASControl 2017
D_ECC_Ktchn_Cook_Yr | Cooking | FRACTION | Default | 2014-05-23 | 2014-05-31 | Constant | 0.02 | [23 empty] | From eQ_Lib.dat in MASControl 2017
D_ECC_Ktchn_Cook_Yr | Cooking | FRACTION | Default¦Wkdy | 2014-06-01 | 2014-08-07 | Hourly | 0.05 | 0.05 | 0.05 | 0.05 | 0.05 | 0.1605 | 0.3816 | 0.3816 | 0.5658 | 0.5658 | 0.75 | 0.75 | 0.3816 | 0.3816 | 0.1974 | 0.1974 | 0.1974 | 0.0868 | 0.05 | 0.05 | 0.05 | 0.05 | 0.05 | 0.05 | From eQ_Lib.dat in MASControl 2017
D_ECC_Ktchn_Cook_Yr | Cooking | FRACTION | Sat | 2014-06-01 | 2014-08-07 | Hourly | 0.05 | 0.05 | 0.05 | 0.05 | 0.05 | 0.1309 | 0.2928 | 0.2928 | 0.4276 | 0.4276 | 0.5625 | 0.5625 | 0.2928 | 0.2928 | 0.1579 | 0.1579 | 0.077 | 0.05 | 0.05 | 0.05 | 0.05 | 0.05 | 0.05 | 0.05 | From eQ_Lib.dat in MASControl 2017
D_ECC_Ktchn_Cook_Yr | Cooking | FRACTION | Sun | 2014-06-01 | 2014-08-07 | Constant | 0.035 | [23 empty] | From eQ_Lib.dat in MASControl 2017
D_ECC_Ktchn_Cook_Yr | Cooking | FRACTION | SmrDsn | 2014-08-08 | 2014-08-16 | Constant | 1 | [23 empty] | From eQ_Lib.dat in MASControl 2017
D_ECC_Ktchn_Cook_Yr | Cooking | FRACTION | WntrDsn | 2014-08-08 | 2014-08-16 | Constant | 0 | [23 empty] | From eQ_Lib.dat in MASControl 2017
D_ECC_Ktchn_Cook_Yr | Cooking | FRACTION | Default | 2014-08-08 | 2014-08-16 | Constant | 0.02 | [23 empty] | From eQ_Lib.dat in MASControl 2017
D_ECC_Ktchn_Cook_Yr | Cooking | FRACTION | Default¦Wkdy | 2014-08-17 | 2014-12-11 | Hourly | 0.05 | 0.05 | 0.05 | 0.05 | 0.05 | 0.2 | 0.5 | 0.5 | 0.75 | 0.75 | 1 | 1 | 0.5 | 0.5 | 0.25 | 0.25 | 0.25 | 0.1 | 0.05 | 0.05 | 0.05 | 0.05 | 0.05 | 0.05 | From eQ_Lib.dat in MASControl 2017
D_ECC_Ktchn_Cook_Yr | Cooking | FRACTION | Sat | 2014-08-17 | 2014-12-11 | Hourly | 0.05 | 0.05 | 0.05 | 0.05 | 0.05 | 0.1605 | 0.3816 | 0.3816 | 0.5658 | 0.5658 | 0.75 | 0.75 | 0.3816 | 0.3816 | 0.1974 | 0.1974 | 0.0868 | 0.05 | 0.05 | 0.05 | 0.05 | 0.05 | 0.05 | 0.05 | From eQ_Lib.dat in MASControl 2017
D_ECC_Ktchn_Cook_Yr | Cooking | FRACTION | Sun | 2014-08-17 | 2014-12-11 | Constant | 0.05 | [23 empty] | From eQ_Lib.dat in MASControl 2017
D_ECC_Ktchn_Cook_Yr | Cooking | FRACTION | SmrDsn | 2014-12-12 | 2014-12-31 | Constant | 1 | [23 empty] | From eQ_Lib.dat in MASControl 2017
D_ECC_Ktchn_Cook_Yr | Cooking | FRACTION | WntrDsn | 2014-12-12 | 2014-12-31 | Constant | 0 | [23 empty] | From eQ_Lib.dat in MASControl 2017
D_ECC_Ktchn_Cook_Yr | Cooking | FRACTION | Default | 2014-12-12 | 2014-12-31 | Constant | 0.02 | [23 empty] | From eQ_Lib.dat in MASControl 2017
D_ECC_Ktchn_Cook_Yr | Cooking | FRACTION | WntrDsn | 2014-01-01 | 2014-12-31 | Constant | 0 | [23 empty] | From eQ_Lib.dat in MASControl 2017
D_ECC_Ktchn_Cook_Yr | Cooking | FRACTION | SmrDsn | 2014-01-01 | 2014-12-31 | Constant | 1 | [23 empty] | From eQ_Lib.dat in MASControl 2017
D_ECC_Ktchn_Cook_Yr | Cooking | FRACTION | Hol | 2014-01-01 | 2014-12-31 | Constant | 0.035 | [23 empty] | From eQ_Lib.dat in MASControl 2017
D_EPr_Ktchn_Cook_Yr | Cooking | FRACTION | SmrDsn | 2014-01-01 | 2014-01-04 | Constant | 1 | [23 empty] | From eQ_Lib.dat in MASControl 2017
D_EPr_Ktchn_Cook_Yr | Cooking | FRACTION | WntrDsn | 2014-01-01 | 2014-01-04 | Constant | 0 | [23 empty] | From eQ_Lib.dat in MASControl 2017
D_EPr_Ktchn_Cook_Yr | Cooking | FRACTION | Default | 2014-01-01 | 2014-01-04 | Constant | 0 | [23 empty] | From eQ_Lib.dat in MASControl 2017
D_EPr_Ktchn_Cook_Yr | Cooking | FRACTION | Default¦Wkdy | 2014-01-05 | 2014-04-03 | Hourly | 0 | 0 | 0 | 0 | 0 | 0 | 0 | 0 | 0.3 | 0.7 | 1 | 1 | 0.8 | 0.6 | 0.4 | 0 | 0 | 0 | 0 | 0 | 0 | 0 | 0 | 0 | From eQ_Lib.dat in MASControl 2017
D_EPr_Ktchn_Cook_Yr | Cooking | FRACTION | Sat | 2014-01-05 | 2014-04-03 | Hourly | 0 | 0 | 0 | 0 | 0 | 0 | 0 | 0 | 0 | 0.3 | 0.5 | 0.5 | 0.35 | 0.15 | 0 | 0 | 0 | 0 | 0 | 0 | 0 | 0 | 0 | 0 | From eQ_Lib.dat in MASControl 2017
D_EPr_Ktchn_Cook_Yr | Cooking | FRACTION | Sun | 2014-01-05 | 2014-04-03 | Constant | 0 | [23 empty] | From eQ_Lib.dat in MASControl 2017
D_EPr_Ktchn_Cook_Yr | Cooking | FRACTION | SmrDsn | 2014-04-04 | 2014-04-12 | Constant | 1 | [23 empty] | From eQ_Lib.dat in MASControl 2017
D_EPr_Ktchn_Cook_Yr | Cooking | FRACTION | WntrDsn | 2014-04-04 | 2014-04-12 | Constant | 0 | [23 empty] | From eQ_Lib.dat in MASControl 2017
D_EPr_Ktchn_Cook_Yr | Cooking | FRACTION | Default | 2014-04-04 | 2014-04-12 | Constant | 0 | [23 empty] | From eQ_Lib.dat in MASControl 2017
D_EPr_Ktchn_Cook_Yr | Cooking | FRACTION | Default¦Wkdy | 2014-04-13 | 2014-06-12 | Hourly | 0 | 0 | 0 | 0 | 0 | 0 | 0 | 0 | 0.3 | 0.7 | 1 | 1 | 0.8 | 0.6 | 0.4 | 0 | 0 | 0 | 0 | 0 | 0 | 0 | 0 | 0 | From eQ_Lib.dat in MASControl 2017
D_EPr_Ktchn_Cook_Yr | Cooking | FRACTION | Sat | 2014-04-13 | 2014-06-12 | Hourly | 0 | 0 | 0 | 0 | 0 | 0 | 0 | 0 | 0 | 0.3 | 0.5 | 0.5 | 0.35 | 0.15 | 0 | 0 | 0 | 0 | 0 | 0 | 0 | 0 | 0 | 0 | From eQ_Lib.dat in MASControl 2017
D_EPr_Ktchn_Cook_Yr | Cooking | FRACTION | Sun | 2014-04-13 | 2014-06-12 | Constant | 0 | [23 empty] | From eQ_Lib.dat in MASControl 2017
D_EPr_Ktchn_Cook_Yr | Cooking | FRACTION | SmrDsn | 2014-06-13 | 2014-08-16 | Constant | 1 | [23 empty] | From eQ_Lib.dat in MASControl 2017
D_EPr_Ktchn_Cook_Yr | Cooking | FRACTION | WntrDsn | 2014-06-13 | 2014-08-16 | Constant | 0 | [23 empty] | From eQ_Lib.dat in MASControl 2017
D_EPr_Ktchn_Cook_Yr | Cooking | FRACTION | Default | 2014-06-13 | 2014-08-16 | Constant | 0 | [23 empty] | From eQ_Lib.dat in MASControl 2017
D_EPr_Ktchn_Cook_Yr | Cooking | FRACTION | Default¦Wkdy | 2014-08-17 | 2014-12-11 | Hourly | 0 | 0 | 0 | 0 | 0 | 0 | 0 | 0 | 0.3 | 0.7 | 1 | 1 | 0.8 | 0.6 | 0.4 | 0 | 0 | 0 | 0 | 0 | 0 | 0 | 0 | 0 | From eQ_Lib.dat in MASControl 2017
D_EPr_Ktchn_Cook_Yr | Cooking | FRACTION | Sat | 2014-08-17 | 2014-12-11 | Hourly | 0 | 0 | 0 | 0 | 0 | 0 | 0 | 0 | 0 | 0.3 | 0.5 | 0.5 | 0.35 | 0.15 | 0 | 0 | 0 | 0 | 0 | 0 | 0 | 0 | 0 | 0 | From eQ_Lib.dat in MASControl 2017
D_EPr_Ktchn_Cook_Yr | Cooking | FRACTION | Sun | 2014-08-17 | 2014-12-11 | Constant | 0 | [23 empty] | From eQ_Lib.dat in MASControl 2017
D_EPr_Ktchn_Cook_Yr | Cooking | FRACTION | SmrDsn | 2014-12-12 | 2014-12-31 | Constant | 1 | [23 empty] | From eQ_Lib.dat in MASControl 2017
D_EPr_Ktchn_Cook_Yr | Cooking | FRACTION | WntrDsn | 2014-12-12 | 2014-12-31 | Constant | 0 | [23 empty] | From eQ_Lib.dat in MASControl 2017
D_EPr_Ktchn_Cook_Yr | Cooking | FRACTION | Default | 2014-12-12 | 2014-12-31 | Constant | 0 | [23 empty] | From eQ_Lib.dat in MASControl 2017
D_EPr_Ktchn_Cook_Yr | Cooking | FRACTION | WntrDsn | 2014-01-01 | 2014-12-31 | Constant | 0 | [23 empty] | From eQ_Lib.dat in MASControl 2017
D_EPr_Ktchn_Cook_Yr | Cooking | FRACTION | SmrDsn | 2014-01-01 | 2014-12-31 | Constant | 1 | [23 empty] | From eQ_Lib.dat in MASControl 2017
D_EPr_Ktchn_Cook_Yr | Cooking | FRACTION | Hol | 2014-01-01 | 2014-12-31 | Constant | 0 | [23 empty] | From eQ_Lib.dat in MASControl 2017
D_ESe_Ktchn_Cook_Yr | Cooking | FRACTION | SmrDsn | 2014-01-01 | 2014-01-04 | Constant | 1 | [23 empty] | From eQ_Lib.dat in MASControl 2017
D_ESe_Ktchn_Cook_Yr | Cooking | FRACTION | WntrDsn | 2014-01-01 | 2014-01-04 | Constant | 0 | [23 empty] | From eQ_Lib.dat in MASControl 2017
D_ESe_Ktchn_Cook_Yr | Cooking | FRACTION | Default | 2014-01-01 | 2014-01-04 | Constant | 0 | [23 empty] | From eQ_Lib.dat in MASControl 2017
D_ESe_Ktchn_Cook_Yr | Cooking | FRACTION | Default¦Wkdy | 2014-01-05 | 2014-04-03 | Hourly | 0 | 0 | 0 | 0 | 0 | 0 | 0 | 0 | 0 | 0 | 1 | 1 | 0.8 | 0 | 0 | 0 | 0 | 0 | 0 | 0 | 0 | 0 | 0 | 0 | From eQ_Lib.dat in MASControl 2017
D_ESe_Ktchn_Cook_Yr | Cooking | FRACTION | Sat | 2014-01-05 | 2014-04-03 | Hourly | 0 | 0 | 0 | 0 | 0 | 0 | 0 | 0 | 0 | 0 | 0.75 | 0.75 | 0.6 | 0 | 0 | 0 | 0 | 0 | 0 | 0 | 0 | 0 | 0 | 0 | From eQ_Lib.dat in MASControl 2017
D_ESe_Ktchn_Cook_Yr | Cooking | FRACTION | Sun | 2014-01-05 | 2014-04-03 | Constant | 0 | [23 empty] | From eQ_Lib.dat in MASControl 2017
D_ESe_Ktchn_Cook_Yr | Cooking | FRACTION | SmrDsn | 2014-04-04 | 2014-04-12 | Constant | 1 | [23 empty] | From eQ_Lib.dat in MASControl 2017
D_ESe_Ktchn_Cook_Yr | Cooking | FRACTION | WntrDsn | 2014-04-04 | 2014-04-12 | Constant | 0 | [23 empty] | From eQ_Lib.dat in MASControl 2017
D_ESe_Ktchn_Cook_Yr | Cooking | FRACTION | Default | 2014-04-04 | 2014-04-12 | Constant | 0 | [23 empty] | From eQ_Lib.dat in MASControl 2017
D_ESe_Ktchn_Cook_Yr | Cooking | FRACTION | Default¦Wkdy | 2014-04-13 | 2014-06-12 | Hourly | 0 | 0 | 0 | 0 | 0 | 0 | 0 | 0 | 0 | 0 | 1 | 1 | 0.8 | 0 | 0 | 0 | 0 | 0 | 0 | 0 | 0 | 0 | 0 | 0 | From eQ_Lib.dat in MASControl 2017
D_ESe_Ktchn_Cook_Yr | Cooking | FRACTION | Sat | 2014-04-13 | 2014-06-12 | Hourly | 0 | 0 | 0 | 0 | 0 | 0 | 0 | 0 | 0 | 0 | 0.75 | 0.75 | 0.6 | 0 | 0 | 0 | 0 | 0 | 0 | 0 | 0 | 0 | 0 | 0 | From eQ_Lib.dat in MASControl 2017
D_ESe_Ktchn_Cook_Yr | Cooking | FRACTION | Sun | 2014-04-13 | 2014-06-12 | Constant | 0 | [23 empty] | From eQ_Lib.dat in MASControl 2017
D_ESe_Ktchn_Cook_Yr | Cooking | FRACTION | SmrDsn | 2014-06-13 | 2014-08-16 | Constant | 1 | [23 empty] | From eQ_Lib.dat in MASControl 2017
D_ESe_Ktchn_Cook_Yr | Cooking | FRACTION | WntrDsn | 2014-06-13 | 2014-08-16 | Constant | 0 | [23 empty] | From eQ_Lib.dat in MASControl 2017
D_ESe_Ktchn_Cook_Yr | Cooking | FRACTION | Default | 2014-06-13 | 2014-08-16 | Constant | 0 | [23 empty] | From eQ_Lib.dat in MASControl 2017
D_ESe_Ktchn_Cook_Yr | Cooking | FRACTION | Default¦Wkdy | 2014-08-17 | 2014-12-11 | Hourly | 0 | 0 | 0 | 0 | 0 | 0 | 0 | 0 | 0 | 0 | 1 | 1 | 0.8 | 0 | 0 | 0 | 0 | 0 | 0 | 0 | 0 | 0 | 0 | 0 | From eQ_Lib.dat in MASControl 2017
D_ESe_Ktchn_Cook_Yr | Cooking | FRACTION | Sat | 2014-08-17 | 2014-12-11 | Hourly | 0 | 0 | 0 | 0 | 0 | 0 | 0 | 0 | 0 | 0 | 0.75 | 0.75 | 0.6 | 0 | 0 | 0 | 0 | 0 | 0 | 0 | 0 | 0 | 0 | 0 | From eQ_Lib.dat in MASControl 2017
D_ESe_Ktchn_Cook_Yr | Cooking | FRACTION | Sun | 2014-08-17 | 2014-12-11 | Constant | 0 | [23 empty] | From eQ_Lib.dat in MASControl 2017
D_ESe_Ktchn_Cook_Yr | Cooking | FRACTION | SmrDsn | 2014-12-12 | 2014-12-31 | Constant | 1 | [23 empty] | From eQ_Lib.dat in MASControl 2017
D_ESe_Ktchn_Cook_Yr | Cooking | FRACTION | WntrDsn | 2014-12-12 | 2014-12-31 | Constant | 0 | [23 empty] | From eQ_Lib.dat in MASControl 2017
D_ESe_Ktchn_Cook_Yr | Cooking | FRACTION | Default | 2014-12-12 | 2014-12-31 | Constant | 0 | [23 empty] | From eQ_Lib.dat in MASControl 2017
D_ESe_Ktchn_Cook_Yr | Cooking | FRACTION | WntrDsn | 2014-01-01 | 2014-12-31 | Constant | 0 | [23 empty] | From eQ_Lib.dat in MASControl 2017
D_ESe_Ktchn_Cook_Yr | Cooking | FRACTION | SmrDsn | 2014-01-01 | 2014-12-31 | Constant | 1 | [23 empty] | From eQ_Lib.dat in MASControl 2017
D_ESe_Ktchn_Cook_Yr | Cooking | FRACTION | Hol | 2014-01-01 | 2014-12-31 | Constant | 0 | [23 empty] | From eQ_Lib.dat in MASControl 2017
D_EUn_Ktchn_Cook_Yr | Cooking | FRACTION | SmrDsn | 2014-01-01 | 2014-01-11 | Constant | 1 | [23 empty] | From eQ_Lib.dat in MASControl 2017
D_EUn_Ktchn_Cook_Yr | Cooking | FRACTION | WntrDsn | 2014-01-01 | 2014-01-11 | Constant | 0 | [23 empty] | From eQ_Lib.dat in MASControl 2017
D_EUn_Ktchn_Cook_Yr | Cooking | FRACTION | Default | 2014-01-01 | 2014-01-11 | Constant | 0.02 | [23 empty] | From eQ_Lib.dat in MASControl 2017
D_EUn_Ktchn_Cook_Yr | Cooking | FRACTION | Default¦Wkdy | 2014-01-12 | 2014-04-03 | Hourly | 0.2 | 0.2 | 0.2 | 0.2 | 0.2 | 0.2 | 0.6 | 0.6 | 0.5 | 0.5 | 0.6 | 0.8 | 0.7 | 0.5 | 0.4 | 0.8 | 1 | 1 | 0.3 | 0.2 | 0.2 | 0.2 | 0.2 | 0.2 | From eQ_Lib.dat in MASControl 2017
D_EUn_Ktchn_Cook_Yr | Cooking | FRACTION | Wknd | 2014-01-12 | 2014-04-03 | Hourly | 0.2 | 0.2 | 0.2 | 0.2 | 0.2 | 0.2 | 0.475 | 0.475 | 0.4063 | 0.4063 | 0.475 | 0.6125 | 0.5438 | 0.4063 | 0.3375 | 0.6125 | 0.75 | 0.75 | 0.2688 | 0.2 | 0.2 | 0.2 | 0.2 | 0.2 | From eQ_Lib.dat in MASControl 2017
D_EUn_Ktchn_Cook_Yr | Cooking | FRACTION | SmrDsn | 2014-04-04 | 2014-04-12 | Constant | 1 | [23 empty] | From eQ_Lib.dat in MASControl 2017
D_EUn_Ktchn_Cook_Yr | Cooking | FRACTION | WntrDsn | 2014-04-04 | 2014-04-12 | Constant | 0 | [23 empty] | From eQ_Lib.dat in MASControl 2017
D_EUn_Ktchn_Cook_Yr | Cooking | FRACTION | Default | 2014-04-04 | 2014-04-12 | Constant | 0.02 | [23 empty] | From eQ_Lib.dat in MASControl 2017
D_EUn_Ktchn_Cook_Yr | Cooking | FRACTION | Default¦Wkdy | 2014-04-13 | 2014-05-22 | Hourly | 0.2 | 0.2 | 0.2 | 0.2 | 0.2 | 0.2 | 0.6 | 0.6 | 0.5 | 0.5 | 0.6 | 0.8 | 0.7 | 0.5 | 0.4 | 0.8 | 1 | 1 | 0.3 | 0.2 | 0.2 | 0.2 | 0.2 | 0.2 | From eQ_Lib.dat in MASControl 2017
D_EUn_Ktchn_Cook_Yr | Cooking | FRACTION | Wknd | 2014-04-13 | 2014-05-22 | Hourly | 0.2 | 0.2 | 0.2 | 0.2 | 0.2 | 0.2 | 0.475 | 0.475 | 0.4063 | 0.4063 | 0.475 | 0.6125 | 0.5438 | 0.4063 | 0.3375 | 0.6125 | 0.75 | 0.75 | 0.2688 | 0.2 | 0.2 | 0.2 | 0.2 | 0.2 | From eQ_Lib.dat in MASControl 2017
D_EUn_Ktchn_Cook_Yr | Cooking | FRACTION | SmrDsn | 2014-05-23 | 2014-05-31 | Constant | 1 | [23 empty] | From eQ_Lib.dat in MASControl 2017
D_EUn_Ktchn_Cook_Yr | Cooking | FRACTION | WntrDsn | 2014-05-23 | 2014-05-31 | Constant | 0 | [23 empty] | From eQ_Lib.dat in MASControl 2017
D_EUn_Ktchn_Cook_Yr | Cooking | FRACTION | Default | 2014-05-23 | 2014-05-31 | Constant | 0.02 | [23 empty] | From eQ_Lib.dat in MASControl 2017
D_EUn_Ktchn_Cook_Yr | Cooking | FRACTION | Default¦Wkdy | 2014-06-01 | 2014-08-07 | Hourly | 0.15 | 0.15 | 0.15 | 0.15 | 0.15 | 0.15 | 0.45 | 0.45 | 0.375 | 0.375 | 0.45 | 0.6 | 0.525 | 0.375 | 0.3 | 0.6 | 0.75 | 0.75 | 0.225 | 0.15 | 0.15 | 0.15 | 0.15 | 0.15 | From eQ_Lib.dat in MASControl 2017
D_EUn_Ktchn_Cook_Yr | Cooking | FRACTION | Wknd | 2014-06-01 | 2014-08-07 | Hourly | 0.15 | 0.15 | 0.15 | 0.15 | 0.15 | 0.15 | 0.3565 | 0.3565 | 0.3049 | 0.3049 | 0.3565 | 0.4598 | 0.4081 | 0.3049 | 0.2533 | 0.4598 | 0.563 | 0.563 | 0.2016 | 0.15 | 0.15 | 0.15 | 0.15 | 0.15 | From eQ_Lib.dat in MASControl 2017
D_EUn_Ktchn_Cook_Yr | Cooking | FRACTION | SmrDsn | 2014-08-08 | 2014-08-16 | Constant | 1 | [23 empty] | From eQ_Lib.dat in MASControl 2017
D_EUn_Ktchn_Cook_Yr | Cooking | FRACTION | WntrDsn | 2014-08-08 | 2014-08-16 | Constant | 0 | [23 empty] | From eQ_Lib.dat in MASControl 2017
D_EUn_Ktchn_Cook_Yr | Cooking | FRACTION | Default | 2014-08-08 | 2014-08-16 | Constant | 0.02 | [23 empty] | From eQ_Lib.dat in MASControl 2017
D_EUn_Ktchn_Cook_Yr | Cooking | FRACTION | Default¦Wkdy | 2014-08-17 | 2014-12-11 | Hourly | 0.2 | 0.2 | 0.2 | 0.2 | 0.2 | 0.2 | 0.6 | 0.6 | 0.5 | 0.5 | 0.6 | 0.8 | 0.7 | 0.5 | 0.4 | 0.8 | 1 | 1 | 0.3 | 0.2 | 0.2 | 0.2 | 0.2 | 0.2 | From eQ_Lib.dat in MASControl 2017
D_EUn_Ktchn_Cook_Yr | Cooking | FRACTION | Wknd | 2014-08-17 | 2014-12-11 | Hourly | 0.2 | 0.2 | 0.2 | 0.2 | 0.2 | 0.2 | 0.475 | 0.475 | 0.4063 | 0.4063 | 0.475 | 0.6125 | 0.5438 | 0.4063 | 0.3375 | 0.6125 | 0.75 | 0.75 | 0.2688 | 0.2 | 0.2 | 0.2 | 0.2 | 0.2 | From eQ_Lib.dat in MASControl 2017
D_EUn_Ktchn_Cook_Yr | Cooking | FRACTION | SmrDsn | 2014-12-12 | 2014-12-31 | Constant | 1 | [23 empty] | From eQ_Lib.dat in MASControl 2017
D_EUn_Ktchn_Cook_Yr | Cooking | FRACTION | WntrDsn | 2014-12-12 | 2014-12-31 | Constant | 0 | [23 empty] | From eQ_Lib.dat in MASControl 2017
D_EUn_Ktchn_Cook_Yr | Cooking | FRACTION | Default | 2014-12-12 | 2014-12-31 | Constant | 0.02 | [23 empty] | From eQ_Lib.dat in MASControl 2017
D_EUn_Ktchn_Cook_Yr | Cooking | FRACTION | WntrDsn | 2014-01-01 | 2014-12-31 | Constant | 0 | [23 empty] | From eQ_Lib.dat in MASControl 2017
D_EUn_Ktchn_Cook_Yr | Cooking | FRACTION | SmrDsn | 2014-01-01 | 2014-12-31 | Constant | 1 | [23 empty] | From eQ_Lib.dat in MASControl 2017
D_EUn_Ktchn_Cook_Yr | Cooking | FRACTION | Hol | 2014-01-01 | 2014-12-31 | Hourly | 0.15 | 0.15 | 0.15 | 0.15 | 0.15 | 0.15 | 0.3565 | 0.3565 | 0.3049 | 0.3049 | 0.3565 | 0.4598 | 0.4081 | 0.3049 | 0.2533 | 0.4598 | 0.563 | 0.563 | 0.2016 | 0.15 | 0.15 | 0.15 | 0.15 | 0.15 | From eQ_Lib.dat in MASControl 2017
D_Hsp_Ktchn_Cook_Yr | Cooking | FRACTION | SmrDsn | 2014-01-01 | 2014-12-31 | Constant | 1 | [23 empty] | From eQ_Lib.dat in MASControl 2017
D_Hsp_Ktchn_Cook_Yr | Cooking | FRACTION | WntrDsn | 2014-01-01 | 2014-12-31 | Constant | 0 | [23 empty] | From eQ_Lib.dat in MASControl 2017
D_Hsp_Ktchn_Cook_Yr | Cooking | FRACTION | Default¦Hol | 2014-01-01 | 2014-12-31 | Hourly | 0.11 | 0.11 | 0.11 | 0.11 | 0.76 | 0.72 | 0.59 | 0.86 | 0.77 | 0.88 | 0.95 | 0.86 | 0.76 | 0.76 | 0.75 | 0.82 | 1 | 0.8 | 0.59 | 0.38 | 0.16 | 0.11 | 0.11 | 0.11 | From eQ_Lib.dat in MASControl 2017
D_Htl_Ktchn_Cook_Yr | Cooking | FRACTION | SmrDsn | 2014-01-01 | 2014-12-31 | Constant | 1 | [23 empty] | From eQ_Lib.dat in MASControl 2017
D_Htl_Ktchn_Cook_Yr | Cooking | FRACTION | WntrDsn | 2014-01-01 | 2014-12-31 | Constant | 0 | [23 empty] | From eQ_Lib.dat in MASControl 2017
D_Htl_Ktchn_Cook_Yr | Cooking | FRACTION | Default¦Hol | 2014-01-01 | 2014-12-31 | Hourly | 0.25 | 0.24 | 0.23 | 0.23 | 0.24 | 0.26 | 0.33 | 0.41 | 0.5 | 0.6 | 0.7 | 0.71 | 0.75 | 0.8 | 0.78 | 0.75 | 0.7 | 0.61 | 0.5 | 0.46 | 0.4 | 0.39 | 0.31 | 0.29 | From eQ_Lib.dat in MASControl 2017
D_MBT_Ktchn_Cook_Yr | Cooking | FRACTION | Default¦Wkdy | 2014-01-01 | 2014-12-31 | Hourly | 0.1 | 0.1 | 0.1 | 0.1 | 0.1 | 0.1 | 0.1 | 0.3 | 0.2 | 0.1 | 0.1 | 0.25 | 1 | 0.25 | 0.1 | 0.1 | 0.1 | 0.2 | 0.1 | 0.1 | 0.1 | 0.1 | 0.1 | 0.1 | From eQ_Lib.dat in MASControl 2017
D_MBT_Ktchn_Cook_Yr | Cooking | FRACTION | Wknd | 2014-01-01 | 2014-12-31 | Constant | 0.1 | [23 empty] | From eQ_Lib.dat in MASControl 2017
D_MBT_Ktchn_Cook_Yr | Cooking | FRACTION | WntrDsn | 2014-01-01 | 2014-12-31 | Constant | 0 | [23 empty] | From eQ_Lib.dat in MASControl 2017
D_MBT_Ktchn_Cook_Yr | Cooking | FRACTION | SmrDsn | 2014-01-01 | 2014-12-31 | Constant | 1 | [23 empty] | From eQ_Lib.dat in MASControl 2017
D_MBT_Ktchn_Cook_Yr | Cooking | FRACTION | Hol | 2014-01-01 | 2014-12-31 | Constant | 0.1 | [23 empty] | From eQ_Lib.dat in MASControl 2017
D_MFm_Living_Cook_Yr | Cooking | FRACTION | SmrDsn | 2014-01-01 | 2014-12-31 | Constant | 1 | [23 empty] | From eQ_Lib.dat in MASControl 2017
D_MFm_Living_Cook_Yr | Cooking | FRACTION | WntrDsn | 2014-01-01 | 2014-12-31 | Constant | 0 | [23 empty] | From eQ_Lib.dat in MASControl 2017
D_MFm_Living_Cook_Yr | Cooking | FRACTION | Default¦Hol | 2014-01-01 | 2014-12-31 | Hourly | 0.0071 | 0.0071 | 0.0035 | 0.0035 | 0.0071 | 0.0106 | 0.0248 | 0.0424 | 0.046 | 0.0481 | 0.0424 | 0.0495 | 0.0566 | 0.046 | 0.0438 | 0.0566 | 0.0919 | 0.1499 | 0.1167 | 0.0601 | 0.0354 | 0.0248 | 0.0156 | 0.0106 | From eQ_Lib.dat in MASControl 2017
D_Nrs_Ktchn_Cook_Yr | Cooking | FRACTION | SmrDsn | 2014-01-01 | 2014-12-31 | Constant | 1 | [23 empty] | From eQ_Lib.dat in MASControl 2017
D_Nrs_Ktchn_Cook_Yr | Cooking | FRACTION | WntrDsn | 2014-01-01 | 2014-12-31 | Constant | 0 | [23 empty] | From eQ_Lib.dat in MASControl 2017
D_Nrs_Ktchn_Cook_Yr | Cooking | FRACTION | Default¦Hol | 2014-01-01 | 2014-12-31 | Hourly | 0.1 | 0.1 | 0.1 | 0.1 | 0.1 | 0.4 | 0.6 | 0.8 | 0.9 | 0.9 | 1 | 1 | 0.9 | 0.7 | 0.7 | 0.7 | 1 | 1 | 0.7 | 0.7 | 0.7 | 0.6 | 0.2 | 0.1 | From eQ_Lib.dat in MASControl 2017
D_RFF_Ktchn_Cook_Yr | Cooking | FRACTION | SmrDsn | 2014-01-01 | 2014-12-31 | Constant | 1 | [23 empty] | From eQ_Lib.dat in MASControl 2017
D_RFF_Ktchn_Cook_Yr | Cooking | FRACTION | WntrDsn | 2014-01-01 | 2014-12-31 | Constant | 0 | [23 empty] | From eQ_Lib.dat in MASControl 2017
D_RFF_Ktchn_Cook_Yr | Cooking | FRACTION | Default¦Hol | 2014-01-01 | 2014-12-31 | Hourly | 0 | 0 | 0 | 0.296 | 0.444 | 0.473 | 0.385 | 0.296 | 0.296 | 0.296 | 0.296 | 0.296 | 0.296 | 0.296 | 0.296 | 0.296 | 0.296 | 0.49 | 0.325 | 0.325 | 0.3 | 0.25 | 0.118 | 0 | From eQ_Lib.dat in MASControl 2017
D_RSD_Ktchn_Cook_Yr | Cooking | FRACTION | SmrDsn | 2014-01-01 | 2014-12-31 | Constant | 1 | [23 empty] | From eQ_Lib.dat in MASControl 2017
D_RSD_Ktchn_Cook_Yr | Cooking | FRACTION | WntrDsn | 2014-01-01 | 2014-12-31 | Constant | 0 | [23 empty] | From eQ_Lib.dat in MASControl 2017
D_RSD_Ktchn_Cook_Yr | Cooking | FRACTION | Default¦Hol | 2014-01-01 | 2014-12-31 | Hourly | 0 | 0 | 0 | 0 | 0 | 0 | 0 | 0.296 | 0.51 | 0.54 | 0.46 | 0.44 | 0.43 | 0.53 | 0.49 | 0.49 | 0.49 | 0.49 | 0.55 | 0.5 | 0.33 | 0.325 | 0.266 | 0.237 | From eQ_Lib.dat in MASControl 2017
D_SFm_Living_Cook_Yr | Cooking | FRACTION | SmrDsn | 2014-01-01 | 2014-12-31 | Constant | 1 | [23 empty] | From eQ_Lib.dat in MASControl 2017
D_SFm_Living_Cook_Yr | Cooking | FRACTION | WntrDsn | 2014-01-01 | 2014-12-31 | Constant | 0 | [23 empty] | From eQ_Lib.dat in MASControl 2017
D_SFm_Living_Cook_Yr | Cooking | FRACTION | Default¦Hol | 2014-01-01 | 2014-12-31 | Hourly | 0.0071 | 0.0071 | 0.0035 | 0.0035 | 0.0071 | 0.0106 | 0.0248 | 0.0424 | 0.046 | 0.0481 | 0.0424 | 0.0495 | 0.0566 | 0.046 | 0.0438 | 0.0566 | 0.0919 | 0.1499 | 0.1167 | 0.0601 | 0.0354 | 0.0248 | 0.0156 | 0.0106 | From eQ_Lib.dat in MASControl 2017
MNECB-97 A-Office Coolng Sched | Cooling | C | Default¦Wkdy | 2014-01-01 | 2014-12-31 | Constant | 533000000000 | [23 empty] | From eQ_Lib.dat in MASControl 2017
MNECB-97 A-Office Coolng Sched | Cooling | C | Wknd | 2014-01-01 | 2014-12-31 | Constant | 5.33e+47 | [23 empty] | From eQ_Lib.dat in MASControl 2017
MNECB-97 B-Restrnt Coolng Sched | Cooling | C | Default¦Wkdy | 2014-01-01 | 2014-12-31 | Constant | 5330000000000000 | [23 empty] | From eQ_Lib.dat in MASControl 2017
MNECB-97 B-Restrnt Coolng Sched | Cooling | C | Sat | 2014-01-01 | 2014-12-31 | Constant | 5330000000000000 | [23 empty] | From eQ_Lib.dat in MASControl 2017
MNECB-97 B-Restrnt Coolng Sched | Cooling | C | Sun | 2014-01-01 | 2014-12-31 | Constant | 5.33e+17 | [23 empty] | From eQ_Lib.dat in MASControl 2017
MNECB-97 C-Retail Coolng Sched | Cooling | C | Default¦Wkdy | 2014-01-01 | 2014-12-31 | Constant | 53300000000000 | [23 empty] | From eQ_Lib.dat in MASControl 2017
MNECB-97 C-Retail Coolng Sched | Cooling | C | Sat | 2014-01-01 | 2014-12-31 | Constant | 53300000000000 | [23 empty] | From eQ_Lib.dat in MASControl 2017
MNECB-97 C-Retail Coolng Sched | Cooling | C | Sun | 2014-01-01 | 2014-12-31 | Constant | 5.33e+17 | [23 empty] | From eQ_Lib.dat in MASControl 2017
MNECB-97 D-School Coolng Sched | Cooling | C | Default¦Wkdy | 2014-01-01 | 2014-12-31 | Constant | 53300000000000 | [23 empty] | From eQ_Lib.dat in MASControl 2017
MNECB-97 D-School Coolng Sched | Cooling | C | Wknd | 2014-01-01 | 2014-12-31 | Constant | 5.33e+47 | [23 empty] | From eQ_Lib.dat in MASControl 2017
MNECB-97 E-Storage Coolng Sched | Cooling | C | Default¦Wkdy | 2014-01-01 | 2014-12-31 | Constant | 53300000000000 | [23 empty] | From eQ_Lib.dat in MASControl 2017
MNECB-97 E-Storage Coolng Sched | Cooling | C | Sat | 2014-01-01 | 2014-12-31 | Constant | 5330000000000000 | [23 empty] | From eQ_Lib.dat in MASControl 2017
MNECB-97 E-Storage Coolng Sched | Cooling | C | Sun | 2014-01-01 | 2014-12-31 | Constant | 5.33e+47 | [23 empty] | From eQ_Lib.dat in MASControl 2017
MNECB-97 F-Lodging Coolng Sched | Cooling | C | Default¦SmrDsn¦WntrDsn¦Hol | 2014-01-01 | 2014-12-31 | Constant | 24 | [23 empty] | From eQ_Lib.dat in MASControl 2017
MNECB-97 G-Multfam Coolng Sched | Cooling | C | Default¦SmrDsn¦WntrDsn¦Hol | 2014-01-01 | 2014-12-31 | Constant | 24 | [23 empty] | From eQ_Lib.dat in MASControl 2017
MNECB-97 H-Health Coolng Sched | Cooling | C | Default¦SmrDsn¦WntrDsn¦Hol | 2014-01-01 | 2014-12-31 | Constant | 24 | [23 empty] | From eQ_Lib.dat in MASControl 2017
MNECB-97 I-Assmbly Coolng Sched | Cooling | C | Default¦Wkdy | 2014-01-01 | 2014-12-31 | Constant | 5.33e+27 | [23 empty] | From eQ_Lib.dat in MASControl 2017
MNECB-97 I-Assmbly Coolng Sched | Cooling | C | Sat | 2014-01-01 | 2014-12-31 | Constant | 5.33e+19 | [23 empty] | From eQ_Lib.dat in MASControl 2017
MNECB-97 I-Assmbly Coolng Sched | Cooling | C | Sun | 2014-01-01 | 2014-12-31 | Constant | 53300000000000 | [23 empty] | From eQ_Lib.dat in MASControl 2017
D_DMo_Living_Dishw_Yr | Dishwashing | FRACTION | SmrDsn | 2014-01-01 | 2014-12-31 | Constant | 1 | [23 empty] | From eQ_Lib.dat in MASControl 2017
D_DMo_Living_Dishw_Yr | Dishwashing | FRACTION | WntrDsn | 2014-01-01 | 2014-12-31 | Constant | 0 | [23 empty] | From eQ_Lib.dat in MASControl 2017
D_DMo_Living_Dishw_Yr | Dishwashing | FRACTION | Default¦Hol | 2014-01-01 | 2014-12-31 | Hourly | 0.0154 | 0.0068 | 0.0051 | 0.0034 | 0.0034 | 0.0102 | 0.0205 | 0.0307 | 0.058 | 0.0648 | 0.0563 | 0.0478 | 0.041 | 0.0461 | 0.0375 | 0.0358 | 0.0375 | 0.0495 | 0.087 | 0.1109 | 0.0904 | 0.0666 | 0.0444 | 0.0307 | From eQ_Lib.dat in MASControl 2017
D_MFm_Living_Dishw_Yr | Dishwashing | FRACTION | SmrDsn | 2014-01-01 | 2014-12-31 | Constant | 1 | [23 empty] | From eQ_Lib.dat in MASControl 2017
D_MFm_Living_Dishw_Yr | Dishwashing | FRACTION | WntrDsn | 2014-01-01 | 2014-12-31 | Constant | 0 | [23 empty] | From eQ_Lib.dat in MASControl 2017
D_MFm_Living_Dishw_Yr | Dishwashing | FRACTION | Default¦Hol | 2014-01-01 | 2014-12-31 | Hourly | 0.0154 | 0.0068 | 0.0051 | 0.0034 | 0.0034 | 0.0102 | 0.0205 | 0.0307 | 0.058 | 0.0648 | 0.0563 | 0.0478 | 0.041 | 0.0461 | 0.0375 | 0.0358 | 0.0375 | 0.0495 | 0.087 | 0.1109 | 0.0904 | 0.0666 | 0.0444 | 0.0307 | From eQ_Lib.dat in MASControl 2017
D_SFm_Living_Dishw_Yr | Dishwashing | FRACTION | SmrDsn | 2014-01-01 | 2014-12-31 | Constant | 1 | [23 empty] | From eQ_Lib.dat in MASControl 2017
D_SFm_Living_Dishw_Yr | Dishwashing | FRACTION | WntrDsn | 2014-01-01 | 2014-12-31 | Constant | 0 | [23 empty] | From eQ_Lib.dat in MASControl 2017
D_SFm_Living_Dishw_Yr | Dishwashing | FRACTION | Default¦Hol | 2014-01-01 | 2014-12-31 | Hourly | 0.0154 | 0.0068 | 0.0051 | 0.0034 | 0.0034 | 0.0102 | 0.0205 | 0.0307 | 0.058 | 0.0648 | 0.0563 | 0.0478 | 0.041 | 0.0461 | 0.0375 | 0.0358 | 0.0375 | 0.0495 | 0.087 | 0.1109 | 0.0904 | 0.0666 | 0.0444 | 0.0307 | From eQ_Lib.dat in MASControl 2017
D_DMo_All_DHW_DWshr_Yr | Dishwashing SHR | FRACTION | Default¦SmrDsn¦WntrDsn¦Hol | 2014-01-01 | 2014-12-31 | Hourly | 0.0154 | 0.0068 | 0.0051 | 0.0034 | 0.0034 | 0.0102 | 0.0205 | 0.0307 | 0.058 | 0.0648 | 0.0563 | 0.0478 | 0.041 | 0.0461 | 0.0375 | 0.0358 | 0.0375 | 0.0495 | 0.087 | 0.1109 | 0.0904 | 0.0666 | 0.0444 | 0.0307 | From eQ_Lib.dat in MASControl 2017
D_MFm_All_DHW_DWshr_Yr | Dishwashing SHR | FRACTION | Default¦SmrDsn¦WntrDsn¦Hol | 2014-01-01 | 2014-12-31 | Hourly | 0.0154 | 0.0068 | 0.0051 | 0.0034 | 0.0034 | 0.0102 | 0.0205 | 0.0307 | 0.058 | 0.0648 | 0.0563 | 0.0478 | 0.041 | 0.0461 | 0.0375 | 0.0358 | 0.0375 | 0.0495 | 0.087 | 0.1109 | 0.0904 | 0.0666 | 0.0444 | 0.0307 | From eQ_Lib.dat in MASControl 2017
D_SFm_All_DHW_DWshr_Yr | Dishwashing SHR | FRACTION | Default¦SmrDsn¦WntrDsn¦Hol | 2014-01-01 | 2014-12-31 | Hourly | 0.0154 | 0.0068 | 0.0051 | 0.0034 | 0.0034 | 0.0102 | 0.0205 | 0.0307 | 0.058 | 0.0648 | 0.0563 | 0.0478 | 0.041 | 0.0461 | 0.0375 | 0.0358 | 0.0375 | 0.0495 | 0.087 | 0.1109 | 0.0904 | 0.0666 | 0.0444 | 0.0307 | From eQ_Lib.dat in MASControl 2017
ApartmentMidRise BLDG_ELEVATORS | Elevator |  | Default | 2014-01-01 | 2014-12-31 | Hourly | 0.05 | 0.05 | 0.05 | 0.05 | 0.1 | 0.2 | 0.4 | 0.5 | 0.5 | 0.35 | 0.15 | 0.15 | 0.15 | 0.15 | 0.15 | 0.15 | 0.35 | 0.5 | 0.5 | 0.4 | 0.4 | 0.3 | 0.2 | 0.1 | From DOE Prototype Buildings
ApartmentMidRise BLDG_ELEVATORS | Elevator |  | WntrDsn | 2014-01-01 | 2014-12-31 | Constant | 0.05 | [23 empty] | From DOE Prototype Buildings
ApartmentMidRise BLDG_ELEVATORS | Elevator |  | SmrDsn | 2014-01-01 | 2014-12-31 | Constant | 0.5 | [23 empty] | From DOE Prototype Buildings
ApartmentMidRise BLDG_ELEVATORS Pre2004 | Elevator |  | Default | 2014-01-01 | 2014-12-31 | Hourly | 0.05 | 0.05 | 0.05 | 0.05 | 0.1 | 0.2 | 0.4 | 0.5 | 0.5 | 0.35 | 0.15 | 0.15 | 0.15 | 0.15 | 0.15 | 0.15 | 0.35 | 0.5 | 0.5 | 0.4 | 0.4 | 0.3 | 0.2 | 0.1 | From DOE Prototype Buildings
Courthouse BLDG ELEVATORS | Elevator |  | Default | 2014-01-01 | 2014-12-31 | Hourly | 0.05 | 0.05 | 0.05 | 0.05 | 0.1 | 0.2 | 0.4 | 0.5 | 0.5 | 0.35 | 0.15 | 0.15 | 0.15 | 0.15 | 0.15 | 0.15 | 0.35 | 0.5 | 0.5 | 0.4 | 0.4 | 0.3 | 0.2 | 0.1
Courthouse ELEV_LIGHT_FAN_SCH_24_7 | Elevator |  | Default | 2014-01-01 | 2014-12-31 | Constant | 1
Hospital BLDG ELEVATORS | Elevator |  | Default¦SmrDsn | 2014-01-01 | 2014-12-31 | Hourly | 0.2 | 0.2 | 0.2 | 0.2 | 0.2 | 0.2 | 0.2 | 0.5 | 0.75 | 1 | 1 | 1 | 0.75 | 1 | 1 | 1 | 1 | 1 | 0.52 | 0.52 | 0.52 | 0.28 | 0.2 | 0.2 | From DOE Reference Buildings
Hospital BLDG ELEVATORS | Elevator |  | WntrDsn¦Sat | 2014-01-01 | 2014-12-31 | Hourly | 0.2 | 0.2 | 0.2 | 0.2 | 0.2 | 0.2 | 0.2 | 0.4 | 0.46 | 0.7 | 0.7 | 0.7 | 0.51 | 0.51 | 0.51 | 0.51 | 0.51 | 0.25 | 0.2 | 0.2 | 0.2 | 0.2 | 0.2 | 0.2 | From DOE Reference Buildings
Hospital BLDG ELEVATORS | Elevator |  | Sun | 2014-01-01 | 2014-12-31 | Hourly | 0.2 | 0.2 | 0.2 | 0.2 | 0.2 | 0.2 | 0.2 | 0.2 | 0.4 | 0.4 | 0.4 | 0.4 | 0.4 | 0.4 | 0.4 | 0.4 | 0.2 | 0.2 | 0.2 | 0.2 | 0.2 | 0.2 | 0.2 | 0.2 | From DOE Reference Buildings
Hospital BLDG_ELEVATORS | Elevator |  | Default | 2014-01-01 | 2014-12-31 | Hourly | 0.2 | 0.2 | 0.2 | 0.2 | 0.2 | 0.2 | 0.2 | 0.2 | 0.4 | 0.4 | 0.4 | 0.4 | 0.4 | 0.4 | 0.4 | 0.4 | 0.2 | 0.2 | 0.2 | 0.2 | 0.2 | 0.2 | 0.2 | 0.2 | From DOE Prototype Buildings
Hospital BLDG_ELEVATORS | Elevator |  | WntrDsn | 2014-01-01 | 2014-12-31 | Constant | 0.2 | [23 empty] | From DOE Prototype Buildings
Hospital BLDG_ELEVATORS | Elevator |  | SmrDsn | 2014-01-01 | 2014-12-31 | Constant | 1 | [23 empty] | From DOE Prototype Buildings
Hospital BLDG_ELEVATORS | Elevator |  | Sat | 2014-01-01 | 2014-12-31 | Hourly | 0.2 | 0.2 | 0.2 | 0.2 | 0.2 | 0.2 | 0.2 | 0.4 | 0.46 | 0.7 | 0.7 | 0.7 | 0.51 | 0.51 | 0.51 | 0.51 | 0.51 | 0.25 | 0.2 | 0.2 | 0.2 | 0.2 | 0.2 | 0.2 | From DOE Prototype Buildings
Hospital BLDG_ELEVATORS | Elevator |  | Wkdy | 2014-01-01 | 2014-12-31 | Hourly | 0.2 | 0.2 | 0.2 | 0.2 | 0.2 | 0.2 | 0.2 | 0.5 | 0.75 | 1 | 1 | 1 | 0.75 | 1 | 1 | 1 | 1 | 1 | 0.52 | 0.52 | 0.52 | 0.28 | 0.2 | 0.2 | From DOE Prototype Buildings
HotelLarge BLDG_ELEVATORS | Elevator |  | Default | 2014-01-01 | 2014-12-31 | Hourly | 0.05 | 0.05 | 0.05 | 0.05 | 0.1 | 0.2 | 0.4 | 0.5 | 0.5 | 0.35 | 0.15 | 0.15 | 0.15 | 0.15 | 0.15 | 0.15 | 0.35 | 0.5 | 0.5 | 0.4 | 0.4 | 0.3 | 0.2 | 0.1 | From DOE Prototype Buildings
HotelLarge BLDG_ELEVATORS | Elevator |  | WntrDsn | 2014-01-01 | 2014-12-31 | Constant | 0.05 | [23 empty] | From DOE Prototype Buildings
HotelLarge BLDG_ELEVATORS | Elevator |  | SmrDsn | 2014-01-01 | 2014-12-31 | Constant | 0.5 | [23 empty] | From DOE Prototype Buildings
HotelSmall BLDG_ELEVATORS | Elevator |  | Default | 2014-01-01 | 2014-12-31 | Hourly | 0.05 | 0.05 | 0.05 | 0.05 | 0.1 | 0.2 | 0.4 | 0.5 | 0.5 | 0.35 | 0.15 | 0.15 | 0.15 | 0.15 | 0.15 | 0.15 | 0.35 | 0.5 | 0.5 | 0.4 | 0.4 | 0.3 | 0.2 | 0.1 | From DOE Prototype Buildings
HotelSmall BLDG_ELEVATORS | Elevator |  | WntrDsn | 2014-01-01 | 2014-12-31 | Constant | 0.05 | [23 empty] | From DOE Prototype Buildings
HotelSmall BLDG_ELEVATORS | Elevator |  | SmrDsn | 2014-01-01 | 2014-12-31 | Constant | 0.5 | [23 empty] | From DOE Prototype Buildings
Large Office BLDG ELEVATORS | Elevator |  | Default¦WntrDsn¦SmrDsn | 2014-01-01 | 2014-12-31 | Hourly | 0.05 | 0.05 | 0.05 | 0.05 | 0.1 | 0.2 | 0.4 | 0.5 | 0.5 | 0.35 | 0.15 | 0.15 | 0.15 | 0.15 | 0.15 | 0.15 | 0.35 | 0.5 | 0.5 | 0.4 | 0.4 | 0.3 | 0.2 | 0.1 | From DOE Reference Buildings
LargeHotel BLDG ELEVATORS | Elevator |  | Default¦WntrDsn¦SmrDsn | 2014-01-01 | 2014-12-31 | Hourly | 0.05 | 0.05 | 0.05 | 0.05 | 0.1 | 0.2 | 0.4 | 0.5 | 0.5 | 0.35 | 0.15 | 0.15 | 0.15 | 0.15 | 0.15 | 0.15 | 0.35 | 0.5 | 0.5 | 0.4 | 0.4 | 0.3 | 0.2 | 0.1 | From DOE Reference Buildings
Medium Office BLDG ELEVATORS | Elevator |  | Wkdy¦SmrDsn | 2014-01-01 | 2014-12-31 | Hourly | 0 | 0 | 0 | 0 | 0 | 0 | 0 | 0.35 | 0.69 | 0.43 | 0.37 | 0.43 | 0.58 | 0.48 | 0.37 | 0.37 | 0.46 | 0.62 | 0.12 | 0.04 | 0.04 | 0 | 0 | 0 | From DOE Reference Buildings
Medium Office BLDG ELEVATORS | Elevator |  | WntrDsn¦Sat | 2014-01-01 | 2014-12-31 | Hourly | 0 | 0 | 0 | 0 | 0 | 0 | 0 | 0.16 | 0.14 | 0.21 | 0.18 | 0.25 | 0.21 | 0.13 | 0.08 | 0.04 | 0.05 | 0.06 | 0 | 0 | 0 | 0 | 0 | 0 | From DOE Reference Buildings
Medium Office BLDG ELEVATORS | Elevator |  | Sun | 2014-01-01 | 2014-12-31 | Constant | 0 | [23 empty] | From DOE Reference Buildings
MidriseApartment BLDG ELEVATORS | Elevator |  | Default¦WntrDsn¦SmrDsn | 2014-01-01 | 2014-12-31 | Hourly | 0.05 | 0.05 | 0.05 | 0.05 | 0.1 | 0.2 | 0.4 | 0.5 | 0.5 | 0.35 | 0.15 | 0.15 | 0.15 | 0.15 | 0.15 | 0.15 | 0.35 | 0.5 | 0.5 | 0.4 | 0.4 | 0.3 | 0.2 | 0.1 | From DOE Reference Buildings
OfficeElevator | Elevator |  | Sat | 2017-01-01 | 2017-12-31 | Hourly | 0 | 0 | 0 | 0 | 0 | 0 | 0 | 0.16 | 0.14 | 0.21 | 0.18 | 0.25 | 0.21 | 0.13 | 0.08 | 0.04 | 0.05 | 0.06 | 0 | 0 | 0 | 0 | 0 | 0 | From Commercial Building Energy Saver (CBES) Prototype Models: cbes.lbl.gov
OfficeElevator | Elevator |  | Sun | 2017-01-01 | 2017-12-31 | Hourly | 0 | 0 | 0 | 0 | 0 | 0 | 0 | 0 | 0 | 0 | 0 | 0 | 0 | 0 | 0 | 0 | 0 | 0 | 0 | 0 | 0 | 0 | 0 | 0 | From Commercial Building Energy Saver (CBES) Prototype Models: cbes.lbl.gov
OfficeElevator | Elevator |  | Wkdy | 2017-01-01 | 2017-12-31 | Hourly | 0 | 0 | 0 | 0 | 0 | 0 | 0 | 0.35 | 0.69 | 0.43 | 0.37 | 0.43 | 0.58 | 0.48 | 0.37 | 0.37 | 0.46 | 0.62 | 0.2 | 0.12 | 0.04 | 0.04 | 0 | 0 | From Commercial Building Energy Saver (CBES) Prototype Models: cbes.lbl.gov
OfficeLarge BLDG_ELEVATORS | Elevator |  | Default | 2014-01-01 | 2014-12-31 | Hourly | 0.05 | 0.05 | 0.05 | 0.05 | 0.1 | 0.2 | 0.4 | 0.5 | 0.5 | 0.35 | 0.15 | 0.15 | 0.15 | 0.15 | 0.15 | 0.15 | 0.35 | 0.5 | 0.5 | 0.4 | 0.4 | 0.3 | 0.2 | 0.1 | From DOE Prototype Buildings
OfficeLarge BLDG_ELEVATORS | Elevator |  | WntrDsn | 2014-01-01 | 2014-12-31 | Constant | 0.05 | [23 empty] | From DOE Prototype Buildings
OfficeLarge BLDG_ELEVATORS | Elevator |  | SmrDsn | 2014-01-01 | 2014-12-31 | Constant | 0.5 | [23 empty] | From DOE Prototype Buildings
OfficeMedium BLDG_ELEVATORS | Elevator |  | Sun¦WntrDsn | 2014-01-01 | 2014-12-31 | Constant | 0 | [23 empty] | From DOE Prototype Buildings
OfficeMedium BLDG_ELEVATORS | Elevator |  | SmrDsn | 2014-01-01 | 2014-12-31 | Constant | 0.69 | [23 empty] | From DOE Prototype Buildings
OfficeMedium BLDG_ELEVATORS | Elevator |  | Sat | 2014-01-01 | 2014-12-31 | Hourly | 0 | 0 | 0 | 0 | 0 | 0 | 0 | 0.16 | 0.14 | 0.21 | 0.18 | 0.25 | 0.21 | 0.13 | 0.08 | 0.04 | 0.05 | 0.06 | 0 | 0 | 0 | 0 | 0 | 0 | From DOE Prototype Buildings
OfficeMedium BLDG_ELEVATORS | Elevator |  | Wkdy | 2014-01-01 | 2014-12-31 | Hourly | 0 | 0 | 0 | 0 | 0 | 0 | 0 | 0.35 | 0.69 | 0.43 | 0.37 | 0.43 | 0.58 | 0.48 | 0.37 | 0.37 | 0.46 | 0.62 | 0.12 | 0.04 | 0.04 | 0 | 0 | 0 | From DOE Prototype Buildings
Outpatient BLDG ELEVATORS | Elevator |  | Default¦SmrDsn | 2014-01-01 | 2014-12-31 | Hourly | 0.05 | 0.05 | 0.05 | 0.05 | 0.05 | 0.05 | 0.05 | 0.5 | 0.75 | 1 | 1 | 1 | 0.75 | 1 | 1 | 1 | 1 | 1 | 0.52 | 0.52 | 0.52 | 0.28 | 0.05 | 0.05 | From DOE Reference Buildings
Outpatient BLDG ELEVATORS | Elevator |  | WntrDsn¦Sun | 2014-01-01 | 2014-12-31 | Hourly | 0.05 | 0.05 | 0.05 | 0.05 | 0.05 | 0.05 | 0.05 | 0.05 | 0.4 | 0.4 | 0.4 | 0.4 | 0.4 | 0.4 | 0.4 | 0.4 | 0.05 | 0.05 | 0.05 | 0.05 | 0.05 | 0.05 | 0.05 | 0.05 | From DOE Reference Buildings
Outpatient BLDG ELEVATORS | Elevator |  | Sat | 2014-01-01 | 2014-12-31 | Hourly | 0.05 | 0.05 | 0.05 | 0.05 | 0.05 | 0.05 | 0.05 | 0.4 | 0.46 | 0.7 | 0.7 | 0.7 | 0.51 | 0.51 | 0.51 | 0.51 | 0.51 | 0.25 | 0.05 | 0.05 | 0.05 | 0.05 | 0.05 | 0.05 | From DOE Reference Buildings
OutPatientHealthCare BLDG_ELEVATORS | Elevator |  | Default | 2014-01-01 | 2014-12-31 | Hourly | 0.05 | 0.05 | 0.05 | 0.05 | 0.05 | 0.05 | 0.05 | 0.05 | 0.4 | 0.4 | 0.4 | 0.4 | 0.4 | 0.4 | 0.4 | 0.4 | 0.05 | 0.05 | 0.05 | 0.05 | 0.05 | 0.05 | 0.05 | 0.05 | From DOE Prototype Buildings
OutPatientHealthCare BLDG_ELEVATORS | Elevator |  | WntrDsn | 2014-01-01 | 2014-12-31 | Constant | 0.05 | [23 empty] | From DOE Prototype Buildings
OutPatientHealthCare BLDG_ELEVATORS | Elevator |  | SmrDsn | 2014-01-01 | 2014-12-31 | Constant | 1 | [23 empty] | From DOE Prototype Buildings
OutPatientHealthCare BLDG_ELEVATORS | Elevator |  | Sat | 2014-01-01 | 2014-12-31 | Hourly | 0.05 | 0.05 | 0.05 | 0.05 | 0.05 | 0.05 | 0.05 | 0.4 | 0.46 | 0.7 | 0.7 | 0.7 | 0.51 | 0.51 | 0.51 | 0.51 | 0.51 | 0.25 | 0.05 | 0.05 | 0.05 | 0.05 | 0.05 | 0.05 | From DOE Prototype Buildings
OutPatientHealthCare BLDG_ELEVATORS | Elevator |  | Wkdy | 2014-01-01 | 2014-12-31 | Hourly | 0.05 | 0.05 | 0.05 | 0.05 | 0.05 | 0.05 | 0.05 | 0.5 | 0.75 | 1 | 1 | 1 | 0.75 | 1 | 1 | 1 | 1 | 1 | 0.52 | 0.52 | 0.52 | 0.28 | 0.05 | 0.05 | From DOE Prototype Buildings
OutPatientHealthCare BLDG_ELEVATORS_Pre2004 | Elevator |  | Default | 2014-01-01 | 2014-12-31 | Hourly | 0.05 | 0.05 | 0.05 | 0.05 | 0.05 | 0.05 | 0.05 | 0.05 | 0.4 | 0.4 | 0.4 | 0.4 | 0.4 | 0.4 | 0.4 | 0.4 | 0.05 | 0.05 | 0.05 | 0.05 | 0.05 | 0.05 | 0.05 | 0.05 | From DOE Prototype Buildings
OutPatientHealthCare BLDG_ELEVATORS_Pre2004 | Elevator |  | Sat | 2014-01-01 | 2014-12-31 | Hourly | 0.05 | 0.05 | 0.05 | 0.05 | 0.05 | 0.05 | 0.05 | 0.4 | 0.46 | 0.7 | 0.7 | 0.7 | 0.51 | 0.51 | 0.51 | 0.51 | 0.51 | 0.25 | 0.05 | 0.05 | 0.05 | 0.05 | 0.05 | 0.05 | From DOE Prototype Buildings
OutPatientHealthCare BLDG_ELEVATORS_Pre2004 | Elevator |  | Wkdy¦SmrDsn | 2014-01-01 | 2014-12-31 | Hourly | 0.05 | 0.05 | 0.05 | 0.05 | 0.05 | 0.05 | 0.05 | 0.5 | 0.75 | 1 | 1 | 1 | 0.75 | 1 | 1 | 1 | 1 | 1 | 0.52 | 0.52 | 0.52 | 0.28 | 0.05 | 0.05 | From DOE Prototype Buildings
RetailStandalone BLDG_ELEVATORS | Elevator |  | Default | 2014-01-01 | 2014-12-31 | Hourly | 0 | 0 | 0 | 0 | 0 | 0 | 0 | 0 | 0 | 0.11 | 0.13 | 0.35 | 0.37 | 0.37 | 0.39 | 0.41 | 0.38 | 0.34 | 0.03 | 0 | 0 | 0 | 0 | 0 | From DOE Prototype Buildings
RetailStandalone BLDG_ELEVATORS | Elevator |  | WntrDsn¦Sat | 2014-01-01 | 2014-12-31 | Hourly | 0 | 0 | 0 | 0 | 0 | 0 | 0 | 0.09 | 0.21 | 0.56 | 0.66 | 0.68 | 0.68 | 0.69 | 0.7 | 0.69 | 0.66 | 0.58 | 0.47 | 0.43 | 0.43 | 0.08 | 0 | 0 | From DOE Prototype Buildings
RetailStandalone BLDG_ELEVATORS | Elevator |  | SmrDsn¦Wkdy | 2014-01-01 | 2014-12-31 | Hourly | 0 | 0 | 0 | 0 | 0 | 0 | 0 | 0.12 | 0.22 | 0.64 | 0.74 | 0.68 | 0.68 | 0.71 | 0.72 | 0.72 | 0.73 | 0.68 | 0.68 | 0.58 | 0.54 | 0 | 0 | 0 | From DOE Prototype Buildings
SchoolSecondary BLDG_ELEVATORS | Elevator |  | Default¦WntrDsn | 2014-01-01 | 2014-12-31 | Constant | 0 | [23 empty] | From DOE Prototype Buildings
SchoolSecondary BLDG_ELEVATORS | Elevator |  | SmrDsn | 2014-01-01 | 2014-12-31 | Constant | 0.3 | [23 empty] | From DOE Prototype Buildings
SchoolSecondary BLDG_ELEVATORS | Elevator |  | Wkdy | 2014-01-01 | 2014-12-31 | Hourly | 0 | 0 | 0 | 0 | 0 | 0 | 0 | 0 | 0.3 | 0.3 | 0.3 | 0.3 | 0.3 | 0.3 | 0.3 | 0.15 | 0 | 0 | 0 | 0 | 0 | 0 | 0 | 0 | From DOE Prototype Buildings
SecondarySchool BLDG ELEVATORS | Elevator |  | Default¦SmrDsn | 2014-01-01 | 2014-12-31 | Hourly | 0 | 0 | 0 | 0 | 0 | 0 | 0 | 0 | 0.3 | 0.3 | 0.3 | 0.3 | 0.3 | 0.3 | 0.3 | 0.15 | 0 | 0 | 0 | 0 | 0 | 0 | 0 | 0 | From DOE Reference Buildings
SecondarySchool BLDG ELEVATORS | Elevator |  | WntrDsn¦Wknd | 2014-01-01 | 2014-12-31 | Constant | 0 | [23 empty] | From DOE Reference Buildings
SmallHotel BLDG ELEVATORS | Elevator |  | Default¦WntrDsn¦SmrDsn | 2014-01-01 | 2014-12-31 | Hourly | 0.05 | 0.05 | 0.05 | 0.05 | 0.1 | 0.2 | 0.4 | 0.5 | 0.5 | 0.35 | 0.15 | 0.15 | 0.15 | 0.15 | 0.15 | 0.15 | 0.35 | 0.5 | 0.5 | 0.4 | 0.4 | 0.3 | 0.2 | 0.1 | From DOE Reference Buildings
ApartmentHighRise EQP_APT_SCH | Equipment |  | Default¦WntrDsn¦SmrDsn | 2014-01-01 | 2014-12-31 | Hourly | 0.45 | 0.41 | 0.39 | 0.38 | 0.38 | 0.43 | 0.54 | 0.65 | 0.66 | 0.67 | 0.69 | 0.7 | 0.69 | 0.66 | 0.65 | 0.68 | 0.8 | 1 | 1 | 0.93 | 0.89 | 0.85 | 0.71 | 0.58 | From DOE Prototype Buildings
ApartmentHighRise EQP_OFF_SCH_2004_2007 | Equipment |  | Default¦WntrDsn¦SmrDsn | 2014-01-01 | 2014-12-31 | Constant | 0.33 | [23 empty] | From DOE Prototype Buildings
ApartmentHighRise EQP_OFF_SCH_2004_2007 | Equipment |  | Wkdy | 2014-01-01 | 2014-12-31 | Hourly | 0.33 | 0.33 | 0.33 | 0.33 | 0.33 | 0.33 | 0.33 | 0.5 | 1 | 1 | 1 | 1 | 0.94 | 1 | 1 | 1 | 1 | 0.5 | 0.33 | 0.33 | 0.33 | 0.33 | 0.33 | 0.33 | From DOE Prototype Buildings
ApartmentHighRise EQP_OFF_SCH_2010_2013 | Equipment |  | Default¦WntrDsn¦SmrDsn | 2014-01-01 | 2014-12-31 | Constant | 0.21863 | [23 empty] | From DOE Prototype Buildings
ApartmentHighRise EQP_OFF_SCH_2010_2013 | Equipment |  | Wkdy | 2014-01-01 | 2014-12-31 | Hourly | 0.21863 | 0.21863 | 0.21863 | 0.21863 | 0.21863 | 0.21863 | 0.21863 | 0.33125 | 0.92575 | 0.92575 | 0.92575 | 0.92575 | 0.87021 | 0.92575 | 0.92575 | 0.92575 | 0.92575 | 0.33125 | 0.21863 | 0.21863 | 0.21863 | 0.21863 | 0.21863 | 0.21863 | From DOE Prototype Buildings
ApartmentMidRise EQP_APT_SCH | Equipment |  | Default¦WntrDsn¦SmrDsn | 2014-01-01 | 2014-12-31 | Hourly | 0.45 | 0.41 | 0.39 | 0.38 | 0.38 | 0.43 | 0.54 | 0.65 | 0.66 | 0.67 | 0.69 | 0.7 | 0.69 | 0.66 | 0.65 | 0.68 | 0.8 | 1 | 1 | 0.93 | 0.89 | 0.85 | 0.71 | 0.58 | From DOE Prototype Buildings
ApartmentMidRise EQP_OFF_SCH_2004_2007 | Equipment |  | Default¦WntrDsn¦SmrDsn | 2014-01-01 | 2014-12-31 | Constant | 0.33 | [23 empty] | From DOE Prototype Buildings
ApartmentMidRise EQP_OFF_SCH_2004_2007 | Equipment |  | Wkdy | 2014-01-01 | 2014-12-31 | Hourly | 0.33 | 0.33 | 0.33 | 0.33 | 0.33 | 0.33 | 0.33 | 0.5 | 1 | 1 | 1 | 1 | 0.94 | 1 | 1 | 1 | 1 | 0.5 | 0.33 | 0.33 | 0.33 | 0.33 | 0.33 | 0.33 | From DOE Prototype Buildings
ApartmentMidRise EQP_OFF_SCH_2010_2013 | Equipment |  | Default¦WntrDsn¦SmrDsn | 2014-01-01 | 2014-12-31 | Constant | 0.21863 | [23 empty] | From DOE Prototype Buildings
ApartmentMidRise EQP_OFF_SCH_2010_2013 | Equipment |  | Wkdy | 2014-01-01 | 2014-12-31 | Hourly | 0.21863 | 0.21863 | 0.21863 | 0.21863 | 0.21863 | 0.21863 | 0.21863 | 0.33125 | 0.92575 | 0.92575 | 0.92575 | 0.92575 | 0.87021 | 0.92575 | 0.92575 | 0.92575 | 0.92575 | 0.33125 | 0.21863 | 0.21863 | 0.21863 | 0.21863 | 0.21863 | 0.21863 | From DOE Prototype Buildings
ApartmentMidRise EQP_OFF_SCH_Pre2004 | Equipment |  | Default¦WntrDsn | 2014-01-01 | 2014-12-31 | Constant | 0.33 | [23 empty] | From DOE Prototype Buildings
ApartmentMidRise EQP_OFF_SCH_Pre2004 | Equipment |  | Wkdy¦SmrDsn | 2014-01-01 | 2014-12-31 | Hourly | 0.33 | 0.33 | 0.33 | 0.33 | 0.33 | 0.33 | 0.33 | 0.5 | 1 | 1 | 1 | 1 | 0.94 | 1 | 1 | 1 | 1 | 0.5 | 0.33 | 0.33 | 0.33 | 0.33 | 0.33 | 0.33 | From DOE Prototype Buildings
AssemblyReceptacle | Equipment |  | Sat | 2017-01-01 | 2017-12-31 | Hourly | 0.05 | 0.05 | 0.05 | 0.05 | 0.05 | 0.05 | 0.05 | 0.3 | 0.3 | 0.5 | 0.5 | 0.5 | 0.5 | 0.5 | 0.5 | 0.5 | 0.5 | 0.5 | 0.5 | 0.5 | 0.5 | 0.5 | 0.5 | 0.05 | From Commercial Building Energy Saver (CBES) Prototype Models: cbes.lbl.gov
AssemblyReceptacle | Equipment |  | Sun | 2017-01-01 | 2017-12-31 | Hourly | 0.05 | 0.05 | 0.05 | 0.05 | 0.05 | 0.05 | 0.05 | 0.3 | 0.3 | 0.3 | 0.3 | 0.3 | 0.65 | 0.65 | 0.65 | 0.65 | 0.65 | 0.65 | 0.65 | 0.65 | 0.65 | 0.65 | 0.05 | 0.05 | From Commercial Building Energy Saver (CBES) Prototype Models: cbes.lbl.gov
AssemblyReceptacle | Equipment |  | Wkdy | 2017-01-01 | 2017-12-31 | Hourly | 0.05 | 0.05 | 0.05 | 0.05 | 0.05 | 0.05 | 0.4 | 0.4 | 0.4 | 0.75 | 0.75 | 0.75 | 0.75 | 0.75 | 0.75 | 0.75 | 0.75 | 0.75 | 0.75 | 0.75 | 0.75 | 0.75 | 0.25 | 0.05 | From Commercial Building Energy Saver (CBES) Prototype Models: cbes.lbl.gov
Courthouse BLDG_EQUIP_SCH | Equipment |  | WntrDsn | 2018-01-01 | 2018-12-31 | Constant | 0 | [23 empty] | Used OfficeMedium BLDG_EQUIP_SCH_2010
Courthouse BLDG_EQUIP_SCH | Equipment |  | SmrDsn | 2018-01-01 | 2018-12-31 | Constant | 1 | [23 empty] | Used OfficeMedium BLDG_EQUIP_SCH_2010
Courthouse BLDG_EQUIP_SCH | Equipment |  | Sun | 2018-01-01 | 2018-12-31 | Hourly | 0.23814 | 0.23814 | 0.23814 | 0.23814 | 0.23814 | 0.23814 | 0.28811 | 0.28811 | 0.28811 | 0.28811 | 0.28811 | 0.28811 | 0.28811 | 0.28811 | 0.28811 | 0.28811 | 0.28811 | 0.28811 | 0.23814 | 0.23814 | 0.23814 | 0.23814 | 0.23814 | 0.23814 | Used OfficeMedium BLDG_EQUIP_SCH_2010
Courthouse BLDG_EQUIP_SCH | Equipment |  | Sat | 2018-01-01 | 2018-12-31 | Hourly | 0.23814 | 0.23814 | 0.23814 | 0.23814 | 0.23814 | 0.23814 | 0.38414 | 0.38414 | 0.48018 | 0.48018 | 0.48018 | 0.48018 | 0.33613 | 0.33613 | 0.33613 | 0.33613 | 0.33613 | 0.28811 | 0.28811 | 0.23814 | 0.23814 | 0.23814 | 0.23814 | 0.23814 | Used OfficeMedium BLDG_EQUIP_SCH_2010
Courthouse BLDG_EQUIP_SCH | Equipment |  | Wkdy | 2018-01-01 | 2018-12-31 | Hourly | 0.31751 | 0.31751 | 0.31751 | 0.31751 | 0.31751 | 0.31751 | 0.38414 | 0.38414 | 0.86432 | 0.86432 | 0.86432 | 0.86432 | 0.76829 | 0.86432 | 0.86432 | 0.86432 | 0.86432 | 0.48018 | 0.38414 | 0.38414 | 0.38414 | 0.38414 | 0.38414 | 0.38414 | Used OfficeMedium BLDG_EQUIP_SCH_2010
D_Asm_Aud_Misc_Yr | Equipment | FRACTION | SmrDsn | 2014-01-01 | 2014-12-31 | Constant | 1 | [23 empty] | From eQ_Lib.dat in MASControl 2017
D_Asm_Aud_Misc_Yr | Equipment | FRACTION | WntrDsn | 2014-01-01 | 2014-12-31 | Constant | 0 | [23 empty] | From eQ_Lib.dat in MASControl 2017
D_Asm_Aud_Misc_Yr | Equipment | FRACTION | Default¦Hol | 2014-01-01 | 2014-12-31 | Hourly | 0.25 | 0.25 | 0.25 | 0.25 | 0.25 | 0.25 | 0.25 | 0.25 | 0.3 | 0.65 | 1 | 1 | 1 | 1 | 1 | 1 | 1 | 1 | 1 | 1 | 1 | 0.25 | 0.25 | 0.25 | From eQ_Lib.dat in MASControl 2017
D_Asm_OffGen_Misc_Yr | Equipment | FRACTION | Default¦Wkdy | 2014-01-01 | 2014-12-31 | Hourly | 0.05 | 0.05 | 0.05 | 0.05 | 0.05 | 0.05 | 0.05 | 0.8 | 0.9 | 0.9 | 0.95 | 0.95 | 0.8 | 0.8 | 0.9 | 0.9 | 0.95 | 0.8 | 0.7 | 0.6 | 0.05 | 0.05 | 0.05 | 0.05 | From eQ_Lib.dat in MASControl 2017
D_Asm_OffGen_Misc_Yr | Equipment | FRACTION | Wknd | 2014-01-01 | 2014-12-31 | Hourly | 0.05 | 0.05 | 0.05 | 0.05 | 0.05 | 0.05 | 0.05 | 0.2 | 0.2 | 0.2 | 0.25 | 0.25 | 0.2 | 0.2 | 0.2 | 0.2 | 0.25 | 0.2 | 0.2 | 0.1 | 0.05 | 0.05 | 0.05 | 0.05 | From eQ_Lib.dat in MASControl 2017
D_Asm_OffGen_Misc_Yr | Equipment | FRACTION | WntrDsn | 2014-01-01 | 2014-12-31 | Constant | 0 | [23 empty] | From eQ_Lib.dat in MASControl 2017
D_Asm_OffGen_Misc_Yr | Equipment | FRACTION | SmrDsn | 2014-01-01 | 2014-12-31 | Constant | 1 | [23 empty] | From eQ_Lib.dat in MASControl 2017
D_Asm_OffGen_Misc_Yr | Equipment | FRACTION | Hol | 2014-01-01 | 2014-12-31 | Hourly | 0.05 | 0.05 | 0.05 | 0.05 | 0.05 | 0.05 | 0.05 | 0.2 | 0.2 | 0.2 | 0.25 | 0.25 | 0.2 | 0.2 | 0.2 | 0.2 | 0.25 | 0.2 | 0.2 | 0.1 | 0.05 | 0.05 | 0.05 | 0.05 | From eQ_Lib.dat in MASControl 2017
D_DMo_Bedrm_Plugs_Yr | Equipment | FRACTION | SmrDsn | 2014-01-01 | 2014-12-31 | Constant | 1 | [23 empty] | From eQ_Lib.dat in MASControl 2017
D_DMo_Bedrm_Plugs_Yr | Equipment | FRACTION | WntrDsn | 2014-01-01 | 2014-12-31 | Constant | 0 | [23 empty] | From eQ_Lib.dat in MASControl 2017
D_DMo_Bedrm_Plugs_Yr | Equipment | FRACTION | Default¦Hol | 2014-01-01 | 2014-12-31 | Hourly | 0.037 | 0.035 | 0.034 | 0.034 | 0.032 | 0.036 | 0.042 | 0.044 | 0.037 | 0.032 | 0.033 | 0.033 | 0.032 | 0.033 | 0.035 | 0.037 | 0.044 | 0.053 | 0.058 | 0.06 | 0.062 | 0.06 | 0.052 | 0.045 | From eQ_Lib.dat in MASControl 2017
D_DMo_Living_Plugs_Yr | Equipment | FRACTION | SmrDsn | 2014-01-01 | 2014-12-31 | Constant | 1 | [23 empty] | From eQ_Lib.dat in MASControl 2017
D_DMo_Living_Plugs_Yr | Equipment | FRACTION | WntrDsn | 2014-01-01 | 2014-12-31 | Constant | 0 | [23 empty] | From eQ_Lib.dat in MASControl 2017
D_DMo_Living_Plugs_Yr | Equipment | FRACTION | Default¦Hol | 2014-01-01 | 2014-12-31 | Hourly | 0.037 | 0.035 | 0.034 | 0.034 | 0.032 | 0.036 | 0.042 | 0.044 | 0.037 | 0.032 | 0.033 | 0.033 | 0.032 | 0.033 | 0.035 | 0.037 | 0.044 | 0.053 | 0.058 | 0.06 | 0.062 | 0.06 | 0.052 | 0.045 | From eQ_Lib.dat in MASControl 2017
D_ECC_Caf_Misc_Yr | Equipment | FRACTION | SmrDsn | 2014-01-01 | 2014-01-11 | Constant | 1 | [23 empty] | From eQ_Lib.dat in MASControl 2017
D_ECC_Caf_Misc_Yr | Equipment | FRACTION | WntrDsn | 2014-01-01 | 2014-01-11 | Constant | 0 | [23 empty] | From eQ_Lib.dat in MASControl 2017
D_ECC_Caf_Misc_Yr | Equipment | FRACTION | Default | 2014-01-01 | 2014-01-11 | Constant | 0.02 | [23 empty] | From eQ_Lib.dat in MASControl 2017
D_ECC_Caf_Misc_Yr | Equipment | FRACTION | Default¦Wkdy | 2014-01-12 | 2014-04-03 | Hourly | 0 | 0 | 0 | 0 | 0 | 0 | 0.6 | 0.6 | 0.6 | 0.6 | 0.6 | 0.8 | 0.9 | 0.8 | 0.6 | 0.6 | 0.6 | 0.2 | 0 | 0 | 0 | 0 | 0 | 0 | From eQ_Lib.dat in MASControl 2017
D_ECC_Caf_Misc_Yr | Equipment | FRACTION | Sat | 2014-01-12 | 2014-04-03 | Hourly | 0 | 0 | 0 | 0 | 0 | 0 | 0.5 | 0.5 | 0.5 | 0.5 | 0.5 | 0.65 | 0.75 | 0.65 | 0.5 | 0.5 | 0.2 | 0 | 0 | 0 | 0 | 0 | 0 | 0 | From eQ_Lib.dat in MASControl 2017
D_ECC_Caf_Misc_Yr | Equipment | FRACTION | Sun | 2014-01-12 | 2014-04-03 | Constant | 0.02 | [23 empty] | From eQ_Lib.dat in MASControl 2017
D_ECC_Caf_Misc_Yr | Equipment | FRACTION | SmrDsn | 2014-04-04 | 2014-04-12 | Constant | 1 | [23 empty] | From eQ_Lib.dat in MASControl 2017
D_ECC_Caf_Misc_Yr | Equipment | FRACTION | WntrDsn | 2014-04-04 | 2014-04-12 | Constant | 0 | [23 empty] | From eQ_Lib.dat in MASControl 2017
D_ECC_Caf_Misc_Yr | Equipment | FRACTION | Default | 2014-04-04 | 2014-04-12 | Constant | 0.02 | [23 empty] | From eQ_Lib.dat in MASControl 2017
D_ECC_Caf_Misc_Yr | Equipment | FRACTION | Default¦Wkdy | 2014-04-13 | 2014-05-22 | Hourly | 0 | 0 | 0 | 0 | 0 | 0 | 0.6 | 0.6 | 0.6 | 0.6 | 0.6 | 0.8 | 0.9 | 0.8 | 0.6 | 0.6 | 0.6 | 0.2 | 0 | 0 | 0 | 0 | 0 | 0 | From eQ_Lib.dat in MASControl 2017
D_ECC_Caf_Misc_Yr | Equipment | FRACTION | Sat | 2014-04-13 | 2014-05-22 | Hourly | 0 | 0 | 0 | 0 | 0 | 0 | 0.5 | 0.5 | 0.5 | 0.5 | 0.5 | 0.65 | 0.75 | 0.65 | 0.5 | 0.5 | 0.2 | 0 | 0 | 0 | 0 | 0 | 0 | 0 | From eQ_Lib.dat in MASControl 2017
D_ECC_Caf_Misc_Yr | Equipment | FRACTION | Sun | 2014-04-13 | 2014-05-22 | Constant | 0.02 | [23 empty] | From eQ_Lib.dat in MASControl 2017
D_ECC_Caf_Misc_Yr | Equipment | FRACTION | SmrDsn | 2014-05-23 | 2014-05-31 | Constant | 1 | [23 empty] | From eQ_Lib.dat in MASControl 2017
D_ECC_Caf_Misc_Yr | Equipment | FRACTION | WntrDsn | 2014-05-23 | 2014-05-31 | Constant | 0 | [23 empty] | From eQ_Lib.dat in MASControl 2017
D_ECC_Caf_Misc_Yr | Equipment | FRACTION | Default | 2014-05-23 | 2014-05-31 | Constant | 0.02 | [23 empty] | From eQ_Lib.dat in MASControl 2017
D_ECC_Caf_Misc_Yr | Equipment | FRACTION | Default¦Wkdy | 2014-06-01 | 2014-08-07 | Hourly | 0 | 0 | 0 | 0 | 0 | 0 | 0.45 | 0.45 | 0.45 | 0.45 | 0.45 | 0.6 | 0.675 | 0.6 | 0.45 | 0.45 | 0.45 | 0.15 | 0 | 0 | 0 | 0 | 0 | 0 | From eQ_Lib.dat in MASControl 2017
D_ECC_Caf_Misc_Yr | Equipment | FRACTION | Sat | 2014-06-01 | 2014-08-07 | Hourly | 0 | 0 | 0 | 0 | 0 | 0 | 0.375 | 0.375 | 0.375 | 0.375 | 0.375 | 0.4875 | 0.5625 | 0.4875 | 0.375 | 0.375 | 0.15 | 0 | 0 | 0 | 0 | 0 | 0 | 0 | From eQ_Lib.dat in MASControl 2017
D_ECC_Caf_Misc_Yr | Equipment | FRACTION | Sun | 2014-06-01 | 2014-08-07 | Constant | 0.02 | [23 empty] | From eQ_Lib.dat in MASControl 2017
D_ECC_Caf_Misc_Yr | Equipment | FRACTION | SmrDsn | 2014-08-08 | 2014-08-16 | Constant | 1 | [23 empty] | From eQ_Lib.dat in MASControl 2017
D_ECC_Caf_Misc_Yr | Equipment | FRACTION | WntrDsn | 2014-08-08 | 2014-08-16 | Constant | 0 | [23 empty] | From eQ_Lib.dat in MASControl 2017
D_ECC_Caf_Misc_Yr | Equipment | FRACTION | Default | 2014-08-08 | 2014-08-16 | Constant | 0.02 | [23 empty] | From eQ_Lib.dat in MASControl 2017
D_ECC_Caf_Misc_Yr | Equipment | FRACTION | Default¦Wkdy | 2014-08-17 | 2014-12-11 | Hourly | 0 | 0 | 0 | 0 | 0 | 0 | 0.6 | 0.6 | 0.6 | 0.6 | 0.6 | 0.8 | 0.9 | 0.8 | 0.6 | 0.6 | 0.6 | 0.2 | 0 | 0 | 0 | 0 | 0 | 0 | From eQ_Lib.dat in MASControl 2017
D_ECC_Caf_Misc_Yr | Equipment | FRACTION | Sat | 2014-08-17 | 2014-12-11 | Hourly | 0 | 0 | 0 | 0 | 0 | 0 | 0.5 | 0.5 | 0.5 | 0.5 | 0.5 | 0.65 | 0.75 | 0.65 | 0.5 | 0.5 | 0.2 | 0 | 0 | 0 | 0 | 0 | 0 | 0 | From eQ_Lib.dat in MASControl 2017
D_ECC_Caf_Misc_Yr | Equipment | FRACTION | Sun | 2014-08-17 | 2014-12-11 | Constant | 0.02 | [23 empty] | From eQ_Lib.dat in MASControl 2017
D_ECC_Caf_Misc_Yr | Equipment | FRACTION | SmrDsn | 2014-12-12 | 2014-12-31 | Constant | 1 | [23 empty] | From eQ_Lib.dat in MASControl 2017
D_ECC_Caf_Misc_Yr | Equipment | FRACTION | WntrDsn | 2014-12-12 | 2014-12-31 | Constant | 0 | [23 empty] | From eQ_Lib.dat in MASControl 2017
D_ECC_Caf_Misc_Yr | Equipment | FRACTION | Default | 2014-12-12 | 2014-12-31 | Constant | 0.02 | [23 empty] | From eQ_Lib.dat in MASControl 2017
D_ECC_Caf_Misc_Yr | Equipment | FRACTION | WntrDsn | 2014-01-01 | 2014-12-31 | Constant | 0 | [23 empty] | From eQ_Lib.dat in MASControl 2017
D_ECC_Caf_Misc_Yr | Equipment | FRACTION | SmrDsn | 2014-01-01 | 2014-12-31 | Constant | 1 | [23 empty] | From eQ_Lib.dat in MASControl 2017
D_ECC_Caf_Misc_Yr | Equipment | FRACTION | Hol | 2014-01-01 | 2014-12-31 | Constant | 0.02 | [23 empty] | From eQ_Lib.dat in MASControl 2017
D_ECC_Clrm_Misc_Yr | Equipment | FRACTION | SmrDsn | 2014-01-01 | 2014-01-11 | Constant | 1 | [23 empty] | From eQ_Lib.dat in MASControl 2017
D_ECC_Clrm_Misc_Yr | Equipment | FRACTION | WntrDsn | 2014-01-01 | 2014-01-11 | Constant | 0 | [23 empty] | From eQ_Lib.dat in MASControl 2017
D_ECC_Clrm_Misc_Yr | Equipment | FRACTION | Default | 2014-01-01 | 2014-01-11 | Constant | 0.02 | [23 empty] | From eQ_Lib.dat in MASControl 2017
D_ECC_Clrm_Misc_Yr | Equipment | FRACTION | Default¦Wkdy | 2014-01-12 | 2014-04-03 | Hourly | 0.05 | 0.05 | 0.05 | 0.05 | 0.05 | 0.05 | 0.6 | 0.6 | 0.6 | 0.6 | 0.6 | 0.6 | 0.6 | 0.6 | 0.6 | 0.6 | 0.6 | 1 | 1 | 1 | 1 | 0.05 | 0.05 | 0.05 | From eQ_Lib.dat in MASControl 2017
D_ECC_Clrm_Misc_Yr | Equipment | FRACTION | Sat | 2014-01-12 | 2014-04-03 | Hourly | 0.05 | 0.05 | 0.05 | 0.05 | 0.05 | 0.05 | 0.05 | 0.4 | 0.4 | 0.4 | 0.4 | 0.4 | 0.4 | 0.4 | 0.4 | 0.4 | 0.05 | 0.05 | 0.05 | 0.05 | 0.05 | 0.05 | 0.05 | 0.05 | From eQ_Lib.dat in MASControl 2017
D_ECC_Clrm_Misc_Yr | Equipment | FRACTION | Sun | 2014-01-12 | 2014-04-03 | Constant | 0.05 | [23 empty] | From eQ_Lib.dat in MASControl 2017
D_ECC_Clrm_Misc_Yr | Equipment | FRACTION | SmrDsn | 2014-04-04 | 2014-04-12 | Constant | 1 | [23 empty] | From eQ_Lib.dat in MASControl 2017
D_ECC_Clrm_Misc_Yr | Equipment | FRACTION | WntrDsn | 2014-04-04 | 2014-04-12 | Constant | 0 | [23 empty] | From eQ_Lib.dat in MASControl 2017
D_ECC_Clrm_Misc_Yr | Equipment | FRACTION | Default | 2014-04-04 | 2014-04-12 | Constant | 0.02 | [23 empty] | From eQ_Lib.dat in MASControl 2017
D_ECC_Clrm_Misc_Yr | Equipment | FRACTION | Default¦Wkdy | 2014-04-13 | 2014-05-22 | Hourly | 0.05 | 0.05 | 0.05 | 0.05 | 0.05 | 0.05 | 0.6 | 0.6 | 0.6 | 0.6 | 0.6 | 0.6 | 0.6 | 0.6 | 0.6 | 0.6 | 0.6 | 1 | 1 | 1 | 1 | 0.05 | 0.05 | 0.05 | From eQ_Lib.dat in MASControl 2017
D_ECC_Clrm_Misc_Yr | Equipment | FRACTION | Sat | 2014-04-13 | 2014-05-22 | Hourly | 0.05 | 0.05 | 0.05 | 0.05 | 0.05 | 0.05 | 0.05 | 0.4 | 0.4 | 0.4 | 0.4 | 0.4 | 0.4 | 0.4 | 0.4 | 0.4 | 0.05 | 0.05 | 0.05 | 0.05 | 0.05 | 0.05 | 0.05 | 0.05 | From eQ_Lib.dat in MASControl 2017
D_ECC_Clrm_Misc_Yr | Equipment | FRACTION | Sun | 2014-04-13 | 2014-05-22 | Constant | 0.05 | [23 empty] | From eQ_Lib.dat in MASControl 2017
D_ECC_Clrm_Misc_Yr | Equipment | FRACTION | SmrDsn | 2014-05-23 | 2014-05-31 | Constant | 1 | [23 empty] | From eQ_Lib.dat in MASControl 2017
D_ECC_Clrm_Misc_Yr | Equipment | FRACTION | WntrDsn | 2014-05-23 | 2014-05-31 | Constant | 0 | [23 empty] | From eQ_Lib.dat in MASControl 2017
D_ECC_Clrm_Misc_Yr | Equipment | FRACTION | Default | 2014-05-23 | 2014-05-31 | Constant | 0.02 | [23 empty] | From eQ_Lib.dat in MASControl 2017
D_ECC_Clrm_Misc_Yr | Equipment | FRACTION | Default¦Wkdy | 2014-06-01 | 2014-08-07 | Hourly | 0.05 | 0.05 | 0.05 | 0.05 | 0.05 | 0.05 | 0.4553 | 0.4553 | 0.4553 | 0.4553 | 0.4553 | 0.4553 | 0.4553 | 0.4553 | 0.4553 | 0.4553 | 0.4553 | 0.75 | 0.75 | 0.05 | 0.05 | 0.05 | 0.05 | 0.05 | From eQ_Lib.dat in MASControl 2017
D_ECC_Clrm_Misc_Yr | Equipment | FRACTION | Sat | 2014-06-01 | 2014-08-07 | Hourly | 0.05 | 0.05 | 0.05 | 0.05 | 0.05 | 0.05 | 0.05 | 0.3 | 0.3 | 0.3 | 0.3 | 0.3 | 0.3 | 0.3 | 0.05 | 0.05 | 0.05 | 0.05 | 0.05 | 0.05 | 0.05 | 0.05 | 0.05 | 0.05 | From eQ_Lib.dat in MASControl 2017
D_ECC_Clrm_Misc_Yr | Equipment | FRACTION | Sun | 2014-06-01 | 2014-08-07 | Constant | 0.05 | [23 empty] | From eQ_Lib.dat in MASControl 2017
D_ECC_Clrm_Misc_Yr | Equipment | FRACTION | SmrDsn | 2014-08-08 | 2014-08-16 | Constant | 1 | [23 empty] | From eQ_Lib.dat in MASControl 2017
D_ECC_Clrm_Misc_Yr | Equipment | FRACTION | WntrDsn | 2014-08-08 | 2014-08-16 | Constant | 0 | [23 empty] | From eQ_Lib.dat in MASControl 2017
D_ECC_Clrm_Misc_Yr | Equipment | FRACTION | Default | 2014-08-08 | 2014-08-16 | Constant | 0.02 | [23 empty] | From eQ_Lib.dat in MASControl 2017
D_ECC_Clrm_Misc_Yr | Equipment | FRACTION | Default¦Wkdy | 2014-08-17 | 2014-12-11 | Hourly | 0.05 | 0.05 | 0.05 | 0.05 | 0.05 | 0.05 | 0.6 | 0.6 | 0.6 | 0.6 | 0.6 | 0.6 | 0.6 | 0.6 | 0.6 | 0.6 | 0.6 | 1 | 1 | 1 | 1 | 0.05 | 0.05 | 0.05 | From eQ_Lib.dat in MASControl 2017
D_ECC_Clrm_Misc_Yr | Equipment | FRACTION | Sat | 2014-08-17 | 2014-12-11 | Hourly | 0.05 | 0.05 | 0.05 | 0.05 | 0.05 | 0.05 | 0.05 | 0.4 | 0.4 | 0.4 | 0.4 | 0.4 | 0.4 | 0.4 | 0.4 | 0.4 | 0.05 | 0.05 | 0.05 | 0.05 | 0.05 | 0.05 | 0.05 | 0.05 | From eQ_Lib.dat in MASControl 2017
D_ECC_Clrm_Misc_Yr | Equipment | FRACTION | Sun | 2014-08-17 | 2014-12-11 | Constant | 0.05 | [23 empty] | From eQ_Lib.dat in MASControl 2017
D_ECC_Clrm_Misc_Yr | Equipment | FRACTION | SmrDsn | 2014-12-12 | 2014-12-31 | Constant | 1 | [23 empty] | From eQ_Lib.dat in MASControl 2017
D_ECC_Clrm_Misc_Yr | Equipment | FRACTION | WntrDsn | 2014-12-12 | 2014-12-31 | Constant | 0 | [23 empty] | From eQ_Lib.dat in MASControl 2017
D_ECC_Clrm_Misc_Yr | Equipment | FRACTION | Default | 2014-12-12 | 2014-12-31 | Constant | 0.02 | [23 empty] | From eQ_Lib.dat in MASControl 2017
D_ECC_Clrm_Misc_Yr | Equipment | FRACTION | WntrDsn | 2014-01-01 | 2014-12-31 | Constant | 0 | [23 empty] | From eQ_Lib.dat in MASControl 2017
D_ECC_Clrm_Misc_Yr | Equipment | FRACTION | SmrDsn | 2014-01-01 | 2014-12-31 | Constant | 1 | [23 empty] | From eQ_Lib.dat in MASControl 2017
D_ECC_Clrm_Misc_Yr | Equipment | FRACTION | Hol | 2014-01-01 | 2014-12-31 | Constant | 0.05 | [23 empty] | From eQ_Lib.dat in MASControl 2017
D_ECC_CompCL_Misc_Yr | Equipment | FRACTION | SmrDsn | 2014-01-01 | 2014-01-11 | Constant | 1 | [23 empty] | From eQ_Lib.dat in MASControl 2017
D_ECC_CompCL_Misc_Yr | Equipment | FRACTION | WntrDsn | 2014-01-01 | 2014-01-11 | Constant | 0 | [23 empty] | From eQ_Lib.dat in MASControl 2017
D_ECC_CompCL_Misc_Yr | Equipment | FRACTION | Default | 2014-01-01 | 2014-01-11 | Constant | 0.02 | [23 empty] | From eQ_Lib.dat in MASControl 2017
D_ECC_CompCL_Misc_Yr | Equipment | FRACTION | Default¦Wkdy | 2014-01-12 | 2014-04-03 | Hourly | 0.5 | 0.5 | 0.5 | 0.5 | 0.5 | 0.5 | 1 | 1 | 1 | 1 | 1 | 1 | 1 | 1 | 1 | 1 | 1 | 0.5 | 0.5 | 0.5 | 0.5 | 0.5 | 0.5 | 0.5 | From eQ_Lib.dat in MASControl 2017
D_ECC_CompCL_Misc_Yr | Equipment | FRACTION | Sat | 2014-01-12 | 2014-04-03 | Hourly | 0.5 | 0.5 | 0.5 | 0.5 | 0.5 | 0.5 | 0.5 | 0.75 | 0.75 | 0.75 | 0.75 | 0.75 | 0.75 | 0.75 | 0.75 | 0.75 | 0.5 | 0.5 | 0.5 | 0.5 | 0.5 | 0.5 | 0.5 | 0.5 | From eQ_Lib.dat in MASControl 2017
D_ECC_CompCL_Misc_Yr | Equipment | FRACTION | Sun | 2014-01-12 | 2014-04-03 | Constant | 0.5 | [23 empty] | From eQ_Lib.dat in MASControl 2017
D_ECC_CompCL_Misc_Yr | Equipment | FRACTION | SmrDsn | 2014-04-04 | 2014-04-12 | Constant | 1 | [23 empty] | From eQ_Lib.dat in MASControl 2017
D_ECC_CompCL_Misc_Yr | Equipment | FRACTION | WntrDsn | 2014-04-04 | 2014-04-12 | Constant | 0 | [23 empty] | From eQ_Lib.dat in MASControl 2017
D_ECC_CompCL_Misc_Yr | Equipment | FRACTION | Default | 2014-04-04 | 2014-04-12 | Constant | 0.02 | [23 empty] | From eQ_Lib.dat in MASControl 2017
D_ECC_CompCL_Misc_Yr | Equipment | FRACTION | Default¦Wkdy | 2014-04-13 | 2014-05-22 | Hourly | 0.5 | 0.5 | 0.5 | 0.5 | 0.5 | 0.5 | 1 | 1 | 1 | 1 | 1 | 1 | 1 | 1 | 1 | 1 | 1 | 0.5 | 0.5 | 0.5 | 0.5 | 0.5 | 0.5 | 0.5 | From eQ_Lib.dat in MASControl 2017
D_ECC_CompCL_Misc_Yr | Equipment | FRACTION | Sat | 2014-04-13 | 2014-05-22 | Hourly | 0.5 | 0.5 | 0.5 | 0.5 | 0.5 | 0.5 | 0.5 | 0.75 | 0.75 | 0.75 | 0.75 | 0.75 | 0.75 | 0.75 | 0.75 | 0.75 | 0.5 | 0.5 | 0.5 | 0.5 | 0.5 | 0.5 | 0.5 | 0.5 | From eQ_Lib.dat in MASControl 2017
D_ECC_CompCL_Misc_Yr | Equipment | FRACTION | Sun | 2014-04-13 | 2014-05-22 | Constant | 0.5 | [23 empty] | From eQ_Lib.dat in MASControl 2017
D_ECC_CompCL_Misc_Yr | Equipment | FRACTION | SmrDsn | 2014-05-23 | 2014-05-31 | Constant | 1 | [23 empty] | From eQ_Lib.dat in MASControl 2017
D_ECC_CompCL_Misc_Yr | Equipment | FRACTION | WntrDsn | 2014-05-23 | 2014-05-31 | Constant | 0 | [23 empty] | From eQ_Lib.dat in MASControl 2017
D_ECC_CompCL_Misc_Yr | Equipment | FRACTION | Default | 2014-05-23 | 2014-05-31 | Constant | 0.02 | [23 empty] | From eQ_Lib.dat in MASControl 2017
D_ECC_CompCL_Misc_Yr | Equipment | FRACTION | Default¦Wkdy | 2014-06-01 | 2014-08-07 | Hourly | 0.5 | 0.5 | 0.5 | 0.5 | 0.5 | 0.5 | 0.75 | 0.75 | 0.75 | 0.75 | 0.75 | 0.75 | 0.75 | 0.75 | 0.75 | 0.75 | 0.75 | 0.5 | 0.5 | 0.5 | 0.5 | 0.5 | 0.5 | 0.5 | From eQ_Lib.dat in MASControl 2017
D_ECC_CompCL_Misc_Yr | Equipment | FRACTION | Sat | 2014-06-01 | 2014-08-07 | Hourly | 0.5 | 0.5 | 0.5 | 0.5 | 0.5 | 0.5 | 0.5 | 0.5625 | 0.5625 | 0.5625 | 0.5625 | 0.5625 | 0.5625 | 0.5625 | 0.5625 | 0.5625 | 0.5 | 0.5 | 0.5 | 0.5 | 0.5 | 0.5 | 0.5 | 0.5 | From eQ_Lib.dat in MASControl 2017
D_ECC_CompCL_Misc_Yr | Equipment | FRACTION | Sun | 2014-06-01 | 2014-08-07 | Constant | 0.4 | [23 empty] | From eQ_Lib.dat in MASControl 2017
D_ECC_CompCL_Misc_Yr | Equipment | FRACTION | SmrDsn | 2014-08-08 | 2014-08-16 | Constant | 1 | [23 empty] | From eQ_Lib.dat in MASControl 2017
D_ECC_CompCL_Misc_Yr | Equipment | FRACTION | WntrDsn | 2014-08-08 | 2014-08-16 | Constant | 0 | [23 empty] | From eQ_Lib.dat in MASControl 2017
D_ECC_CompCL_Misc_Yr | Equipment | FRACTION | Default | 2014-08-08 | 2014-08-16 | Constant | 0.02 | [23 empty] | From eQ_Lib.dat in MASControl 2017
D_ECC_CompCL_Misc_Yr | Equipment | FRACTION | Default¦Wkdy | 2014-08-17 | 2014-12-11 | Hourly | 0.5 | 0.5 | 0.5 | 0.5 | 0.5 | 0.5 | 1 | 1 | 1 | 1 | 1 | 1 | 1 | 1 | 1 | 1 | 1 | 0.5 | 0.5 | 0.5 | 0.5 | 0.5 | 0.5 | 0.5 | From eQ_Lib.dat in MASControl 2017
D_ECC_CompCL_Misc_Yr | Equipment | FRACTION | Sat | 2014-08-17 | 2014-12-11 | Hourly | 0.5 | 0.5 | 0.5 | 0.5 | 0.5 | 0.5 | 0.5 | 0.75 | 0.75 | 0.75 | 0.75 | 0.75 | 0.75 | 0.75 | 0.75 | 0.75 | 0.5 | 0.5 | 0.5 | 0.5 | 0.5 | 0.5 | 0.5 | 0.5 | From eQ_Lib.dat in MASControl 2017
D_ECC_CompCL_Misc_Yr | Equipment | FRACTION | Sun | 2014-08-17 | 2014-12-11 | Constant | 0.5 | [23 empty] | From eQ_Lib.dat in MASControl 2017
D_ECC_CompCL_Misc_Yr | Equipment | FRACTION | SmrDsn | 2014-12-12 | 2014-12-31 | Constant | 1 | [23 empty] | From eQ_Lib.dat in MASControl 2017
D_ECC_CompCL_Misc_Yr | Equipment | FRACTION | WntrDsn | 2014-12-12 | 2014-12-31 | Constant | 0 | [23 empty] | From eQ_Lib.dat in MASControl 2017
D_ECC_CompCL_Misc_Yr | Equipment | FRACTION | Default | 2014-12-12 | 2014-12-31 | Constant | 0.02 | [23 empty] | From eQ_Lib.dat in MASControl 2017
D_ECC_CompCL_Misc_Yr | Equipment | FRACTION | WntrDsn | 2014-01-01 | 2014-12-31 | Constant | 0 | [23 empty] | From eQ_Lib.dat in MASControl 2017
D_ECC_CompCL_Misc_Yr | Equipment | FRACTION | SmrDsn | 2014-01-01 | 2014-12-31 | Constant | 1 | [23 empty] | From eQ_Lib.dat in MASControl 2017
D_ECC_CompCL_Misc_Yr | Equipment | FRACTION | Hol | 2014-01-01 | 2014-12-31 | Constant | 0.4 | [23 empty] | From eQ_Lib.dat in MASControl 2017
D_ECC_Ktchn_Misc_Yr | Equipment | FRACTION | SmrDsn | 2014-01-01 | 2014-01-11 | Constant | 1 | [23 empty] | From eQ_Lib.dat in MASControl 2017
D_ECC_Ktchn_Misc_Yr | Equipment | FRACTION | WntrDsn | 2014-01-01 | 2014-01-11 | Constant | 0 | [23 empty] | From eQ_Lib.dat in MASControl 2017
D_ECC_Ktchn_Misc_Yr | Equipment | FRACTION | Default | 2014-01-01 | 2014-01-11 | Constant | 0.02 | [23 empty] | From eQ_Lib.dat in MASControl 2017
D_ECC_Ktchn_Misc_Yr | Equipment | FRACTION | Default¦Wkdy | 2014-01-12 | 2014-04-03 | Hourly | 0.3 | 0.3 | 0.3 | 0.3 | 0.3 | 0.3 | 0.6 | 0.6 | 0.6 | 0.6 | 0.8 | 1 | 1 | 0.8 | 0.6 | 0.6 | 0.6 | 0.3 | 0.3 | 0.3 | 0.3 | 0.3 | 0.3 | 0.3 | From eQ_Lib.dat in MASControl 2017
D_ECC_Ktchn_Misc_Yr | Equipment | FRACTION | Sat | 2014-01-12 | 2014-04-03 | Hourly | 0.3 | 0.3 | 0.3 | 0.3 | 0.3 | 0.3 | 0.4929 | 0.4929 | 0.4929 | 0.4929 | 0.6214 | 0.75 | 0.75 | 0.6214 | 0.4929 | 0.4929 | 0.3 | 0.3 | 0.3 | 0.3 | 0.3 | 0.3 | 0.3 | 0.3 | From eQ_Lib.dat in MASControl 2017
D_ECC_Ktchn_Misc_Yr | Equipment | FRACTION | Sun | 2014-01-12 | 2014-04-03 | Constant | 0.3 | [23 empty] | From eQ_Lib.dat in MASControl 2017
D_ECC_Ktchn_Misc_Yr | Equipment | FRACTION | SmrDsn | 2014-04-04 | 2014-04-12 | Constant | 1 | [23 empty] | From eQ_Lib.dat in MASControl 2017
D_ECC_Ktchn_Misc_Yr | Equipment | FRACTION | WntrDsn | 2014-04-04 | 2014-04-12 | Constant | 0 | [23 empty] | From eQ_Lib.dat in MASControl 2017
D_ECC_Ktchn_Misc_Yr | Equipment | FRACTION | Default | 2014-04-04 | 2014-04-12 | Constant | 0.02 | [23 empty] | From eQ_Lib.dat in MASControl 2017
D_ECC_Ktchn_Misc_Yr | Equipment | FRACTION | Default¦Wkdy | 2014-04-13 | 2014-05-22 | Hourly | 0.3 | 0.3 | 0.3 | 0.3 | 0.3 | 0.3 | 0.6 | 0.6 | 0.6 | 0.6 | 0.8 | 1 | 1 | 0.8 | 0.6 | 0.6 | 0.6 | 0.3 | 0.3 | 0.3 | 0.3 | 0.3 | 0.3 | 0.3 | From eQ_Lib.dat in MASControl 2017
D_ECC_Ktchn_Misc_Yr | Equipment | FRACTION | Sat | 2014-04-13 | 2014-05-22 | Hourly | 0.3 | 0.3 | 0.3 | 0.3 | 0.3 | 0.3 | 0.4929 | 0.4929 | 0.4929 | 0.4929 | 0.6214 | 0.75 | 0.75 | 0.6214 | 0.4929 | 0.4929 | 0.3 | 0.3 | 0.3 | 0.3 | 0.3 | 0.3 | 0.3 | 0.3 | From eQ_Lib.dat in MASControl 2017
D_ECC_Ktchn_Misc_Yr | Equipment | FRACTION | Sun | 2014-04-13 | 2014-05-22 | Constant | 0.3 | [23 empty] | From eQ_Lib.dat in MASControl 2017
D_ECC_Ktchn_Misc_Yr | Equipment | FRACTION | SmrDsn | 2014-05-23 | 2014-05-31 | Constant | 1 | [23 empty] | From eQ_Lib.dat in MASControl 2017
D_ECC_Ktchn_Misc_Yr | Equipment | FRACTION | WntrDsn | 2014-05-23 | 2014-05-31 | Constant | 0 | [23 empty] | From eQ_Lib.dat in MASControl 2017
D_ECC_Ktchn_Misc_Yr | Equipment | FRACTION | Default | 2014-05-23 | 2014-05-31 | Constant | 0.02 | [23 empty] | From eQ_Lib.dat in MASControl 2017
D_ECC_Ktchn_Misc_Yr | Equipment | FRACTION | Default¦Wkdy | 2014-06-01 | 2014-08-07 | Hourly | 0.3 | 0.3 | 0.3 | 0.3 | 0.3 | 0.3 | 0.4929 | 0.4929 | 0.4929 | 0.4929 | 0.6214 | 0.75 | 0.75 | 0.6214 | 0.4929 | 0.4929 | 0.4929 | 0.3 | 0.3 | 0.3 | 0.3 | 0.3 | 0.3 | 0.3 | From eQ_Lib.dat in MASControl 2017
D_ECC_Ktchn_Misc_Yr | Equipment | FRACTION | Sat | 2014-06-01 | 2014-08-07 | Hourly | 0.3 | 0.3 | 0.3 | 0.3 | 0.3 | 0.3 | 0.4125 | 0.4125 | 0.4125 | 0.4125 | 0.4875 | 0.5625 | 0.5625 | 0.4875 | 0.4125 | 0.4125 | 0.3 | 0.3 | 0.3 | 0.3 | 0.3 | 0.3 | 0.3 | 0.3 | From eQ_Lib.dat in MASControl 2017
D_ECC_Ktchn_Misc_Yr | Equipment | FRACTION | Sun | 2014-06-01 | 2014-08-07 | Constant | 0.12 | [23 empty] | From eQ_Lib.dat in MASControl 2017
D_ECC_Ktchn_Misc_Yr | Equipment | FRACTION | SmrDsn | 2014-08-08 | 2014-08-16 | Constant | 1 | [23 empty] | From eQ_Lib.dat in MASControl 2017
D_ECC_Ktchn_Misc_Yr | Equipment | FRACTION | WntrDsn | 2014-08-08 | 2014-08-16 | Constant | 0 | [23 empty] | From eQ_Lib.dat in MASControl 2017
D_ECC_Ktchn_Misc_Yr | Equipment | FRACTION | Default | 2014-08-08 | 2014-08-16 | Constant | 0.02 | [23 empty] | From eQ_Lib.dat in MASControl 2017
D_ECC_Ktchn_Misc_Yr | Equipment | FRACTION | Default¦Wkdy | 2014-08-17 | 2014-12-11 | Hourly | 0.3 | 0.3 | 0.3 | 0.3 | 0.3 | 0.3 | 0.6 | 0.6 | 0.6 | 0.6 | 0.8 | 1 | 1 | 0.8 | 0.6 | 0.6 | 0.6 | 0.3 | 0.3 | 0.3 | 0.3 | 0.3 | 0.3 | 0.3 | From eQ_Lib.dat in MASControl 2017
D_ECC_Ktchn_Misc_Yr | Equipment | FRACTION | Sat | 2014-08-17 | 2014-12-11 | Hourly | 0.3 | 0.3 | 0.3 | 0.3 | 0.3 | 0.3 | 0.4929 | 0.4929 | 0.4929 | 0.4929 | 0.6214 | 0.75 | 0.75 | 0.6214 | 0.4929 | 0.4929 | 0.3 | 0.3 | 0.3 | 0.3 | 0.3 | 0.3 | 0.3 | 0.3 | From eQ_Lib.dat in MASControl 2017
D_ECC_Ktchn_Misc_Yr | Equipment | FRACTION | Sun | 2014-08-17 | 2014-12-11 | Constant | 0.3 | [23 empty] | From eQ_Lib.dat in MASControl 2017
D_ECC_Ktchn_Misc_Yr | Equipment | FRACTION | SmrDsn | 2014-12-12 | 2014-12-31 | Constant | 1 | [23 empty] | From eQ_Lib.dat in MASControl 2017
D_ECC_Ktchn_Misc_Yr | Equipment | FRACTION | WntrDsn | 2014-12-12 | 2014-12-31 | Constant | 0 | [23 empty] | From eQ_Lib.dat in MASControl 2017
D_ECC_Ktchn_Misc_Yr | Equipment | FRACTION | Default | 2014-12-12 | 2014-12-31 | Constant | 0.02 | [23 empty] | From eQ_Lib.dat in MASControl 2017
D_ECC_Ktchn_Misc_Yr | Equipment | FRACTION | WntrDsn | 2014-01-01 | 2014-12-31 | Constant | 0 | [23 empty] | From eQ_Lib.dat in MASControl 2017
D_ECC_Ktchn_Misc_Yr | Equipment | FRACTION | SmrDsn | 2014-01-01 | 2014-12-31 | Constant | 1 | [23 empty] | From eQ_Lib.dat in MASControl 2017
D_ECC_Ktchn_Misc_Yr | Equipment | FRACTION | Hol | 2014-01-01 | 2014-12-31 | Constant | 0.12 | [23 empty] | From eQ_Lib.dat in MASControl 2017
D_ECC_OffGen_Misc_Yr | Equipment | FRACTION | SmrDsn | 2014-01-01 | 2014-01-11 | Constant | 1 | [23 empty] | From eQ_Lib.dat in MASControl 2017
D_ECC_OffGen_Misc_Yr | Equipment | FRACTION | WntrDsn | 2014-01-01 | 2014-01-11 | Constant | 0 | [23 empty] | From eQ_Lib.dat in MASControl 2017
D_ECC_OffGen_Misc_Yr | Equipment | FRACTION | Default | 2014-01-01 | 2014-01-11 | Constant | 0.02 | [23 empty] | From eQ_Lib.dat in MASControl 2017
D_ECC_OffGen_Misc_Yr | Equipment | FRACTION | Default¦Wkdy | 2014-01-12 | 2014-04-03 | Hourly | 0.1 | 0.1 | 0.1 | 0.1 | 0.1 | 0.3 | 0.3 | 0.5 | 1 | 1 | 1 | 1 | 1 | 1 | 1 | 1 | 1 | 0.25 | 0.1 | 0.1 | 0.1 | 0.1 | 0.1 | 0.1 | From eQ_Lib.dat in MASControl 2017
D_ECC_OffGen_Misc_Yr | Equipment | FRACTION | Sat | 2014-01-12 | 2014-04-03 | Hourly | 0.1 | 0.1 | 0.1 | 0.1 | 0.1 | 0.1 | 0.2444 | 0.2444 | 0.3889 | 0.75 | 0.75 | 0.75 | 0.75 | 0.75 | 0.75 | 0.75 | 0.2083 | 0.1 | 0.1 | 0.1 | 0.1 | 0.1 | 0.1 | 0.1 | From eQ_Lib.dat in MASControl 2017
D_ECC_OffGen_Misc_Yr | Equipment | FRACTION | Sun | 2014-01-12 | 2014-04-03 | Constant | 0.05 | [23 empty] | From eQ_Lib.dat in MASControl 2017
D_ECC_OffGen_Misc_Yr | Equipment | FRACTION | SmrDsn | 2014-04-04 | 2014-04-12 | Constant | 1 | [23 empty] | From eQ_Lib.dat in MASControl 2017
D_ECC_OffGen_Misc_Yr | Equipment | FRACTION | WntrDsn | 2014-04-04 | 2014-04-12 | Constant | 0 | [23 empty] | From eQ_Lib.dat in MASControl 2017
D_ECC_OffGen_Misc_Yr | Equipment | FRACTION | Default | 2014-04-04 | 2014-04-12 | Constant | 0.02 | [23 empty] | From eQ_Lib.dat in MASControl 2017
D_ECC_OffGen_Misc_Yr | Equipment | FRACTION | Default¦Wkdy | 2014-04-13 | 2014-05-22 | Hourly | 0.1 | 0.1 | 0.1 | 0.1 | 0.1 | 0.3 | 0.3 | 0.5 | 1 | 1 | 1 | 1 | 1 | 1 | 1 | 1 | 1 | 0.25 | 0.1 | 0.1 | 0.1 | 0.1 | 0.1 | 0.1 | From eQ_Lib.dat in MASControl 2017
D_ECC_OffGen_Misc_Yr | Equipment | FRACTION | Sat | 2014-04-13 | 2014-05-22 | Hourly | 0.1 | 0.1 | 0.1 | 0.1 | 0.1 | 0.1 | 0.2444 | 0.2444 | 0.3889 | 0.75 | 0.75 | 0.75 | 0.75 | 0.75 | 0.75 | 0.75 | 0.2083 | 0.1 | 0.1 | 0.1 | 0.1 | 0.1 | 0.1 | 0.1 | From eQ_Lib.dat in MASControl 2017
D_ECC_OffGen_Misc_Yr | Equipment | FRACTION | Sun | 2014-04-13 | 2014-05-22 | Constant | 0.05 | [23 empty] | From eQ_Lib.dat in MASControl 2017
D_ECC_OffGen_Misc_Yr | Equipment | FRACTION | SmrDsn | 2014-05-23 | 2014-05-31 | Constant | 1 | [23 empty] | From eQ_Lib.dat in MASControl 2017
D_ECC_OffGen_Misc_Yr | Equipment | FRACTION | WntrDsn | 2014-05-23 | 2014-05-31 | Constant | 0 | [23 empty] | From eQ_Lib.dat in MASControl 2017
D_ECC_OffGen_Misc_Yr | Equipment | FRACTION | Default | 2014-05-23 | 2014-05-31 | Constant | 0.02 | [23 empty] | From eQ_Lib.dat in MASControl 2017
D_ECC_OffGen_Misc_Yr | Equipment | FRACTION | Default¦Wkdy | 2014-06-01 | 2014-08-07 | Hourly | 0.1 | 0.1 | 0.1 | 0.1 | 0.1 | 0.2444 | 0.2444 | 0.3889 | 0.75 | 0.75 | 0.75 | 0.75 | 0.75 | 0.75 | 0.75 | 0.75 | 0.2083 | 0.1 | 0.1 | 0.1 | 0.1 | 0.1 | 0.1 | 0.1 | From eQ_Lib.dat in MASControl 2017
D_ECC_OffGen_Misc_Yr | Equipment | FRACTION | Sat | 2014-06-01 | 2014-08-07 | Hourly | 0.1 | 0.1 | 0.1 | 0.1 | 0.1 | 0.1 | 0.2028 | 0.2028 | 0.3056 | 0.5625 | 0.5625 | 0.5625 | 0.5625 | 0.5625 | 0.5625 | 0.1771 | 0.1 | 0.1 | 0.1 | 0.1 | 0.1 | 0.1 | 0.1 | 0.1 | From eQ_Lib.dat in MASControl 2017
D_ECC_OffGen_Misc_Yr | Equipment | FRACTION | Sun | 2014-06-01 | 2014-08-07 | Constant | 0.035 | [23 empty] | From eQ_Lib.dat in MASControl 2017
D_ECC_OffGen_Misc_Yr | Equipment | FRACTION | SmrDsn | 2014-08-08 | 2014-08-16 | Constant | 1 | [23 empty] | From eQ_Lib.dat in MASControl 2017
D_ECC_OffGen_Misc_Yr | Equipment | FRACTION | WntrDsn | 2014-08-08 | 2014-08-16 | Constant | 0 | [23 empty] | From eQ_Lib.dat in MASControl 2017
D_ECC_OffGen_Misc_Yr | Equipment | FRACTION | Default | 2014-08-08 | 2014-08-16 | Constant | 0.02 | [23 empty] | From eQ_Lib.dat in MASControl 2017
D_ECC_OffGen_Misc_Yr | Equipment | FRACTION | Default¦Wkdy | 2014-08-17 | 2014-12-11 | Hourly | 0.1 | 0.1 | 0.1 | 0.1 | 0.1 | 0.3 | 0.3 | 0.5 | 1 | 1 | 1 | 1 | 1 | 1 | 1 | 1 | 1 | 0.25 | 0.1 | 0.1 | 0.1 | 0.1 | 0.1 | 0.1 | From eQ_Lib.dat in MASControl 2017
D_ECC_OffGen_Misc_Yr | Equipment | FRACTION | Sat | 2014-08-17 | 2014-12-11 | Hourly | 0.1 | 0.1 | 0.1 | 0.1 | 0.1 | 0.1 | 0.2444 | 0.2444 | 0.3889 | 0.75 | 0.75 | 0.75 | 0.75 | 0.75 | 0.75 | 0.75 | 0.2083 | 0.1 | 0.1 | 0.1 | 0.1 | 0.1 | 0.1 | 0.1 | From eQ_Lib.dat in MASControl 2017
D_ECC_OffGen_Misc_Yr | Equipment | FRACTION | Sun | 2014-08-17 | 2014-12-11 | Constant | 0.05 | [23 empty] | From eQ_Lib.dat in MASControl 2017
D_ECC_OffGen_Misc_Yr | Equipment | FRACTION | SmrDsn | 2014-12-12 | 2014-12-31 | Constant | 1 | [23 empty] | From eQ_Lib.dat in MASControl 2017
D_ECC_OffGen_Misc_Yr | Equipment | FRACTION | WntrDsn | 2014-12-12 | 2014-12-31 | Constant | 0 | [23 empty] | From eQ_Lib.dat in MASControl 2017
D_ECC_OffGen_Misc_Yr | Equipment | FRACTION | Default | 2014-12-12 | 2014-12-31 | Constant | 0.02 | [23 empty] | From eQ_Lib.dat in MASControl 2017
D_ECC_OffGen_Misc_Yr | Equipment | FRACTION | WntrDsn | 2014-01-01 | 2014-12-31 | Constant | 0 | [23 empty] | From eQ_Lib.dat in MASControl 2017
D_ECC_OffGen_Misc_Yr | Equipment | FRACTION | SmrDsn | 2014-01-01 | 2014-12-31 | Constant | 1 | [23 empty] | From eQ_Lib.dat in MASControl 2017
D_ECC_OffGen_Misc_Yr | Equipment | FRACTION | Hol | 2014-01-01 | 2014-12-31 | Constant | 0.035 | [23 empty] | From eQ_Lib.dat in MASControl 2017
D_EPr_Caf_Misc_Yr | Equipment | FRACTION | SmrDsn | 2014-01-01 | 2014-01-04 | Constant | 1 | [23 empty] | From eQ_Lib.dat in MASControl 2017
D_EPr_Caf_Misc_Yr | Equipment | FRACTION | WntrDsn | 2014-01-01 | 2014-01-04 | Constant | 0 | [23 empty] | From eQ_Lib.dat in MASControl 2017
D_EPr_Caf_Misc_Yr | Equipment | FRACTION | Default | 2014-01-01 | 2014-01-04 | Constant | 0 | [23 empty] | From eQ_Lib.dat in MASControl 2017
D_EPr_Caf_Misc_Yr | Equipment | FRACTION | Default¦Wkdy | 2014-01-05 | 2014-04-03 | Hourly | 0.05 | 0.05 | 0.05 | 0.05 | 0.05 | 0.05 | 0.05 | 0.05 | 0.05 | 0.05 | 1 | 1 | 1 | 1 | 1 | 0.05 | 0.05 | 0.05 | 0.05 | 0.05 | 0.05 | 0.05 | 0.05 | 0.05 | From eQ_Lib.dat in MASControl 2017
D_EPr_Caf_Misc_Yr | Equipment | FRACTION | Sat | 2014-01-05 | 2014-04-03 | Hourly | 0.05 | 0.05 | 0.05 | 0.05 | 0.05 | 0.05 | 0.05 | 0.05 | 0.05 | 0.05 | 0.5 | 0.5 | 0.5 | 0.5 | 0.05 | 0.05 | 0.05 | 0.05 | 0.05 | 0.05 | 0.05 | 0.05 | 0.05 | 0.05 | From eQ_Lib.dat in MASControl 2017
D_EPr_Caf_Misc_Yr | Equipment | FRACTION | Sun | 2014-01-05 | 2014-04-03 | Constant | 0.05 | [23 empty] | From eQ_Lib.dat in MASControl 2017
D_EPr_Caf_Misc_Yr | Equipment | FRACTION | SmrDsn | 2014-04-04 | 2014-04-12 | Constant | 1 | [23 empty] | From eQ_Lib.dat in MASControl 2017
D_EPr_Caf_Misc_Yr | Equipment | FRACTION | WntrDsn | 2014-04-04 | 2014-04-12 | Constant | 0 | [23 empty] | From eQ_Lib.dat in MASControl 2017
D_EPr_Caf_Misc_Yr | Equipment | FRACTION | Default | 2014-04-04 | 2014-04-12 | Constant | 0 | [23 empty] | From eQ_Lib.dat in MASControl 2017
D_EPr_Caf_Misc_Yr | Equipment | FRACTION | Default¦Wkdy | 2014-04-13 | 2014-06-12 | Hourly | 0.05 | 0.05 | 0.05 | 0.05 | 0.05 | 0.05 | 0.05 | 0.05 | 0.05 | 0.05 | 1 | 1 | 1 | 1 | 1 | 0.05 | 0.05 | 0.05 | 0.05 | 0.05 | 0.05 | 0.05 | 0.05 | 0.05 | From eQ_Lib.dat in MASControl 2017
D_EPr_Caf_Misc_Yr | Equipment | FRACTION | Sat | 2014-04-13 | 2014-06-12 | Hourly | 0.05 | 0.05 | 0.05 | 0.05 | 0.05 | 0.05 | 0.05 | 0.05 | 0.05 | 0.05 | 0.5 | 0.5 | 0.5 | 0.5 | 0.05 | 0.05 | 0.05 | 0.05 | 0.05 | 0.05 | 0.05 | 0.05 | 0.05 | 0.05 | From eQ_Lib.dat in MASControl 2017
D_EPr_Caf_Misc_Yr | Equipment | FRACTION | Sun | 2014-04-13 | 2014-06-12 | Constant | 0.05 | [23 empty] | From eQ_Lib.dat in MASControl 2017
D_EPr_Caf_Misc_Yr | Equipment | FRACTION | SmrDsn | 2014-06-13 | 2014-08-16 | Constant | 1 | [23 empty] | From eQ_Lib.dat in MASControl 2017
D_EPr_Caf_Misc_Yr | Equipment | FRACTION | WntrDsn | 2014-06-13 | 2014-08-16 | Constant | 0 | [23 empty] | From eQ_Lib.dat in MASControl 2017
D_EPr_Caf_Misc_Yr | Equipment | FRACTION | Default | 2014-06-13 | 2014-08-16 | Constant | 0 | [23 empty] | From eQ_Lib.dat in MASControl 2017
D_EPr_Caf_Misc_Yr | Equipment | FRACTION | Default¦Wkdy | 2014-08-17 | 2014-12-11 | Hourly | 0.05 | 0.05 | 0.05 | 0.05 | 0.05 | 0.05 | 0.05 | 0.05 | 0.05 | 0.05 | 1 | 1 | 1 | 1 | 1 | 0.05 | 0.05 | 0.05 | 0.05 | 0.05 | 0.05 | 0.05 | 0.05 | 0.05 | From eQ_Lib.dat in MASControl 2017
D_EPr_Caf_Misc_Yr | Equipment | FRACTION | Sat | 2014-08-17 | 2014-12-11 | Hourly | 0.05 | 0.05 | 0.05 | 0.05 | 0.05 | 0.05 | 0.05 | 0.05 | 0.05 | 0.05 | 0.5 | 0.5 | 0.5 | 0.5 | 0.05 | 0.05 | 0.05 | 0.05 | 0.05 | 0.05 | 0.05 | 0.05 | 0.05 | 0.05 | From eQ_Lib.dat in MASControl 2017
D_EPr_Caf_Misc_Yr | Equipment | FRACTION | Sun | 2014-08-17 | 2014-12-11 | Constant | 0.05 | [23 empty] | From eQ_Lib.dat in MASControl 2017
D_EPr_Caf_Misc_Yr | Equipment | FRACTION | SmrDsn | 2014-12-12 | 2014-12-31 | Constant | 1 | [23 empty] | From eQ_Lib.dat in MASControl 2017
D_EPr_Caf_Misc_Yr | Equipment | FRACTION | WntrDsn | 2014-12-12 | 2014-12-31 | Constant | 0 | [23 empty] | From eQ_Lib.dat in MASControl 2017
D_EPr_Caf_Misc_Yr | Equipment | FRACTION | Default | 2014-12-12 | 2014-12-31 | Constant | 0 | [23 empty] | From eQ_Lib.dat in MASControl 2017
D_EPr_Caf_Misc_Yr | Equipment | FRACTION | WntrDsn | 2014-01-01 | 2014-12-31 | Constant | 0 | [23 empty] | From eQ_Lib.dat in MASControl 2017
D_EPr_Caf_Misc_Yr | Equipment | FRACTION | SmrDsn | 2014-01-01 | 2014-12-31 | Constant | 1 | [23 empty] | From eQ_Lib.dat in MASControl 2017
D_EPr_Caf_Misc_Yr | Equipment | FRACTION | Hol | 2014-01-01 | 2014-12-31 | Constant | 0.05 | [23 empty] | From eQ_Lib.dat in MASControl 2017
D_EPr_Clrm_Misc_Yr | Equipment | FRACTION | SmrDsn | 2014-01-01 | 2014-01-04 | Constant | 1 | [23 empty] | From eQ_Lib.dat in MASControl 2017
D_EPr_Clrm_Misc_Yr | Equipment | FRACTION | WntrDsn | 2014-01-01 | 2014-01-04 | Constant | 0 | [23 empty] | From eQ_Lib.dat in MASControl 2017
D_EPr_Clrm_Misc_Yr | Equipment | FRACTION | Default | 2014-01-01 | 2014-01-04 | Constant | 0 | [23 empty] | From eQ_Lib.dat in MASControl 2017
D_EPr_Clrm_Misc_Yr | Equipment | FRACTION | Default¦Wkdy | 2014-01-05 | 2014-04-03 | Hourly | 0.05 | 0.05 | 0.05 | 0.05 | 0.05 | 0.05 | 0.05 | 0.05 | 0.05 | 0.8 | 1 | 1 | 1 | 1 | 1 | 0.55 | 0.55 | 0.35 | 0.35 | 0.35 | 0.1 | 0.1 | 0.1 | 0.1 | From eQ_Lib.dat in MASControl 2017
D_EPr_Clrm_Misc_Yr | Equipment | FRACTION | Sat | 2014-01-05 | 2014-04-03 | Hourly | 0.05 | 0.05 | 0.05 | 0.05 | 0.05 | 0.05 | 0.05 | 0.4 | 0.4 | 0.4 | 0.4 | 0.4 | 0.4 | 0.4 | 0.4 | 0.4 | 0.05 | 0.05 | 0.05 | 0.05 | 0.05 | 0.05 | 0.05 | 0.05 | From eQ_Lib.dat in MASControl 2017
D_EPr_Clrm_Misc_Yr | Equipment | FRACTION | Sun | 2014-01-05 | 2014-04-03 | Constant | 0.05 | [23 empty] | From eQ_Lib.dat in MASControl 2017
D_EPr_Clrm_Misc_Yr | Equipment | FRACTION | SmrDsn | 2014-04-04 | 2014-04-12 | Constant | 1 | [23 empty] | From eQ_Lib.dat in MASControl 2017
D_EPr_Clrm_Misc_Yr | Equipment | FRACTION | WntrDsn | 2014-04-04 | 2014-04-12 | Constant | 0 | [23 empty] | From eQ_Lib.dat in MASControl 2017
D_EPr_Clrm_Misc_Yr | Equipment | FRACTION | Default | 2014-04-04 | 2014-04-12 | Constant | 0 | [23 empty] | From eQ_Lib.dat in MASControl 2017
D_EPr_Clrm_Misc_Yr | Equipment | FRACTION | Default¦Wkdy | 2014-04-13 | 2014-06-12 | Hourly | 0.05 | 0.05 | 0.05 | 0.05 | 0.05 | 0.05 | 0.05 | 0.05 | 0.05 | 0.8 | 1 | 1 | 1 | 1 | 1 | 0.55 | 0.55 | 0.35 | 0.35 | 0.35 | 0.1 | 0.1 | 0.1 | 0.1 | From eQ_Lib.dat in MASControl 2017
D_EPr_Clrm_Misc_Yr | Equipment | FRACTION | Sat | 2014-04-13 | 2014-06-12 | Hourly | 0.05 | 0.05 | 0.05 | 0.05 | 0.05 | 0.05 | 0.05 | 0.4 | 0.4 | 0.4 | 0.4 | 0.4 | 0.4 | 0.4 | 0.4 | 0.4 | 0.05 | 0.05 | 0.05 | 0.05 | 0.05 | 0.05 | 0.05 | 0.05 | From eQ_Lib.dat in MASControl 2017
D_EPr_Clrm_Misc_Yr | Equipment | FRACTION | Sun | 2014-04-13 | 2014-06-12 | Constant | 0.05 | [23 empty] | From eQ_Lib.dat in MASControl 2017
D_EPr_Clrm_Misc_Yr | Equipment | FRACTION | SmrDsn | 2014-06-13 | 2014-08-16 | Constant | 1 | [23 empty] | From eQ_Lib.dat in MASControl 2017
D_EPr_Clrm_Misc_Yr | Equipment | FRACTION | WntrDsn | 2014-06-13 | 2014-08-16 | Constant | 0 | [23 empty] | From eQ_Lib.dat in MASControl 2017
D_EPr_Clrm_Misc_Yr | Equipment | FRACTION | Default | 2014-06-13 | 2014-08-16 | Constant | 0 | [23 empty] | From eQ_Lib.dat in MASControl 2017
D_EPr_Clrm_Misc_Yr | Equipment | FRACTION | Default¦Wkdy | 2014-08-17 | 2014-12-11 | Hourly | 0.05 | 0.05 | 0.05 | 0.05 | 0.05 | 0.05 | 0.05 | 0.05 | 0.05 | 0.8 | 1 | 1 | 1 | 1 | 1 | 0.55 | 0.55 | 0.35 | 0.35 | 0.35 | 0.1 | 0.1 | 0.1 | 0.1 | From eQ_Lib.dat in MASControl 2017
D_EPr_Clrm_Misc_Yr | Equipment | FRACTION | Sat | 2014-08-17 | 2014-12-11 | Hourly | 0.05 | 0.05 | 0.05 | 0.05 | 0.05 | 0.05 | 0.05 | 0.4 | 0.4 | 0.4 | 0.4 | 0.4 | 0.4 | 0.4 | 0.4 | 0.4 | 0.05 | 0.05 | 0.05 | 0.05 | 0.05 | 0.05 | 0.05 | 0.05 | From eQ_Lib.dat in MASControl 2017
D_EPr_Clrm_Misc_Yr | Equipment | FRACTION | Sun | 2014-08-17 | 2014-12-11 | Constant | 0.05 | [23 empty] | From eQ_Lib.dat in MASControl 2017
D_EPr_Clrm_Misc_Yr | Equipment | FRACTION | SmrDsn | 2014-12-12 | 2014-12-31 | Constant | 1 | [23 empty] | From eQ_Lib.dat in MASControl 2017
D_EPr_Clrm_Misc_Yr | Equipment | FRACTION | WntrDsn | 2014-12-12 | 2014-12-31 | Constant | 0 | [23 empty] | From eQ_Lib.dat in MASControl 2017
D_EPr_Clrm_Misc_Yr | Equipment | FRACTION | Default | 2014-12-12 | 2014-12-31 | Constant | 0 | [23 empty] | From eQ_Lib.dat in MASControl 2017
D_EPr_Clrm_Misc_Yr | Equipment | FRACTION | WntrDsn | 2014-01-01 | 2014-12-31 | Constant | 0 | [23 empty] | From eQ_Lib.dat in MASControl 2017
D_EPr_Clrm_Misc_Yr | Equipment | FRACTION | SmrDsn | 2014-01-01 | 2014-12-31 | Constant | 1 | [23 empty] | From eQ_Lib.dat in MASControl 2017
D_EPr_Clrm_Misc_Yr | Equipment | FRACTION | Hol | 2014-01-01 | 2014-12-31 | Constant | 0.05 | [23 empty] | From eQ_Lib.dat in MASControl 2017
D_EPr_Gym_Misc_Yr | Equipment | FRACTION | SmrDsn | 2014-01-01 | 2014-01-04 | Constant | 1 | [23 empty] | From eQ_Lib.dat in MASControl 2017
D_EPr_Gym_Misc_Yr | Equipment | FRACTION | WntrDsn | 2014-01-01 | 2014-01-04 | Constant | 0 | [23 empty] | From eQ_Lib.dat in MASControl 2017
D_EPr_Gym_Misc_Yr | Equipment | FRACTION | Default | 2014-01-01 | 2014-01-04 | Constant | 0 | [23 empty] | From eQ_Lib.dat in MASControl 2017
D_EPr_Gym_Misc_Yr | Equipment | FRACTION | Default¦Wkdy | 2014-01-05 | 2014-04-03 | Hourly | 0.15 | 0.15 | 0.15 | 0.15 | 0.15 | 0.15 | 0.15 | 0.5 | 1 | 1 | 1 | 1 | 1 | 1 | 1 | 1 | 1 | 0.15 | 0.15 | 0.15 | 0.15 | 0.15 | 0.15 | 0.15 | From eQ_Lib.dat in MASControl 2017
D_EPr_Gym_Misc_Yr | Equipment | FRACTION | Sat | 2014-01-05 | 2014-04-03 | Hourly | 0.15 | 0.15 | 0.15 | 0.15 | 0.15 | 0.15 | 0.15 | 0.15 | 0.45 | 0.45 | 0.45 | 0.45 | 0.45 | 0.45 | 0.45 | 0.15 | 0.15 | 0.15 | 0.15 | 0.15 | 0.15 | 0.15 | 0.15 | 0.15 | From eQ_Lib.dat in MASControl 2017
D_EPr_Gym_Misc_Yr | Equipment | FRACTION | Sun | 2014-01-05 | 2014-04-03 | Constant | 0.05 | [23 empty] | From eQ_Lib.dat in MASControl 2017
D_EPr_Gym_Misc_Yr | Equipment | FRACTION | SmrDsn | 2014-04-04 | 2014-04-12 | Constant | 1 | [23 empty] | From eQ_Lib.dat in MASControl 2017
D_EPr_Gym_Misc_Yr | Equipment | FRACTION | WntrDsn | 2014-04-04 | 2014-04-12 | Constant | 0 | [23 empty] | From eQ_Lib.dat in MASControl 2017
D_EPr_Gym_Misc_Yr | Equipment | FRACTION | Default | 2014-04-04 | 2014-04-12 | Constant | 0 | [23 empty] | From eQ_Lib.dat in MASControl 2017
D_EPr_Gym_Misc_Yr | Equipment | FRACTION | Default¦Wkdy | 2014-04-13 | 2014-06-12 | Hourly | 0.15 | 0.15 | 0.15 | 0.15 | 0.15 | 0.15 | 0.15 | 0.5 | 1 | 1 | 1 | 1 | 1 | 1 | 1 | 1 | 1 | 0.15 | 0.15 | 0.15 | 0.15 | 0.15 | 0.15 | 0.15 | From eQ_Lib.dat in MASControl 2017
D_EPr_Gym_Misc_Yr | Equipment | FRACTION | Sat | 2014-04-13 | 2014-06-12 | Hourly | 0.15 | 0.15 | 0.15 | 0.15 | 0.15 | 0.15 | 0.15 | 0.15 | 0.45 | 0.45 | 0.45 | 0.45 | 0.45 | 0.45 | 0.45 | 0.15 | 0.15 | 0.15 | 0.15 | 0.15 | 0.15 | 0.15 | 0.15 | 0.15 | From eQ_Lib.dat in MASControl 2017
D_EPr_Gym_Misc_Yr | Equipment | FRACTION | Sun | 2014-04-13 | 2014-06-12 | Constant | 0.05 | [23 empty] | From eQ_Lib.dat in MASControl 2017
D_EPr_Gym_Misc_Yr | Equipment | FRACTION | SmrDsn | 2014-06-13 | 2014-08-16 | Constant | 1 | [23 empty] | From eQ_Lib.dat in MASControl 2017
D_EPr_Gym_Misc_Yr | Equipment | FRACTION | WntrDsn | 2014-06-13 | 2014-08-16 | Constant | 0 | [23 empty] | From eQ_Lib.dat in MASControl 2017
D_EPr_Gym_Misc_Yr | Equipment | FRACTION | Default | 2014-06-13 | 2014-08-16 | Constant | 0 | [23 empty] | From eQ_Lib.dat in MASControl 2017
D_EPr_Gym_Misc_Yr | Equipment | FRACTION | Default¦Wkdy | 2014-08-17 | 2014-12-11 | Hourly | 0.15 | 0.15 | 0.15 | 0.15 | 0.15 | 0.15 | 0.15 | 0.5 | 1 | 1 | 1 | 1 | 1 | 1 | 1 | 1 | 1 | 0.15 | 0.15 | 0.15 | 0.15 | 0.15 | 0.15 | 0.15 | From eQ_Lib.dat in MASControl 2017
D_EPr_Gym_Misc_Yr | Equipment | FRACTION | Sat | 2014-08-17 | 2014-12-11 | Hourly | 0.15 | 0.15 | 0.15 | 0.15 | 0.15 | 0.15 | 0.15 | 0.15 | 0.45 | 0.45 | 0.45 | 0.45 | 0.45 | 0.45 | 0.45 | 0.15 | 0.15 | 0.15 | 0.15 | 0.15 | 0.15 | 0.15 | 0.15 | 0.15 | From eQ_Lib.dat in MASControl 2017
D_EPr_Gym_Misc_Yr | Equipment | FRACTION | Sun | 2014-08-17 | 2014-12-11 | Constant | 0.05 | [23 empty] | From eQ_Lib.dat in MASControl 2017
D_EPr_Gym_Misc_Yr | Equipment | FRACTION | SmrDsn | 2014-12-12 | 2014-12-31 | Constant | 1 | [23 empty] | From eQ_Lib.dat in MASControl 2017
D_EPr_Gym_Misc_Yr | Equipment | FRACTION | WntrDsn | 2014-12-12 | 2014-12-31 | Constant | 0 | [23 empty] | From eQ_Lib.dat in MASControl 2017
D_EPr_Gym_Misc_Yr | Equipment | FRACTION | Default | 2014-12-12 | 2014-12-31 | Constant | 0 | [23 empty] | From eQ_Lib.dat in MASControl 2017
D_EPr_Gym_Misc_Yr | Equipment | FRACTION | WntrDsn | 2014-01-01 | 2014-12-31 | Constant | 0 | [23 empty] | From eQ_Lib.dat in MASControl 2017
D_EPr_Gym_Misc_Yr | Equipment | FRACTION | SmrDsn | 2014-01-01 | 2014-12-31 | Constant | 1 | [23 empty] | From eQ_Lib.dat in MASControl 2017
D_EPr_Gym_Misc_Yr | Equipment | FRACTION | Hol | 2014-01-01 | 2014-12-31 | Constant | 0.05 | [23 empty] | From eQ_Lib.dat in MASControl 2017
D_EPr_Ktchn_Misc_Yr | Equipment | FRACTION | SmrDsn | 2014-01-01 | 2014-01-04 | Constant | 1 | [23 empty] | From eQ_Lib.dat in MASControl 2017
D_EPr_Ktchn_Misc_Yr | Equipment | FRACTION | WntrDsn | 2014-01-01 | 2014-01-04 | Constant | 0 | [23 empty] | From eQ_Lib.dat in MASControl 2017
D_EPr_Ktchn_Misc_Yr | Equipment | FRACTION | Default | 2014-01-01 | 2014-01-04 | Constant | 0 | [23 empty] | From eQ_Lib.dat in MASControl 2017
D_EPr_Ktchn_Misc_Yr | Equipment | FRACTION | Default¦Wkdy | 2014-01-05 | 2014-04-03 | Hourly | 0.15 | 0.15 | 0.15 | 0.15 | 0.15 | 0.15 | 0.15 | 0.15 | 0.4 | 0.8 | 0.9 | 1 | 1 | 0.9 | 0.7 | 0.15 | 0.15 | 0.15 | 0.15 | 0.15 | 0.15 | 0.15 | 0.15 | 0.15 | From eQ_Lib.dat in MASControl 2017
D_EPr_Ktchn_Misc_Yr | Equipment | FRACTION | Sat | 2014-01-05 | 2014-04-03 | Hourly | 0.15 | 0.15 | 0.15 | 0.15 | 0.15 | 0.15 | 0.15 | 0.15 | 0.15 | 0.3 | 0.4 | 0.5 | 0.5 | 0.35 | 0.15 | 0.15 | 0.15 | 0.15 | 0.15 | 0.15 | 0.15 | 0.15 | 0.15 | 0.15 | From eQ_Lib.dat in MASControl 2017
D_EPr_Ktchn_Misc_Yr | Equipment | FRACTION | Sun | 2014-01-05 | 2014-04-03 | Constant | 0.05 | [23 empty] | From eQ_Lib.dat in MASControl 2017
D_EPr_Ktchn_Misc_Yr | Equipment | FRACTION | SmrDsn | 2014-04-04 | 2014-04-12 | Constant | 1 | [23 empty] | From eQ_Lib.dat in MASControl 2017
D_EPr_Ktchn_Misc_Yr | Equipment | FRACTION | WntrDsn | 2014-04-04 | 2014-04-12 | Constant | 0 | [23 empty] | From eQ_Lib.dat in MASControl 2017
D_EPr_Ktchn_Misc_Yr | Equipment | FRACTION | Default | 2014-04-04 | 2014-04-12 | Constant | 0 | [23 empty] | From eQ_Lib.dat in MASControl 2017
D_EPr_Ktchn_Misc_Yr | Equipment | FRACTION | Default¦Wkdy | 2014-04-13 | 2014-06-12 | Hourly | 0.15 | 0.15 | 0.15 | 0.15 | 0.15 | 0.15 | 0.15 | 0.15 | 0.4 | 0.8 | 0.9 | 1 | 1 | 0.9 | 0.7 | 0.15 | 0.15 | 0.15 | 0.15 | 0.15 | 0.15 | 0.15 | 0.15 | 0.15 | From eQ_Lib.dat in MASControl 2017
D_EPr_Ktchn_Misc_Yr | Equipment | FRACTION | Sat | 2014-04-13 | 2014-06-12 | Hourly | 0.15 | 0.15 | 0.15 | 0.15 | 0.15 | 0.15 | 0.15 | 0.15 | 0.15 | 0.3 | 0.4 | 0.5 | 0.5 | 0.35 | 0.15 | 0.15 | 0.15 | 0.15 | 0.15 | 0.15 | 0.15 | 0.15 | 0.15 | 0.15 | From eQ_Lib.dat in MASControl 2017
D_EPr_Ktchn_Misc_Yr | Equipment | FRACTION | Sun | 2014-04-13 | 2014-06-12 | Constant | 0.05 | [23 empty] | From eQ_Lib.dat in MASControl 2017
D_EPr_Ktchn_Misc_Yr | Equipment | FRACTION | SmrDsn | 2014-06-13 | 2014-08-16 | Constant | 1 | [23 empty] | From eQ_Lib.dat in MASControl 2017
D_EPr_Ktchn_Misc_Yr | Equipment | FRACTION | WntrDsn | 2014-06-13 | 2014-08-16 | Constant | 0 | [23 empty] | From eQ_Lib.dat in MASControl 2017
D_EPr_Ktchn_Misc_Yr | Equipment | FRACTION | Default | 2014-06-13 | 2014-08-16 | Constant | 0 | [23 empty] | From eQ_Lib.dat in MASControl 2017
D_EPr_Ktchn_Misc_Yr | Equipment | FRACTION | Default¦Wkdy | 2014-08-17 | 2014-12-11 | Hourly | 0.15 | 0.15 | 0.15 | 0.15 | 0.15 | 0.15 | 0.15 | 0.15 | 0.4 | 0.8 | 0.9 | 1 | 1 | 0.9 | 0.7 | 0.15 | 0.15 | 0.15 | 0.15 | 0.15 | 0.15 | 0.15 | 0.15 | 0.15 | From eQ_Lib.dat in MASControl 2017
D_EPr_Ktchn_Misc_Yr | Equipment | FRACTION | Sat | 2014-08-17 | 2014-12-11 | Hourly | 0.15 | 0.15 | 0.15 | 0.15 | 0.15 | 0.15 | 0.15 | 0.15 | 0.15 | 0.3 | 0.4 | 0.5 | 0.5 | 0.35 | 0.15 | 0.15 | 0.15 | 0.15 | 0.15 | 0.15 | 0.15 | 0.15 | 0.15 | 0.15 | From eQ_Lib.dat in MASControl 2017
D_EPr_Ktchn_Misc_Yr | Equipment | FRACTION | Sun | 2014-08-17 | 2014-12-11 | Constant | 0.05 | [23 empty] | From eQ_Lib.dat in MASControl 2017
D_EPr_Ktchn_Misc_Yr | Equipment | FRACTION | SmrDsn | 2014-12-12 | 2014-12-31 | Constant | 1 | [23 empty] | From eQ_Lib.dat in MASControl 2017
D_EPr_Ktchn_Misc_Yr | Equipment | FRACTION | WntrDsn | 2014-12-12 | 2014-12-31 | Constant | 0 | [23 empty] | From eQ_Lib.dat in MASControl 2017
D_EPr_Ktchn_Misc_Yr | Equipment | FRACTION | Default | 2014-12-12 | 2014-12-31 | Constant | 0 | [23 empty] | From eQ_Lib.dat in MASControl 2017
D_EPr_Ktchn_Misc_Yr | Equipment | FRACTION | WntrDsn | 2014-01-01 | 2014-12-31 | Constant | 0 | [23 empty] | From eQ_Lib.dat in MASControl 2017
D_EPr_Ktchn_Misc_Yr | Equipment | FRACTION | SmrDsn | 2014-01-01 | 2014-12-31 | Constant | 1 | [23 empty] | From eQ_Lib.dat in MASControl 2017
D_EPr_Ktchn_Misc_Yr | Equipment | FRACTION | Hol | 2014-01-01 | 2014-12-31 | Constant | 0.05 | [23 empty] | From eQ_Lib.dat in MASControl 2017
D_ERC_Clrm_Misc_Yr | Equipment | FRACTION | Default¦Wkdy | 2014-01-01 | 2014-01-04 | Constant | 0.01 | [23 empty] | From eQ_Lib.dat in MASControl 2017
D_ERC_Clrm_Misc_Yr | Equipment | FRACTION | Sat | 2014-01-01 | 2014-01-04 | Hourly | 0.05 | 0.05 | 0.05 | 0.05 | 0.05 | 0.05 | 0.05 | 0.3 | 0.3 | 0.3 | 0.3 | 0.3 | 0.3 | 0.3 | 0.3 | 0.3 | 0.05 | 0.05 | 0.05 | 0.05 | 0.05 | 0.05 | 0.05 | 0.05 | From eQ_Lib.dat in MASControl 2017
D_ERC_Clrm_Misc_Yr | Equipment | FRACTION | Sun | 2014-01-01 | 2014-01-04 | Constant | 0.01 | [23 empty] | From eQ_Lib.dat in MASControl 2017
D_ERC_Clrm_Misc_Yr | Equipment | FRACTION | Default¦Wkdy | 2014-01-05 | 2014-04-03 | Hourly | 0.05 | 0.05 | 0.05 | 0.05 | 0.05 | 0.05 | 0.05 | 0.05 | 0.05 | 0.8 | 1 | 1 | 1 | 1 | 1 | 0.55 | 0.55 | 0.35 | 0.35 | 0.35 | 0.1 | 0.1 | 0.1 | 0.1 | From eQ_Lib.dat in MASControl 2017
D_ERC_Clrm_Misc_Yr | Equipment | FRACTION | Sat | 2014-01-05 | 2014-04-03 | Hourly | 0.05 | 0.05 | 0.05 | 0.05 | 0.05 | 0.05 | 0.05 | 0.4 | 0.4 | 0.4 | 0.4 | 0.4 | 0.4 | 0.4 | 0.4 | 0.4 | 0.05 | 0.05 | 0.05 | 0.05 | 0.05 | 0.05 | 0.05 | 0.05 | From eQ_Lib.dat in MASControl 2017
D_ERC_Clrm_Misc_Yr | Equipment | FRACTION | Sun | 2014-01-05 | 2014-04-03 | Constant | 0.05 | [23 empty] | From eQ_Lib.dat in MASControl 2017
D_ERC_Clrm_Misc_Yr | Equipment | FRACTION | Default¦Wkdy | 2014-04-04 | 2014-04-12 | Constant | 0.01 | [23 empty] | From eQ_Lib.dat in MASControl 2017
D_ERC_Clrm_Misc_Yr | Equipment | FRACTION | Sat | 2014-04-04 | 2014-04-12 | Hourly | 0.05 | 0.05 | 0.05 | 0.05 | 0.05 | 0.05 | 0.05 | 0.3 | 0.3 | 0.3 | 0.3 | 0.3 | 0.3 | 0.3 | 0.3 | 0.3 | 0.05 | 0.05 | 0.05 | 0.05 | 0.05 | 0.05 | 0.05 | 0.05 | From eQ_Lib.dat in MASControl 2017
D_ERC_Clrm_Misc_Yr | Equipment | FRACTION | Sun | 2014-04-04 | 2014-04-12 | Constant | 0.01 | [23 empty] | From eQ_Lib.dat in MASControl 2017
D_ERC_Clrm_Misc_Yr | Equipment | FRACTION | Default¦Wkdy | 2014-04-13 | 2014-06-12 | Hourly | 0.05 | 0.05 | 0.05 | 0.05 | 0.05 | 0.05 | 0.05 | 0.05 | 0.05 | 0.8 | 1 | 1 | 1 | 1 | 1 | 0.55 | 0.55 | 0.35 | 0.35 | 0.35 | 0.1 | 0.1 | 0.1 | 0.1 | From eQ_Lib.dat in MASControl 2017
D_ERC_Clrm_Misc_Yr | Equipment | FRACTION | Sat | 2014-04-13 | 2014-06-12 | Hourly | 0.05 | 0.05 | 0.05 | 0.05 | 0.05 | 0.05 | 0.05 | 0.4 | 0.4 | 0.4 | 0.4 | 0.4 | 0.4 | 0.4 | 0.4 | 0.4 | 0.05 | 0.05 | 0.05 | 0.05 | 0.05 | 0.05 | 0.05 | 0.05 | From eQ_Lib.dat in MASControl 2017
D_ERC_Clrm_Misc_Yr | Equipment | FRACTION | Sun | 2014-04-13 | 2014-06-12 | Constant | 0.05 | [23 empty] | From eQ_Lib.dat in MASControl 2017
D_ERC_Clrm_Misc_Yr | Equipment | FRACTION | Default¦Wkdy | 2014-06-13 | 2014-08-16 | Constant | 0.01 | [23 empty] | From eQ_Lib.dat in MASControl 2017
D_ERC_Clrm_Misc_Yr | Equipment | FRACTION | Sat | 2014-06-13 | 2014-08-16 | Hourly | 0.05 | 0.05 | 0.05 | 0.05 | 0.05 | 0.05 | 0.05 | 0.3 | 0.3 | 0.3 | 0.3 | 0.3 | 0.3 | 0.3 | 0.3 | 0.3 | 0.05 | 0.05 | 0.05 | 0.05 | 0.05 | 0.05 | 0.05 | 0.05 | From eQ_Lib.dat in MASControl 2017
D_ERC_Clrm_Misc_Yr | Equipment | FRACTION | Sun | 2014-06-13 | 2014-08-16 | Constant | 0.01 | [23 empty] | From eQ_Lib.dat in MASControl 2017
D_ERC_Clrm_Misc_Yr | Equipment | FRACTION | Default¦Wkdy | 2014-08-17 | 2014-12-11 | Hourly | 0.05 | 0.05 | 0.05 | 0.05 | 0.05 | 0.05 | 0.05 | 0.05 | 0.05 | 0.8 | 1 | 1 | 1 | 1 | 1 | 0.55 | 0.55 | 0.35 | 0.35 | 0.35 | 0.1 | 0.1 | 0.1 | 0.1 | From eQ_Lib.dat in MASControl 2017
D_ERC_Clrm_Misc_Yr | Equipment | FRACTION | Sat | 2014-08-17 | 2014-12-11 | Hourly | 0.05 | 0.05 | 0.05 | 0.05 | 0.05 | 0.05 | 0.05 | 0.4 | 0.4 | 0.4 | 0.4 | 0.4 | 0.4 | 0.4 | 0.4 | 0.4 | 0.05 | 0.05 | 0.05 | 0.05 | 0.05 | 0.05 | 0.05 | 0.05 | From eQ_Lib.dat in MASControl 2017
D_ERC_Clrm_Misc_Yr | Equipment | FRACTION | Sun | 2014-08-17 | 2014-12-11 | Constant | 0.05 | [23 empty] | From eQ_Lib.dat in MASControl 2017
D_ERC_Clrm_Misc_Yr | Equipment | FRACTION | Default¦Wkdy | 2014-12-12 | 2014-12-31 | Constant | 0.01 | [23 empty] | From eQ_Lib.dat in MASControl 2017
D_ERC_Clrm_Misc_Yr | Equipment | FRACTION | Sat | 2014-12-12 | 2014-12-31 | Hourly | 0.05 | 0.05 | 0.05 | 0.05 | 0.05 | 0.05 | 0.05 | 0.3 | 0.3 | 0.3 | 0.3 | 0.3 | 0.3 | 0.3 | 0.3 | 0.3 | 0.05 | 0.05 | 0.05 | 0.05 | 0.05 | 0.05 | 0.05 | 0.05 | From eQ_Lib.dat in MASControl 2017
D_ERC_Clrm_Misc_Yr | Equipment | FRACTION | Sun | 2014-12-12 | 2014-12-31 | Constant | 0.01 | [23 empty] | From eQ_Lib.dat in MASControl 2017
D_ERC_Clrm_Misc_Yr | Equipment | FRACTION | WntrDsn | 2014-01-01 | 2014-12-31 | Constant | 0 | [23 empty] | From eQ_Lib.dat in MASControl 2017
D_ERC_Clrm_Misc_Yr | Equipment | FRACTION | SmrDsn | 2014-01-01 | 2014-12-31 | Constant | 1 | [23 empty] | From eQ_Lib.dat in MASControl 2017
D_ERC_Clrm_Misc_Yr | Equipment | FRACTION | Hol | 2014-01-01 | 2014-12-31 | Constant | 0.01 | [23 empty] | From eQ_Lib.dat in MASControl 2017
D_ESe_Caf_Misc_Yr | Equipment | FRACTION | SmrDsn | 2014-01-01 | 2014-01-04 | Constant | 1 | [23 empty] | From eQ_Lib.dat in MASControl 2017
D_ESe_Caf_Misc_Yr | Equipment | FRACTION | WntrDsn | 2014-01-01 | 2014-01-04 | Constant | 0 | [23 empty] | From eQ_Lib.dat in MASControl 2017
D_ESe_Caf_Misc_Yr | Equipment | FRACTION | Default | 2014-01-01 | 2014-01-04 | Constant | 0.01 | [23 empty] | From eQ_Lib.dat in MASControl 2017
D_ESe_Caf_Misc_Yr | Equipment | FRACTION | Default¦Wkdy | 2014-01-05 | 2014-04-03 | Hourly | 0.05 | 0.05 | 0.05 | 0.05 | 0.05 | 0.05 | 0.05 | 0.05 | 1 | 1 | 1 | 1 | 1 | 1 | 1 | 1 | 1 | 1 | 0.05 | 0.05 | 0.05 | 0.05 | 0.05 | 0.05 | From eQ_Lib.dat in MASControl 2017
D_ESe_Caf_Misc_Yr | Equipment | FRACTION | Sat | 2014-01-05 | 2014-04-03 | Hourly | 0.05 | 0.05 | 0.05 | 0.05 | 0.05 | 0.05 | 0.05 | 0.05 | 0.6 | 0.6 | 0.6 | 0.6 | 0.6 | 0.6 | 0.6 | 0.6 | 0.6 | 0.6 | 0.05 | 0.05 | 0.05 | 0.05 | 0.05 | 0.05 | From eQ_Lib.dat in MASControl 2017
D_ESe_Caf_Misc_Yr | Equipment | FRACTION | Sun | 2014-01-05 | 2014-04-03 | Constant | 0.05 | [23 empty] | From eQ_Lib.dat in MASControl 2017
D_ESe_Caf_Misc_Yr | Equipment | FRACTION | SmrDsn | 2014-04-04 | 2014-04-12 | Constant | 1 | [23 empty] | From eQ_Lib.dat in MASControl 2017
D_ESe_Caf_Misc_Yr | Equipment | FRACTION | WntrDsn | 2014-04-04 | 2014-04-12 | Constant | 0 | [23 empty] | From eQ_Lib.dat in MASControl 2017
D_ESe_Caf_Misc_Yr | Equipment | FRACTION | Default | 2014-04-04 | 2014-04-12 | Constant | 0.01 | [23 empty] | From eQ_Lib.dat in MASControl 2017
D_ESe_Caf_Misc_Yr | Equipment | FRACTION | Default¦Wkdy | 2014-04-13 | 2014-06-12 | Hourly | 0.05 | 0.05 | 0.05 | 0.05 | 0.05 | 0.05 | 0.05 | 0.05 | 1 | 1 | 1 | 1 | 1 | 1 | 1 | 1 | 1 | 1 | 0.05 | 0.05 | 0.05 | 0.05 | 0.05 | 0.05 | From eQ_Lib.dat in MASControl 2017
D_ESe_Caf_Misc_Yr | Equipment | FRACTION | Sat | 2014-04-13 | 2014-06-12 | Hourly | 0.05 | 0.05 | 0.05 | 0.05 | 0.05 | 0.05 | 0.05 | 0.05 | 0.6 | 0.6 | 0.6 | 0.6 | 0.6 | 0.6 | 0.6 | 0.6 | 0.6 | 0.6 | 0.05 | 0.05 | 0.05 | 0.05 | 0.05 | 0.05 | From eQ_Lib.dat in MASControl 2017
D_ESe_Caf_Misc_Yr | Equipment | FRACTION | Sun | 2014-04-13 | 2014-06-12 | Constant | 0.05 | [23 empty] | From eQ_Lib.dat in MASControl 2017
D_ESe_Caf_Misc_Yr | Equipment | FRACTION | SmrDsn | 2014-06-13 | 2014-08-16 | Constant | 1 | [23 empty] | From eQ_Lib.dat in MASControl 2017
D_ESe_Caf_Misc_Yr | Equipment | FRACTION | WntrDsn | 2014-06-13 | 2014-08-16 | Constant | 0 | [23 empty] | From eQ_Lib.dat in MASControl 2017
D_ESe_Caf_Misc_Yr | Equipment | FRACTION | Default | 2014-06-13 | 2014-08-16 | Constant | 0.01 | [23 empty] | From eQ_Lib.dat in MASControl 2017
D_ESe_Caf_Misc_Yr | Equipment | FRACTION | Default¦Wkdy | 2014-08-17 | 2014-12-11 | Hourly | 0.05 | 0.05 | 0.05 | 0.05 | 0.05 | 0.05 | 0.05 | 0.05 | 1 | 1 | 1 | 1 | 1 | 1 | 1 | 1 | 1 | 1 | 0.05 | 0.05 | 0.05 | 0.05 | 0.05 | 0.05 | From eQ_Lib.dat in MASControl 2017
D_ESe_Caf_Misc_Yr | Equipment | FRACTION | Sat | 2014-08-17 | 2014-12-11 | Hourly | 0.05 | 0.05 | 0.05 | 0.05 | 0.05 | 0.05 | 0.05 | 0.05 | 0.6 | 0.6 | 0.6 | 0.6 | 0.6 | 0.6 | 0.6 | 0.6 | 0.6 | 0.6 | 0.05 | 0.05 | 0.05 | 0.05 | 0.05 | 0.05 | From eQ_Lib.dat in MASControl 2017
D_ESe_Caf_Misc_Yr | Equipment | FRACTION | Sun | 2014-08-17 | 2014-12-11 | Constant | 0.05 | [23 empty] | From eQ_Lib.dat in MASControl 2017
D_ESe_Caf_Misc_Yr | Equipment | FRACTION | SmrDsn | 2014-12-12 | 2014-12-31 | Constant | 1 | [23 empty] | From eQ_Lib.dat in MASControl 2017
D_ESe_Caf_Misc_Yr | Equipment | FRACTION | WntrDsn | 2014-12-12 | 2014-12-31 | Constant | 0 | [23 empty] | From eQ_Lib.dat in MASControl 2017
D_ESe_Caf_Misc_Yr | Equipment | FRACTION | Default | 2014-12-12 | 2014-12-31 | Constant | 0.01 | [23 empty] | From eQ_Lib.dat in MASControl 2017
D_ESe_Caf_Misc_Yr | Equipment | FRACTION | WntrDsn | 2014-01-01 | 2014-12-31 | Constant | 0 | [23 empty] | From eQ_Lib.dat in MASControl 2017
D_ESe_Caf_Misc_Yr | Equipment | FRACTION | SmrDsn | 2014-01-01 | 2014-12-31 | Constant | 1 | [23 empty] | From eQ_Lib.dat in MASControl 2017
D_ESe_Caf_Misc_Yr | Equipment | FRACTION | Hol | 2014-01-01 | 2014-12-31 | Constant | 0.05 | [23 empty] | From eQ_Lib.dat in MASControl 2017
D_ESe_Clrm_Misc_Yr | Equipment | FRACTION | SmrDsn | 2014-01-01 | 2014-01-04 | Constant | 1 | [23 empty] | From eQ_Lib.dat in MASControl 2017
D_ESe_Clrm_Misc_Yr | Equipment | FRACTION | WntrDsn | 2014-01-01 | 2014-01-04 | Constant | 0 | [23 empty] | From eQ_Lib.dat in MASControl 2017
D_ESe_Clrm_Misc_Yr | Equipment | FRACTION | Default | 2014-01-01 | 2014-01-04 | Constant | 0.01 | [23 empty] | From eQ_Lib.dat in MASControl 2017
D_ESe_Clrm_Misc_Yr | Equipment | FRACTION | Default¦Wkdy | 2014-01-05 | 2014-04-03 | Hourly | 0.05 | 0.05 | 0.05 | 0.05 | 0.05 | 0.05 | 0.05 | 0.05 | 0.05 | 0.8 | 1 | 1 | 1 | 1 | 1 | 0.55 | 0.55 | 0.35 | 0.35 | 0.35 | 0.1 | 0.1 | 0.1 | 0.1 | From eQ_Lib.dat in MASControl 2017
D_ESe_Clrm_Misc_Yr | Equipment | FRACTION | Sat | 2014-01-05 | 2014-04-03 | Hourly | 0.05 | 0.05 | 0.05 | 0.05 | 0.05 | 0.05 | 0.05 | 0.4 | 0.4 | 0.4 | 0.4 | 0.4 | 0.4 | 0.4 | 0.4 | 0.4 | 0.05 | 0.05 | 0.05 | 0.05 | 0.05 | 0.05 | 0.05 | 0.05 | From eQ_Lib.dat in MASControl 2017
D_ESe_Clrm_Misc_Yr | Equipment | FRACTION | Sun | 2014-01-05 | 2014-04-03 | Constant | 0.05 | [23 empty] | From eQ_Lib.dat in MASControl 2017
D_ESe_Clrm_Misc_Yr | Equipment | FRACTION | SmrDsn | 2014-04-04 | 2014-04-12 | Constant | 1 | [23 empty] | From eQ_Lib.dat in MASControl 2017
D_ESe_Clrm_Misc_Yr | Equipment | FRACTION | WntrDsn | 2014-04-04 | 2014-04-12 | Constant | 0 | [23 empty] | From eQ_Lib.dat in MASControl 2017
D_ESe_Clrm_Misc_Yr | Equipment | FRACTION | Default | 2014-04-04 | 2014-04-12 | Constant | 0.01 | [23 empty] | From eQ_Lib.dat in MASControl 2017
D_ESe_Clrm_Misc_Yr | Equipment | FRACTION | Default¦Wkdy | 2014-04-13 | 2014-06-12 | Hourly | 0.05 | 0.05 | 0.05 | 0.05 | 0.05 | 0.05 | 0.05 | 0.05 | 0.05 | 0.8 | 1 | 1 | 1 | 1 | 1 | 0.55 | 0.55 | 0.35 | 0.35 | 0.35 | 0.1 | 0.1 | 0.1 | 0.1 | From eQ_Lib.dat in MASControl 2017
D_ESe_Clrm_Misc_Yr | Equipment | FRACTION | Sat | 2014-04-13 | 2014-06-12 | Hourly | 0.05 | 0.05 | 0.05 | 0.05 | 0.05 | 0.05 | 0.05 | 0.4 | 0.4 | 0.4 | 0.4 | 0.4 | 0.4 | 0.4 | 0.4 | 0.4 | 0.05 | 0.05 | 0.05 | 0.05 | 0.05 | 0.05 | 0.05 | 0.05 | From eQ_Lib.dat in MASControl 2017
D_ESe_Clrm_Misc_Yr | Equipment | FRACTION | Sun | 2014-04-13 | 2014-06-12 | Constant | 0.05 | [23 empty] | From eQ_Lib.dat in MASControl 2017
D_ESe_Clrm_Misc_Yr | Equipment | FRACTION | SmrDsn | 2014-06-13 | 2014-08-16 | Constant | 1 | [23 empty] | From eQ_Lib.dat in MASControl 2017
D_ESe_Clrm_Misc_Yr | Equipment | FRACTION | WntrDsn | 2014-06-13 | 2014-08-16 | Constant | 0 | [23 empty] | From eQ_Lib.dat in MASControl 2017
D_ESe_Clrm_Misc_Yr | Equipment | FRACTION | Default | 2014-06-13 | 2014-08-16 | Constant | 0.01 | [23 empty] | From eQ_Lib.dat in MASControl 2017
D_ESe_Clrm_Misc_Yr | Equipment | FRACTION | Default¦Wkdy | 2014-08-17 | 2014-12-11 | Hourly | 0.05 | 0.05 | 0.05 | 0.05 | 0.05 | 0.05 | 0.05 | 0.05 | 0.05 | 0.8 | 1 | 1 | 1 | 1 | 1 | 0.55 | 0.55 | 0.35 | 0.35 | 0.35 | 0.1 | 0.1 | 0.1 | 0.1 | From eQ_Lib.dat in MASControl 2017
D_ESe_Clrm_Misc_Yr | Equipment | FRACTION | Sat | 2014-08-17 | 2014-12-11 | Hourly | 0.05 | 0.05 | 0.05 | 0.05 | 0.05 | 0.05 | 0.05 | 0.4 | 0.4 | 0.4 | 0.4 | 0.4 | 0.4 | 0.4 | 0.4 | 0.4 | 0.05 | 0.05 | 0.05 | 0.05 | 0.05 | 0.05 | 0.05 | 0.05 | From eQ_Lib.dat in MASControl 2017
D_ESe_Clrm_Misc_Yr | Equipment | FRACTION | Sun | 2014-08-17 | 2014-12-11 | Constant | 0.05 | [23 empty] | From eQ_Lib.dat in MASControl 2017
D_ESe_Clrm_Misc_Yr | Equipment | FRACTION | SmrDsn | 2014-12-12 | 2014-12-31 | Constant | 1 | [23 empty] | From eQ_Lib.dat in MASControl 2017
D_ESe_Clrm_Misc_Yr | Equipment | FRACTION | WntrDsn | 2014-12-12 | 2014-12-31 | Constant | 0 | [23 empty] | From eQ_Lib.dat in MASControl 2017
D_ESe_Clrm_Misc_Yr | Equipment | FRACTION | Default | 2014-12-12 | 2014-12-31 | Constant | 0.01 | [23 empty] | From eQ_Lib.dat in MASControl 2017
D_ESe_Clrm_Misc_Yr | Equipment | FRACTION | WntrDsn | 2014-01-01 | 2014-12-31 | Constant | 0 | [23 empty] | From eQ_Lib.dat in MASControl 2017
D_ESe_Clrm_Misc_Yr | Equipment | FRACTION | SmrDsn | 2014-01-01 | 2014-12-31 | Constant | 1 | [23 empty] | From eQ_Lib.dat in MASControl 2017
D_ESe_Clrm_Misc_Yr | Equipment | FRACTION | Hol | 2014-01-01 | 2014-12-31 | Constant | 0.05 | [23 empty] | From eQ_Lib.dat in MASControl 2017
D_ESe_CompCL_Misc_Yr | Equipment | FRACTION | SmrDsn | 2014-01-01 | 2014-01-04 | Constant | 1 | [23 empty] | From eQ_Lib.dat in MASControl 2017
D_ESe_CompCL_Misc_Yr | Equipment | FRACTION | WntrDsn | 2014-01-01 | 2014-01-04 | Constant | 0 | [23 empty] | From eQ_Lib.dat in MASControl 2017
D_ESe_CompCL_Misc_Yr | Equipment | FRACTION | Default | 2014-01-01 | 2014-01-04 | Constant | 0.01 | [23 empty] | From eQ_Lib.dat in MASControl 2017
D_ESe_CompCL_Misc_Yr | Equipment | FRACTION | Default¦Wkdy | 2014-01-05 | 2014-04-03 | Hourly | 0.25 | 0.25 | 0.25 | 0.25 | 0.25 | 0.25 | 0.25 | 0.4 | 0.4 | 0.4 | 1 | 1 | 1 | 1 | 1 | 0.55 | 0.55 | 0.35 | 0.35 | 0.35 | 0.25 | 0.25 | 0.25 | 0.25 | From eQ_Lib.dat in MASControl 2017
D_ESe_CompCL_Misc_Yr | Equipment | FRACTION | Sat | 2014-01-05 | 2014-04-03 | Hourly | 0.25 | 0.25 | 0.25 | 0.25 | 0.25 | 0.25 | 0.25 | 0.4 | 0.4 | 0.4 | 0.4 | 0.4 | 0.4 | 0.4 | 0.4 | 0.4 | 0.25 | 0.25 | 0.25 | 0.25 | 0.25 | 0.25 | 0.25 | 0.25 | From eQ_Lib.dat in MASControl 2017
D_ESe_CompCL_Misc_Yr | Equipment | FRACTION | Sun | 2014-01-05 | 2014-04-03 | Constant | 0.05 | [23 empty] | From eQ_Lib.dat in MASControl 2017
D_ESe_CompCL_Misc_Yr | Equipment | FRACTION | SmrDsn | 2014-04-04 | 2014-04-12 | Constant | 1 | [23 empty] | From eQ_Lib.dat in MASControl 2017
D_ESe_CompCL_Misc_Yr | Equipment | FRACTION | WntrDsn | 2014-04-04 | 2014-04-12 | Constant | 0 | [23 empty] | From eQ_Lib.dat in MASControl 2017
D_ESe_CompCL_Misc_Yr | Equipment | FRACTION | Default | 2014-04-04 | 2014-04-12 | Constant | 0.01 | [23 empty] | From eQ_Lib.dat in MASControl 2017
D_ESe_CompCL_Misc_Yr | Equipment | FRACTION | Default¦Wkdy | 2014-04-13 | 2014-06-12 | Hourly | 0.25 | 0.25 | 0.25 | 0.25 | 0.25 | 0.25 | 0.25 | 0.4 | 0.4 | 0.4 | 1 | 1 | 1 | 1 | 1 | 0.55 | 0.55 | 0.35 | 0.35 | 0.35 | 0.25 | 0.25 | 0.25 | 0.25 | From eQ_Lib.dat in MASControl 2017
D_ESe_CompCL_Misc_Yr | Equipment | FRACTION | Sat | 2014-04-13 | 2014-06-12 | Hourly | 0.25 | 0.25 | 0.25 | 0.25 | 0.25 | 0.25 | 0.25 | 0.4 | 0.4 | 0.4 | 0.4 | 0.4 | 0.4 | 0.4 | 0.4 | 0.4 | 0.25 | 0.25 | 0.25 | 0.25 | 0.25 | 0.25 | 0.25 | 0.25 | From eQ_Lib.dat in MASControl 2017
D_ESe_CompCL_Misc_Yr | Equipment | FRACTION | Sun | 2014-04-13 | 2014-06-12 | Constant | 0.05 | [23 empty] | From eQ_Lib.dat in MASControl 2017
D_ESe_CompCL_Misc_Yr | Equipment | FRACTION | SmrDsn | 2014-06-13 | 2014-08-16 | Constant | 1 | [23 empty] | From eQ_Lib.dat in MASControl 2017
D_ESe_CompCL_Misc_Yr | Equipment | FRACTION | WntrDsn | 2014-06-13 | 2014-08-16 | Constant | 0 | [23 empty] | From eQ_Lib.dat in MASControl 2017
D_ESe_CompCL_Misc_Yr | Equipment | FRACTION | Default | 2014-06-13 | 2014-08-16 | Constant | 0.01 | [23 empty] | From eQ_Lib.dat in MASControl 2017
D_ESe_CompCL_Misc_Yr | Equipment | FRACTION | Default¦Wkdy | 2014-08-17 | 2014-12-11 | Hourly | 0.25 | 0.25 | 0.25 | 0.25 | 0.25 | 0.25 | 0.25 | 0.4 | 0.4 | 0.4 | 1 | 1 | 1 | 1 | 1 | 0.55 | 0.55 | 0.35 | 0.35 | 0.35 | 0.25 | 0.25 | 0.25 | 0.25 | From eQ_Lib.dat in MASControl 2017
D_ESe_CompCL_Misc_Yr | Equipment | FRACTION | Sat | 2014-08-17 | 2014-12-11 | Hourly | 0.25 | 0.25 | 0.25 | 0.25 | 0.25 | 0.25 | 0.25 | 0.4 | 0.4 | 0.4 | 0.4 | 0.4 | 0.4 | 0.4 | 0.4 | 0.4 | 0.25 | 0.25 | 0.25 | 0.25 | 0.25 | 0.25 | 0.25 | 0.25 | From eQ_Lib.dat in MASControl 2017
D_ESe_CompCL_Misc_Yr | Equipment | FRACTION | Sun | 2014-08-17 | 2014-12-11 | Constant | 0.05 | [23 empty] | From eQ_Lib.dat in MASControl 2017
D_ESe_CompCL_Misc_Yr | Equipment | FRACTION | SmrDsn | 2014-12-12 | 2014-12-31 | Constant | 1 | [23 empty] | From eQ_Lib.dat in MASControl 2017
D_ESe_CompCL_Misc_Yr | Equipment | FRACTION | WntrDsn | 2014-12-12 | 2014-12-31 | Constant | 0 | [23 empty] | From eQ_Lib.dat in MASControl 2017
D_ESe_CompCL_Misc_Yr | Equipment | FRACTION | Default | 2014-12-12 | 2014-12-31 | Constant | 0.01 | [23 empty] | From eQ_Lib.dat in MASControl 2017
D_ESe_CompCL_Misc_Yr | Equipment | FRACTION | WntrDsn | 2014-01-01 | 2014-12-31 | Constant | 0 | [23 empty] | From eQ_Lib.dat in MASControl 2017
D_ESe_CompCL_Misc_Yr | Equipment | FRACTION | SmrDsn | 2014-01-01 | 2014-12-31 | Constant | 1 | [23 empty] | From eQ_Lib.dat in MASControl 2017
D_ESe_CompCL_Misc_Yr | Equipment | FRACTION | Hol | 2014-01-01 | 2014-12-31 | Constant | 0.05 | [23 empty] | From eQ_Lib.dat in MASControl 2017
D_ESe_Gym_Misc_Yr | Equipment | FRACTION | SmrDsn | 2014-01-01 | 2014-01-04 | Constant | 1 | [23 empty] | From eQ_Lib.dat in MASControl 2017
D_ESe_Gym_Misc_Yr | Equipment | FRACTION | WntrDsn | 2014-01-01 | 2014-01-04 | Constant | 0 | [23 empty] | From eQ_Lib.dat in MASControl 2017
D_ESe_Gym_Misc_Yr | Equipment | FRACTION | Default | 2014-01-01 | 2014-01-04 | Constant | 0.01 | [23 empty] | From eQ_Lib.dat in MASControl 2017
D_ESe_Gym_Misc_Yr | Equipment | FRACTION | Default¦Wkdy | 2014-01-05 | 2014-04-03 | Hourly | 0.05 | 0.05 | 0.05 | 0.05 | 0.05 | 0.05 | 0.05 | 0.5 | 0.7 | 0.75 | 0.75 | 1 | 0.8 | 0.65 | 0.5 | 0.45 | 0.35 | 0.05 | 0.05 | 0.05 | 0.05 | 0.05 | 0.05 | 0.05 | From eQ_Lib.dat in MASControl 2017
D_ESe_Gym_Misc_Yr | Equipment | FRACTION | Sat | 2014-01-05 | 2014-04-03 | Hourly | 0.05 | 0.05 | 0.05 | 0.05 | 0.05 | 0.05 | 0.05 | 0.05 | 0.45 | 0.45 | 0.45 | 0.45 | 0.45 | 0.45 | 0.45 | 0.05 | 0.05 | 0.05 | 0.05 | 0.05 | 0.05 | 0.05 | 0.05 | 0.05 | From eQ_Lib.dat in MASControl 2017
D_ESe_Gym_Misc_Yr | Equipment | FRACTION | Sun | 2014-01-05 | 2014-04-03 | Constant | 0.05 | [23 empty] | From eQ_Lib.dat in MASControl 2017
D_ESe_Gym_Misc_Yr | Equipment | FRACTION | SmrDsn | 2014-04-04 | 2014-04-12 | Constant | 1 | [23 empty] | From eQ_Lib.dat in MASControl 2017
D_ESe_Gym_Misc_Yr | Equipment | FRACTION | WntrDsn | 2014-04-04 | 2014-04-12 | Constant | 0 | [23 empty] | From eQ_Lib.dat in MASControl 2017
D_ESe_Gym_Misc_Yr | Equipment | FRACTION | Default | 2014-04-04 | 2014-04-12 | Constant | 0.01 | [23 empty] | From eQ_Lib.dat in MASControl 2017
D_ESe_Gym_Misc_Yr | Equipment | FRACTION | Default¦Wkdy | 2014-04-13 | 2014-06-12 | Hourly | 0.05 | 0.05 | 0.05 | 0.05 | 0.05 | 0.05 | 0.05 | 0.5 | 0.7 | 0.75 | 0.75 | 1 | 0.8 | 0.65 | 0.5 | 0.45 | 0.35 | 0.05 | 0.05 | 0.05 | 0.05 | 0.05 | 0.05 | 0.05 | From eQ_Lib.dat in MASControl 2017
D_ESe_Gym_Misc_Yr | Equipment | FRACTION | Sat | 2014-04-13 | 2014-06-12 | Hourly | 0.05 | 0.05 | 0.05 | 0.05 | 0.05 | 0.05 | 0.05 | 0.05 | 0.45 | 0.45 | 0.45 | 0.45 | 0.45 | 0.45 | 0.45 | 0.05 | 0.05 | 0.05 | 0.05 | 0.05 | 0.05 | 0.05 | 0.05 | 0.05 | From eQ_Lib.dat in MASControl 2017
D_ESe_Gym_Misc_Yr | Equipment | FRACTION | Sun | 2014-04-13 | 2014-06-12 | Constant | 0.05 | [23 empty] | From eQ_Lib.dat in MASControl 2017
D_ESe_Gym_Misc_Yr | Equipment | FRACTION | SmrDsn | 2014-06-13 | 2014-08-16 | Constant | 1 | [23 empty] | From eQ_Lib.dat in MASControl 2017
D_ESe_Gym_Misc_Yr | Equipment | FRACTION | WntrDsn | 2014-06-13 | 2014-08-16 | Constant | 0 | [23 empty] | From eQ_Lib.dat in MASControl 2017
D_ESe_Gym_Misc_Yr | Equipment | FRACTION | Default | 2014-06-13 | 2014-08-16 | Constant | 0.01 | [23 empty] | From eQ_Lib.dat in MASControl 2017
D_ESe_Gym_Misc_Yr | Equipment | FRACTION | Default¦Wkdy | 2014-08-17 | 2014-12-11 | Hourly | 0.05 | 0.05 | 0.05 | 0.05 | 0.05 | 0.05 | 0.05 | 0.5 | 0.7 | 0.75 | 0.75 | 1 | 0.8 | 0.65 | 0.5 | 0.45 | 0.35 | 0.05 | 0.05 | 0.05 | 0.05 | 0.05 | 0.05 | 0.05 | From eQ_Lib.dat in MASControl 2017
D_ESe_Gym_Misc_Yr | Equipment | FRACTION | Sat | 2014-08-17 | 2014-12-11 | Hourly | 0.05 | 0.05 | 0.05 | 0.05 | 0.05 | 0.05 | 0.05 | 0.05 | 0.45 | 0.45 | 0.45 | 0.45 | 0.45 | 0.45 | 0.45 | 0.05 | 0.05 | 0.05 | 0.05 | 0.05 | 0.05 | 0.05 | 0.05 | 0.05 | From eQ_Lib.dat in MASControl 2017
D_ESe_Gym_Misc_Yr | Equipment | FRACTION | Sun | 2014-08-17 | 2014-12-11 | Constant | 0.05 | [23 empty] | From eQ_Lib.dat in MASControl 2017
D_ESe_Gym_Misc_Yr | Equipment | FRACTION | SmrDsn | 2014-12-12 | 2014-12-31 | Constant | 1 | [23 empty] | From eQ_Lib.dat in MASControl 2017
D_ESe_Gym_Misc_Yr | Equipment | FRACTION | WntrDsn | 2014-12-12 | 2014-12-31 | Constant | 0 | [23 empty] | From eQ_Lib.dat in MASControl 2017
D_ESe_Gym_Misc_Yr | Equipment | FRACTION | Default | 2014-12-12 | 2014-12-31 | Constant | 0.01 | [23 empty] | From eQ_Lib.dat in MASControl 2017
D_ESe_Gym_Misc_Yr | Equipment | FRACTION | WntrDsn | 2014-01-01 | 2014-12-31 | Constant | 0 | [23 empty] | From eQ_Lib.dat in MASControl 2017
D_ESe_Gym_Misc_Yr | Equipment | FRACTION | SmrDsn | 2014-01-01 | 2014-12-31 | Constant | 1 | [23 empty] | From eQ_Lib.dat in MASControl 2017
D_ESe_Gym_Misc_Yr | Equipment | FRACTION | Hol | 2014-01-01 | 2014-12-31 | Constant | 0.05 | [23 empty] | From eQ_Lib.dat in MASControl 2017
D_ESe_Ktchn_Misc_Yr | Equipment | FRACTION | SmrDsn | 2014-01-01 | 2014-01-04 | Constant | 1 | [23 empty] | From eQ_Lib.dat in MASControl 2017
D_ESe_Ktchn_Misc_Yr | Equipment | FRACTION | WntrDsn | 2014-01-01 | 2014-01-04 | Constant | 0 | [23 empty] | From eQ_Lib.dat in MASControl 2017
D_ESe_Ktchn_Misc_Yr | Equipment | FRACTION | Default | 2014-01-01 | 2014-01-04 | Constant | 0.02 | [23 empty] | From eQ_Lib.dat in MASControl 2017
D_ESe_Ktchn_Misc_Yr | Equipment | FRACTION | Default¦Wkdy | 2014-01-05 | 2014-04-03 | Hourly | 0.05 | 0.05 | 0.05 | 0.05 | 0.05 | 0.05 | 0.05 | 0.05 | 0.05 | 0.05 | 1 | 1 | 1 | 1 | 0.05 | 0.05 | 0.05 | 0.05 | 0.05 | 0.05 | 0.05 | 0.05 | 0.05 | 0.05 | From eQ_Lib.dat in MASControl 2017
D_ESe_Ktchn_Misc_Yr | Equipment | FRACTION | Sat | 2014-01-05 | 2014-04-03 | Hourly | 0.05 | 0.05 | 0.05 | 0.05 | 0.05 | 0.05 | 0.05 | 0.05 | 0.05 | 0.05 | 0.75 | 0.75 | 0.75 | 0.75 | 0.05 | 0.05 | 0.05 | 0.05 | 0.05 | 0.05 | 0.05 | 0.05 | 0.05 | 0.05 | From eQ_Lib.dat in MASControl 2017
D_ESe_Ktchn_Misc_Yr | Equipment | FRACTION | Sun | 2014-01-05 | 2014-04-03 | Constant | 0.05 | [23 empty] | From eQ_Lib.dat in MASControl 2017
D_ESe_Ktchn_Misc_Yr | Equipment | FRACTION | SmrDsn | 2014-04-04 | 2014-04-12 | Constant | 1 | [23 empty] | From eQ_Lib.dat in MASControl 2017
D_ESe_Ktchn_Misc_Yr | Equipment | FRACTION | WntrDsn | 2014-04-04 | 2014-04-12 | Constant | 0 | [23 empty] | From eQ_Lib.dat in MASControl 2017
D_ESe_Ktchn_Misc_Yr | Equipment | FRACTION | Default | 2014-04-04 | 2014-04-12 | Constant | 0.02 | [23 empty] | From eQ_Lib.dat in MASControl 2017
D_ESe_Ktchn_Misc_Yr | Equipment | FRACTION | Default¦Wkdy | 2014-04-13 | 2014-06-12 | Hourly | 0.05 | 0.05 | 0.05 | 0.05 | 0.05 | 0.05 | 0.05 | 0.05 | 0.05 | 0.05 | 1 | 1 | 1 | 1 | 0.05 | 0.05 | 0.05 | 0.05 | 0.05 | 0.05 | 0.05 | 0.05 | 0.05 | 0.05 | From eQ_Lib.dat in MASControl 2017
D_ESe_Ktchn_Misc_Yr | Equipment | FRACTION | Sat | 2014-04-13 | 2014-06-12 | Hourly | 0.05 | 0.05 | 0.05 | 0.05 | 0.05 | 0.05 | 0.05 | 0.05 | 0.05 | 0.05 | 0.75 | 0.75 | 0.75 | 0.75 | 0.05 | 0.05 | 0.05 | 0.05 | 0.05 | 0.05 | 0.05 | 0.05 | 0.05 | 0.05 | From eQ_Lib.dat in MASControl 2017
D_ESe_Ktchn_Misc_Yr | Equipment | FRACTION | Sun | 2014-04-13 | 2014-06-12 | Constant | 0.05 | [23 empty] | From eQ_Lib.dat in MASControl 2017
D_ESe_Ktchn_Misc_Yr | Equipment | FRACTION | SmrDsn | 2014-06-13 | 2014-08-16 | Constant | 1 | [23 empty] | From eQ_Lib.dat in MASControl 2017
D_ESe_Ktchn_Misc_Yr | Equipment | FRACTION | WntrDsn | 2014-06-13 | 2014-08-16 | Constant | 0 | [23 empty] | From eQ_Lib.dat in MASControl 2017
D_ESe_Ktchn_Misc_Yr | Equipment | FRACTION | Default | 2014-06-13 | 2014-08-16 | Constant | 0.02 | [23 empty] | From eQ_Lib.dat in MASControl 2017
D_ESe_Ktchn_Misc_Yr | Equipment | FRACTION | Default¦Wkdy | 2014-08-17 | 2014-12-11 | Hourly | 0.05 | 0.05 | 0.05 | 0.05 | 0.05 | 0.05 | 0.05 | 0.05 | 0.05 | 0.05 | 1 | 1 | 1 | 1 | 0.05 | 0.05 | 0.05 | 0.05 | 0.05 | 0.05 | 0.05 | 0.05 | 0.05 | 0.05 | From eQ_Lib.dat in MASControl 2017
D_ESe_Ktchn_Misc_Yr | Equipment | FRACTION | Sat | 2014-08-17 | 2014-12-11 | Hourly | 0.05 | 0.05 | 0.05 | 0.05 | 0.05 | 0.05 | 0.05 | 0.05 | 0.05 | 0.05 | 0.75 | 0.75 | 0.75 | 0.75 | 0.05 | 0.05 | 0.05 | 0.05 | 0.05 | 0.05 | 0.05 | 0.05 | 0.05 | 0.05 | From eQ_Lib.dat in MASControl 2017
D_ESe_Ktchn_Misc_Yr | Equipment | FRACTION | Sun | 2014-08-17 | 2014-12-11 | Constant | 0.05 | [23 empty] | From eQ_Lib.dat in MASControl 2017
D_ESe_Ktchn_Misc_Yr | Equipment | FRACTION | SmrDsn | 2014-12-12 | 2014-12-31 | Constant | 1 | [23 empty] | From eQ_Lib.dat in MASControl 2017
D_ESe_Ktchn_Misc_Yr | Equipment | FRACTION | WntrDsn | 2014-12-12 | 2014-12-31 | Constant | 0 | [23 empty] | From eQ_Lib.dat in MASControl 2017
D_ESe_Ktchn_Misc_Yr | Equipment | FRACTION | Default | 2014-12-12 | 2014-12-31 | Constant | 0.02 | [23 empty] | From eQ_Lib.dat in MASControl 2017
D_ESe_Ktchn_Misc_Yr | Equipment | FRACTION | WntrDsn | 2014-01-01 | 2014-12-31 | Constant | 0 | [23 empty] | From eQ_Lib.dat in MASControl 2017
D_ESe_Ktchn_Misc_Yr | Equipment | FRACTION | SmrDsn | 2014-01-01 | 2014-12-31 | Constant | 1 | [23 empty] | From eQ_Lib.dat in MASControl 2017
D_ESe_Ktchn_Misc_Yr | Equipment | FRACTION | Hol | 2014-01-01 | 2014-12-31 | Constant | 0.05 | [23 empty] | From eQ_Lib.dat in MASControl 2017
D_ESe_OffGen_Misc_Yr | Equipment | FRACTION | SmrDsn | 2014-01-01 | 2014-01-04 | Constant | 1 | [23 empty] | From eQ_Lib.dat in MASControl 2017
D_ESe_OffGen_Misc_Yr | Equipment | FRACTION | WntrDsn | 2014-01-01 | 2014-01-04 | Constant | 0 | [23 empty] | From eQ_Lib.dat in MASControl 2017
D_ESe_OffGen_Misc_Yr | Equipment | FRACTION | Default | 2014-01-01 | 2014-01-04 | Constant | 0.01 | [23 empty] | From eQ_Lib.dat in MASControl 2017
D_ESe_OffGen_Misc_Yr | Equipment | FRACTION | Default¦Wkdy | 2014-01-05 | 2014-04-03 | Hourly | 0.05 | 0.05 | 0.05 | 0.05 | 0.05 | 0.05 | 0.05 | 0.05 | 0.8 | 1 | 1 | 1 | 1 | 1 | 1 | 1 | 1 | 0.05 | 0.05 | 0.05 | 0.05 | 0.05 | 0.05 | 0.05 | From eQ_Lib.dat in MASControl 2017
D_ESe_OffGen_Misc_Yr | Equipment | FRACTION | Sat | 2014-01-05 | 2014-04-03 | Hourly | 0.05 | 0.05 | 0.05 | 0.05 | 0.05 | 0.05 | 0.05 | 0.05 | 0.6026 | 0.75 | 0.75 | 0.75 | 0.75 | 0.75 | 0.75 | 0.75 | 0.75 | 0.05 | 0.05 | 0.05 | 0.05 | 0.05 | 0.05 | 0.05 | From eQ_Lib.dat in MASControl 2017
D_ESe_OffGen_Misc_Yr | Equipment | FRACTION | Sun | 2014-01-05 | 2014-04-03 | Constant | 0.05 | [23 empty] | From eQ_Lib.dat in MASControl 2017
D_ESe_OffGen_Misc_Yr | Equipment | FRACTION | SmrDsn | 2014-04-04 | 2014-04-12 | Constant | 1 | [23 empty] | From eQ_Lib.dat in MASControl 2017
D_ESe_OffGen_Misc_Yr | Equipment | FRACTION | WntrDsn | 2014-04-04 | 2014-04-12 | Constant | 0 | [23 empty] | From eQ_Lib.dat in MASControl 2017
D_ESe_OffGen_Misc_Yr | Equipment | FRACTION | Default | 2014-04-04 | 2014-04-12 | Constant | 0.01 | [23 empty] | From eQ_Lib.dat in MASControl 2017
D_ESe_OffGen_Misc_Yr | Equipment | FRACTION | Default¦Wkdy | 2014-04-13 | 2014-06-12 | Hourly | 0.05 | 0.05 | 0.05 | 0.05 | 0.05 | 0.05 | 0.05 | 0.05 | 0.8 | 1 | 1 | 1 | 1 | 1 | 1 | 1 | 1 | 0.05 | 0.05 | 0.05 | 0.05 | 0.05 | 0.05 | 0.05 | From eQ_Lib.dat in MASControl 2017
D_ESe_OffGen_Misc_Yr | Equipment | FRACTION | Sat | 2014-04-13 | 2014-06-12 | Hourly | 0.05 | 0.05 | 0.05 | 0.05 | 0.05 | 0.05 | 0.05 | 0.05 | 0.6026 | 0.75 | 0.75 | 0.75 | 0.75 | 0.75 | 0.75 | 0.75 | 0.75 | 0.05 | 0.05 | 0.05 | 0.05 | 0.05 | 0.05 | 0.05 | From eQ_Lib.dat in MASControl 2017
D_ESe_OffGen_Misc_Yr | Equipment | FRACTION | Sun | 2014-04-13 | 2014-06-12 | Constant | 0.05 | [23 empty] | From eQ_Lib.dat in MASControl 2017
D_ESe_OffGen_Misc_Yr | Equipment | FRACTION | SmrDsn | 2014-06-13 | 2014-08-16 | Constant | 1 | [23 empty] | From eQ_Lib.dat in MASControl 2017
D_ESe_OffGen_Misc_Yr | Equipment | FRACTION | WntrDsn | 2014-06-13 | 2014-08-16 | Constant | 0 | [23 empty] | From eQ_Lib.dat in MASControl 2017
D_ESe_OffGen_Misc_Yr | Equipment | FRACTION | Default | 2014-06-13 | 2014-08-16 | Constant | 0.01 | [23 empty] | From eQ_Lib.dat in MASControl 2017
D_ESe_OffGen_Misc_Yr | Equipment | FRACTION | Default¦Wkdy | 2014-08-17 | 2014-12-11 | Hourly | 0.05 | 0.05 | 0.05 | 0.05 | 0.05 | 0.05 | 0.05 | 0.05 | 0.8 | 1 | 1 | 1 | 1 | 1 | 1 | 1 | 1 | 0.05 | 0.05 | 0.05 | 0.05 | 0.05 | 0.05 | 0.05 | From eQ_Lib.dat in MASControl 2017
D_ESe_OffGen_Misc_Yr | Equipment | FRACTION | Sat | 2014-08-17 | 2014-12-11 | Hourly | 0.05 | 0.05 | 0.05 | 0.05 | 0.05 | 0.05 | 0.05 | 0.05 | 0.6026 | 0.75 | 0.75 | 0.75 | 0.75 | 0.75 | 0.75 | 0.75 | 0.75 | 0.05 | 0.05 | 0.05 | 0.05 | 0.05 | 0.05 | 0.05 | From eQ_Lib.dat in MASControl 2017
D_ESe_OffGen_Misc_Yr | Equipment | FRACTION | Sun | 2014-08-17 | 2014-12-11 | Constant | 0.05 | [23 empty] | From eQ_Lib.dat in MASControl 2017
D_ESe_OffGen_Misc_Yr | Equipment | FRACTION | SmrDsn | 2014-12-12 | 2014-12-31 | Constant | 1 | [23 empty] | From eQ_Lib.dat in MASControl 2017
D_ESe_OffGen_Misc_Yr | Equipment | FRACTION | WntrDsn | 2014-12-12 | 2014-12-31 | Constant | 0 | [23 empty] | From eQ_Lib.dat in MASControl 2017
D_ESe_OffGen_Misc_Yr | Equipment | FRACTION | Default | 2014-12-12 | 2014-12-31 | Constant | 0.01 | [23 empty] | From eQ_Lib.dat in MASControl 2017
D_ESe_OffGen_Misc_Yr | Equipment | FRACTION | WntrDsn | 2014-01-01 | 2014-12-31 | Constant | 0 | [23 empty] | From eQ_Lib.dat in MASControl 2017
D_ESe_OffGen_Misc_Yr | Equipment | FRACTION | SmrDsn | 2014-01-01 | 2014-12-31 | Constant | 1 | [23 empty] | From eQ_Lib.dat in MASControl 2017
D_ESe_OffGen_Misc_Yr | Equipment | FRACTION | Hol | 2014-01-01 | 2014-12-31 | Constant | 0.05 | [23 empty] | From eQ_Lib.dat in MASControl 2017
D_EUn_Caf_Misc_Yr | Equipment | FRACTION | SmrDsn | 2014-01-01 | 2014-01-11 | Constant | 1 | [23 empty] | From eQ_Lib.dat in MASControl 2017
D_EUn_Caf_Misc_Yr | Equipment | FRACTION | WntrDsn | 2014-01-01 | 2014-01-11 | Constant | 0 | [23 empty] | From eQ_Lib.dat in MASControl 2017
D_EUn_Caf_Misc_Yr | Equipment | FRACTION | Default | 2014-01-01 | 2014-01-11 | Constant | 0 | [23 empty] | From eQ_Lib.dat in MASControl 2017
D_EUn_Caf_Misc_Yr | Equipment | FRACTION | Default¦Wkdy | 2014-01-12 | 2014-04-03 | Hourly | 0 | 0 | 0 | 0 | 0 | 0 | 0.6 | 0.6 | 0.6 | 0.6 | 0.6 | 0.6 | 0.6 | 0.6 | 0.6 | 0.6 | 0.6 | 0.6 | 0.6 | 0.1 | 0 | 0 | 0 | 0 | From eQ_Lib.dat in MASControl 2017
D_EUn_Caf_Misc_Yr | Equipment | FRACTION | Wknd | 2014-01-12 | 2014-04-03 | Hourly | 0 | 0 | 0 | 0 | 0 | 0 | 0.4998 | 0.4998 | 0.4998 | 0.4998 | 0.4998 | 0.4998 | 0.4998 | 0.4998 | 0.4998 | 0.4998 | 0.4998 | 0.4998 | 0.4998 | 0.0833 | 0 | 0 | 0 | 0 | From eQ_Lib.dat in MASControl 2017
D_EUn_Caf_Misc_Yr | Equipment | FRACTION | SmrDsn | 2014-04-04 | 2014-04-12 | Constant | 1 | [23 empty] | From eQ_Lib.dat in MASControl 2017
D_EUn_Caf_Misc_Yr | Equipment | FRACTION | WntrDsn | 2014-04-04 | 2014-04-12 | Constant | 0 | [23 empty] | From eQ_Lib.dat in MASControl 2017
D_EUn_Caf_Misc_Yr | Equipment | FRACTION | Default | 2014-04-04 | 2014-04-12 | Constant | 0 | [23 empty] | From eQ_Lib.dat in MASControl 2017
D_EUn_Caf_Misc_Yr | Equipment | FRACTION | Default¦Wkdy | 2014-04-13 | 2014-05-22 | Hourly | 0 | 0 | 0 | 0 | 0 | 0 | 0.6 | 0.6 | 0.6 | 0.6 | 0.6 | 0.6 | 0.6 | 0.6 | 0.6 | 0.6 | 0.6 | 0.6 | 0.6 | 0.1 | 0 | 0 | 0 | 0 | From eQ_Lib.dat in MASControl 2017
D_EUn_Caf_Misc_Yr | Equipment | FRACTION | Wknd | 2014-04-13 | 2014-05-22 | Hourly | 0 | 0 | 0 | 0 | 0 | 0 | 0.4998 | 0.4998 | 0.4998 | 0.4998 | 0.4998 | 0.4998 | 0.4998 | 0.4998 | 0.4998 | 0.4998 | 0.4998 | 0.4998 | 0.4998 | 0.0833 | 0 | 0 | 0 | 0 | From eQ_Lib.dat in MASControl 2017
D_EUn_Caf_Misc_Yr | Equipment | FRACTION | SmrDsn | 2014-05-23 | 2014-05-31 | Constant | 1 | [23 empty] | From eQ_Lib.dat in MASControl 2017
D_EUn_Caf_Misc_Yr | Equipment | FRACTION | WntrDsn | 2014-05-23 | 2014-05-31 | Constant | 0 | [23 empty] | From eQ_Lib.dat in MASControl 2017
D_EUn_Caf_Misc_Yr | Equipment | FRACTION | Default | 2014-05-23 | 2014-05-31 | Constant | 0 | [23 empty] | From eQ_Lib.dat in MASControl 2017
D_EUn_Caf_Misc_Yr | Equipment | FRACTION | Default¦Wkdy | 2014-06-01 | 2014-08-07 | Hourly | 0 | 0 | 0 | 0 | 0 | 0 | 0.45 | 0.45 | 0.45 | 0.45 | 0.45 | 0.45 | 0.45 | 0.45 | 0.45 | 0.45 | 0.45 | 0.45 | 0.45 | 0.075 | 0 | 0 | 0 | 0 | From eQ_Lib.dat in MASControl 2017
D_EUn_Caf_Misc_Yr | Equipment | FRACTION | Wknd | 2014-06-01 | 2014-08-07 | Hourly | 0 | 0 | 0 | 0 | 0 | 0 | 0.2502 | 0.2502 | 0.2502 | 0.2502 | 0.2502 | 0.2502 | 0.2502 | 0.2502 | 0.2502 | 0.2502 | 0.2502 | 0.2502 | 0.2502 | 0.0417 | 0 | 0 | 0 | 0 | From eQ_Lib.dat in MASControl 2017
D_EUn_Caf_Misc_Yr | Equipment | FRACTION | SmrDsn | 2014-08-08 | 2014-08-16 | Constant | 1 | [23 empty] | From eQ_Lib.dat in MASControl 2017
D_EUn_Caf_Misc_Yr | Equipment | FRACTION | WntrDsn | 2014-08-08 | 2014-08-16 | Constant | 0 | [23 empty] | From eQ_Lib.dat in MASControl 2017
D_EUn_Caf_Misc_Yr | Equipment | FRACTION | Default | 2014-08-08 | 2014-08-16 | Constant | 0 | [23 empty] | From eQ_Lib.dat in MASControl 2017
D_EUn_Caf_Misc_Yr | Equipment | FRACTION | Default¦Wkdy | 2014-08-17 | 2014-12-11 | Hourly | 0 | 0 | 0 | 0 | 0 | 0 | 0.6 | 0.6 | 0.6 | 0.6 | 0.6 | 0.6 | 0.6 | 0.6 | 0.6 | 0.6 | 0.6 | 0.6 | 0.6 | 0.1 | 0 | 0 | 0 | 0 | From eQ_Lib.dat in MASControl 2017
D_EUn_Caf_Misc_Yr | Equipment | FRACTION | Wknd | 2014-08-17 | 2014-12-11 | Hourly | 0 | 0 | 0 | 0 | 0 | 0 | 0.4998 | 0.4998 | 0.4998 | 0.4998 | 0.4998 | 0.4998 | 0.4998 | 0.4998 | 0.4998 | 0.4998 | 0.4998 | 0.4998 | 0.4998 | 0.0833 | 0 | 0 | 0 | 0 | From eQ_Lib.dat in MASControl 2017
D_EUn_Caf_Misc_Yr | Equipment | FRACTION | SmrDsn | 2014-12-12 | 2014-12-31 | Constant | 1 | [23 empty] | From eQ_Lib.dat in MASControl 2017
D_EUn_Caf_Misc_Yr | Equipment | FRACTION | WntrDsn | 2014-12-12 | 2014-12-31 | Constant | 0 | [23 empty] | From eQ_Lib.dat in MASControl 2017
D_EUn_Caf_Misc_Yr | Equipment | FRACTION | Default | 2014-12-12 | 2014-12-31 | Constant | 0 | [23 empty] | From eQ_Lib.dat in MASControl 2017
D_EUn_Caf_Misc_Yr | Equipment | FRACTION | WntrDsn | 2014-01-01 | 2014-12-31 | Constant | 0 | [23 empty] | From eQ_Lib.dat in MASControl 2017
D_EUn_Caf_Misc_Yr | Equipment | FRACTION | SmrDsn | 2014-01-01 | 2014-12-31 | Constant | 1 | [23 empty] | From eQ_Lib.dat in MASControl 2017
D_EUn_Caf_Misc_Yr | Equipment | FRACTION | Hol | 2014-01-01 | 2014-12-31 | Hourly | 0 | 0 | 0 | 0 | 0 | 0 | 0.2502 | 0.2502 | 0.2502 | 0.2502 | 0.2502 | 0.2502 | 0.2502 | 0.2502 | 0.2502 | 0.2502 | 0.2502 | 0.2502 | 0.2502 | 0.0417 | 0 | 0 | 0 | 0 | From eQ_Lib.dat in MASControl 2017
D_EUn_Clrm_Misc_Yr | Equipment | FRACTION | SmrDsn | 2014-01-01 | 2014-01-11 | Constant | 1 | [23 empty] | From eQ_Lib.dat in MASControl 2017
D_EUn_Clrm_Misc_Yr | Equipment | FRACTION | WntrDsn | 2014-01-01 | 2014-01-11 | Constant | 0 | [23 empty] | From eQ_Lib.dat in MASControl 2017
D_EUn_Clrm_Misc_Yr | Equipment | FRACTION | Default | 2014-01-01 | 2014-01-11 | Constant | 0 | [23 empty] | From eQ_Lib.dat in MASControl 2017
D_EUn_Clrm_Misc_Yr | Equipment | FRACTION | Default¦Wkdy | 2014-01-12 | 2014-04-03 | Hourly | 0.05 | 0.05 | 0.05 | 0.05 | 0.05 | 0.05 | 0.2 | 0.8 | 1 | 1 | 1 | 0.9 | 0.9 | 0.9 | 1 | 1 | 1 | 0.9 | 0.9 | 0.9 | 0.8 | 0.7 | 0.3 | 0.1 | From eQ_Lib.dat in MASControl 2017
D_EUn_Clrm_Misc_Yr | Equipment | FRACTION | Sat | 2014-01-12 | 2014-04-03 | Hourly | 0.05 | 0.05 | 0.05 | 0.05 | 0.05 | 0.05 | 0.05 | 0.8 | 1 | 1 | 1 | 0.9 | 0.9 | 0.9 | 1 | 1 | 0.7 | 0.4 | 0.2 | 0.05 | 0.05 | 0.05 | 0.05 | 0.05 | From eQ_Lib.dat in MASControl 2017
D_EUn_Clrm_Misc_Yr | Equipment | FRACTION | Sun | 2014-01-12 | 2014-04-03 | Hourly | 0.05 | 0.05 | 0.05 | 0.05 | 0.05 | 0.05 | 0.05 | 0.05 | 0.05 | 0.05 | 0.2 | 0.2 | 0.05 | 0.05 | 0.05 | 0.05 | 0.05 | 0.05 | 0.05 | 0.05 | 0.05 | 0.05 | 0.05 | 0.05 | From eQ_Lib.dat in MASControl 2017
D_EUn_Clrm_Misc_Yr | Equipment | FRACTION | SmrDsn | 2014-04-04 | 2014-04-12 | Constant | 1 | [23 empty] | From eQ_Lib.dat in MASControl 2017
D_EUn_Clrm_Misc_Yr | Equipment | FRACTION | WntrDsn | 2014-04-04 | 2014-04-12 | Constant | 0 | [23 empty] | From eQ_Lib.dat in MASControl 2017
D_EUn_Clrm_Misc_Yr | Equipment | FRACTION | Default | 2014-04-04 | 2014-04-12 | Constant | 0 | [23 empty] | From eQ_Lib.dat in MASControl 2017
D_EUn_Clrm_Misc_Yr | Equipment | FRACTION | Default¦Wkdy | 2014-04-13 | 2014-05-22 | Hourly | 0.05 | 0.05 | 0.05 | 0.05 | 0.05 | 0.05 | 0.2 | 0.8 | 1 | 1 | 1 | 0.9 | 0.9 | 0.9 | 1 | 1 | 1 | 0.9 | 0.9 | 0.9 | 0.8 | 0.7 | 0.3 | 0.1 | From eQ_Lib.dat in MASControl 2017
D_EUn_Clrm_Misc_Yr | Equipment | FRACTION | Sat | 2014-04-13 | 2014-05-22 | Hourly | 0.05 | 0.05 | 0.05 | 0.05 | 0.05 | 0.05 | 0.05 | 0.8 | 1 | 1 | 1 | 0.9 | 0.9 | 0.9 | 1 | 1 | 0.7 | 0.4 | 0.2 | 0.05 | 0.05 | 0.05 | 0.05 | 0.05 | From eQ_Lib.dat in MASControl 2017
D_EUn_Clrm_Misc_Yr | Equipment | FRACTION | Sun | 2014-04-13 | 2014-05-22 | Hourly | 0.05 | 0.05 | 0.05 | 0.05 | 0.05 | 0.05 | 0.05 | 0.05 | 0.05 | 0.05 | 0.2 | 0.2 | 0.05 | 0.05 | 0.05 | 0.05 | 0.05 | 0.05 | 0.05 | 0.05 | 0.05 | 0.05 | 0.05 | 0.05 | From eQ_Lib.dat in MASControl 2017
D_EUn_Clrm_Misc_Yr | Equipment | FRACTION | SmrDsn | 2014-05-23 | 2014-05-31 | Constant | 1 | [23 empty] | From eQ_Lib.dat in MASControl 2017
D_EUn_Clrm_Misc_Yr | Equipment | FRACTION | WntrDsn | 2014-05-23 | 2014-05-31 | Constant | 0 | [23 empty] | From eQ_Lib.dat in MASControl 2017
D_EUn_Clrm_Misc_Yr | Equipment | FRACTION | Default | 2014-05-23 | 2014-05-31 | Constant | 0 | [23 empty] | From eQ_Lib.dat in MASControl 2017
D_EUn_Clrm_Misc_Yr | Equipment | FRACTION | Default¦Wkdy | 2014-06-01 | 2014-08-07 | Hourly | 0.05 | 0.05 | 0.05 | 0.05 | 0.05 | 0.05 | 0.1605 | 0.6026 | 0.75 | 0.75 | 0.75 | 0.6763 | 0.6763 | 0.6763 | 0.75 | 0.75 | 0.75 | 0.6763 | 0.6763 | 0.6026 | 0.5289 | 0.2342 | 0.0868 | 0.05 | From eQ_Lib.dat in MASControl 2017
D_EUn_Clrm_Misc_Yr | Equipment | FRACTION | Sat | 2014-06-01 | 2014-08-07 | Hourly | 0.05 | 0.05 | 0.05 | 0.05 | 0.05 | 0.05 | 0.05 | 0.6026 | 0.75 | 0.75 | 0.75 | 0.6763 | 0.6763 | 0.6763 | 0.75 | 0.5289 | 0.3079 | 0.1605 | 0.05 | 0.05 | 0.05 | 0.05 | 0.05 | 0.05 | From eQ_Lib.dat in MASControl 2017
D_EUn_Clrm_Misc_Yr | Equipment | FRACTION | Sun | 2014-06-01 | 2014-08-07 | Hourly | 0.05 | 0.05 | 0.05 | 0.05 | 0.05 | 0.05 | 0.05 | 0.05 | 0.05 | 0.05 | 0.15 | 0.15 | 0.05 | 0.05 | 0.05 | 0.05 | 0.05 | 0.05 | 0.05 | 0.05 | 0.05 | 0.05 | 0.05 | 0.05 | From eQ_Lib.dat in MASControl 2017
D_EUn_Clrm_Misc_Yr | Equipment | FRACTION | SmrDsn | 2014-08-08 | 2014-08-16 | Constant | 1 | [23 empty] | From eQ_Lib.dat in MASControl 2017
D_EUn_Clrm_Misc_Yr | Equipment | FRACTION | WntrDsn | 2014-08-08 | 2014-08-16 | Constant | 0 | [23 empty] | From eQ_Lib.dat in MASControl 2017
D_EUn_Clrm_Misc_Yr | Equipment | FRACTION | Default | 2014-08-08 | 2014-08-16 | Constant | 0 | [23 empty] | From eQ_Lib.dat in MASControl 2017
D_EUn_Clrm_Misc_Yr | Equipment | FRACTION | Default¦Wkdy | 2014-08-17 | 2014-12-11 | Hourly | 0.05 | 0.05 | 0.05 | 0.05 | 0.05 | 0.05 | 0.2 | 0.8 | 1 | 1 | 1 | 0.9 | 0.9 | 0.9 | 1 | 1 | 1 | 0.9 | 0.9 | 0.9 | 0.8 | 0.7 | 0.3 | 0.1 | From eQ_Lib.dat in MASControl 2017
D_EUn_Clrm_Misc_Yr | Equipment | FRACTION | Sat | 2014-08-17 | 2014-12-11 | Hourly | 0.05 | 0.05 | 0.05 | 0.05 | 0.05 | 0.05 | 0.05 | 0.8 | 1 | 1 | 1 | 0.9 | 0.9 | 0.9 | 1 | 1 | 0.7 | 0.4 | 0.2 | 0.05 | 0.05 | 0.05 | 0.05 | 0.05 | From eQ_Lib.dat in MASControl 2017
D_EUn_Clrm_Misc_Yr | Equipment | FRACTION | Sun | 2014-08-17 | 2014-12-11 | Hourly | 0.05 | 0.05 | 0.05 | 0.05 | 0.05 | 0.05 | 0.05 | 0.05 | 0.05 | 0.05 | 0.2 | 0.2 | 0.05 | 0.05 | 0.05 | 0.05 | 0.05 | 0.05 | 0.05 | 0.05 | 0.05 | 0.05 | 0.05 | 0.05 | From eQ_Lib.dat in MASControl 2017
D_EUn_Clrm_Misc_Yr | Equipment | FRACTION | SmrDsn | 2014-12-12 | 2014-12-31 | Constant | 1 | [23 empty] | From eQ_Lib.dat in MASControl 2017
D_EUn_Clrm_Misc_Yr | Equipment | FRACTION | WntrDsn | 2014-12-12 | 2014-12-31 | Constant | 0 | [23 empty] | From eQ_Lib.dat in MASControl 2017
D_EUn_Clrm_Misc_Yr | Equipment | FRACTION | Default | 2014-12-12 | 2014-12-31 | Constant | 0 | [23 empty] | From eQ_Lib.dat in MASControl 2017
D_EUn_Clrm_Misc_Yr | Equipment | FRACTION | WntrDsn | 2014-01-01 | 2014-12-31 | Constant | 0 | [23 empty] | From eQ_Lib.dat in MASControl 2017
D_EUn_Clrm_Misc_Yr | Equipment | FRACTION | SmrDsn | 2014-01-01 | 2014-12-31 | Constant | 1 | [23 empty] | From eQ_Lib.dat in MASControl 2017
D_EUn_Clrm_Misc_Yr | Equipment | FRACTION | Hol | 2014-01-01 | 2014-12-31 | Hourly | 0.05 | 0.05 | 0.05 | 0.05 | 0.05 | 0.05 | 0.05 | 0.05 | 0.05 | 0.05 | 0.15 | 0.15 | 0.05 | 0.05 | 0.05 | 0.05 | 0.05 | 0.05 | 0.05 | 0.05 | 0.05 | 0.05 | 0.05 | 0.05 | From eQ_Lib.dat in MASControl 2017
D_EUn_CompCL_Misc_Yr | Equipment | FRACTION | SmrDsn | 2014-01-01 | 2014-01-11 | Constant | 1 | [23 empty] | From eQ_Lib.dat in MASControl 2017
D_EUn_CompCL_Misc_Yr | Equipment | FRACTION | WntrDsn | 2014-01-01 | 2014-01-11 | Constant | 0 | [23 empty] | From eQ_Lib.dat in MASControl 2017
D_EUn_CompCL_Misc_Yr | Equipment | FRACTION | Default | 2014-01-01 | 2014-01-11 | Constant | 0.05 | [23 empty] | From eQ_Lib.dat in MASControl 2017
D_EUn_CompCL_Misc_Yr | Equipment | FRACTION | Default¦Wkdy | 2014-01-12 | 2014-04-03 | Hourly | 0.5 | 0.5 | 0.5 | 0.5 | 0.5 | 0.5 | 0.75 | 0.9 | 1 | 1 | 1 | 1 | 1 | 1 | 1 | 1 | 1 | 0.5 | 0.5 | 0.5 | 0.5 | 0.5 | 0.5 | 0.5 | From eQ_Lib.dat in MASControl 2017
D_EUn_CompCL_Misc_Yr | Equipment | FRACTION | Wknd | 2014-01-12 | 2014-04-03 | Hourly | 0.5 | 0.5 | 0.5 | 0.5 | 0.5 | 0.5 | 0.5 | 0.65 | 0.75 | 0.75 | 0.75 | 0.75 | 0.75 | 0.75 | 0.75 | 0.75 | 0.75 | 0.5 | 0.5 | 0.5 | 0.5 | 0.5 | 0.5 | 0.5 | From eQ_Lib.dat in MASControl 2017
D_EUn_CompCL_Misc_Yr | Equipment | FRACTION | SmrDsn | 2014-04-04 | 2014-04-12 | Constant | 1 | [23 empty] | From eQ_Lib.dat in MASControl 2017
D_EUn_CompCL_Misc_Yr | Equipment | FRACTION | WntrDsn | 2014-04-04 | 2014-04-12 | Constant | 0 | [23 empty] | From eQ_Lib.dat in MASControl 2017
D_EUn_CompCL_Misc_Yr | Equipment | FRACTION | Default | 2014-04-04 | 2014-04-12 | Constant | 0.05 | [23 empty] | From eQ_Lib.dat in MASControl 2017
D_EUn_CompCL_Misc_Yr | Equipment | FRACTION | Default¦Wkdy | 2014-04-13 | 2014-05-22 | Hourly | 0.5 | 0.5 | 0.5 | 0.5 | 0.5 | 0.5 | 0.75 | 0.9 | 1 | 1 | 1 | 1 | 1 | 1 | 1 | 1 | 1 | 0.5 | 0.5 | 0.5 | 0.5 | 0.5 | 0.5 | 0.5 | From eQ_Lib.dat in MASControl 2017
D_EUn_CompCL_Misc_Yr | Equipment | FRACTION | Wknd | 2014-04-13 | 2014-05-22 | Hourly | 0.5 | 0.5 | 0.5 | 0.5 | 0.5 | 0.5 | 0.5 | 0.65 | 0.75 | 0.75 | 0.75 | 0.75 | 0.75 | 0.75 | 0.75 | 0.75 | 0.75 | 0.5 | 0.5 | 0.5 | 0.5 | 0.5 | 0.5 | 0.5 | From eQ_Lib.dat in MASControl 2017
D_EUn_CompCL_Misc_Yr | Equipment | FRACTION | SmrDsn | 2014-05-23 | 2014-05-31 | Constant | 1 | [23 empty] | From eQ_Lib.dat in MASControl 2017
D_EUn_CompCL_Misc_Yr | Equipment | FRACTION | WntrDsn | 2014-05-23 | 2014-05-31 | Constant | 0 | [23 empty] | From eQ_Lib.dat in MASControl 2017
D_EUn_CompCL_Misc_Yr | Equipment | FRACTION | Default | 2014-05-23 | 2014-05-31 | Constant | 0.05 | [23 empty] | From eQ_Lib.dat in MASControl 2017
D_EUn_CompCL_Misc_Yr | Equipment | FRACTION | Default¦Wkdy | 2014-06-01 | 2014-08-07 | Hourly | 0.375 | 0.375 | 0.375 | 0.375 | 0.375 | 0.375 | 0.5625 | 0.675 | 0.75 | 0.75 | 0.75 | 0.75 | 0.75 | 0.75 | 0.75 | 0.75 | 0.75 | 0.375 | 0.375 | 0.375 | 0.375 | 0.375 | 0.375 | 0.375 | From eQ_Lib.dat in MASControl 2017
D_EUn_CompCL_Misc_Yr | Equipment | FRACTION | Wknd | 2014-06-01 | 2014-08-07 | Hourly | 0.375 | 0.375 | 0.375 | 0.375 | 0.375 | 0.375 | 0.375 | 0.4878 | 0.563 | 0.563 | 0.563 | 0.563 | 0.563 | 0.563 | 0.563 | 0.563 | 0.563 | 0.375 | 0.375 | 0.375 | 0.375 | 0.375 | 0.375 | 0.375 | From eQ_Lib.dat in MASControl 2017
D_EUn_CompCL_Misc_Yr | Equipment | FRACTION | SmrDsn | 2014-08-08 | 2014-08-16 | Constant | 1 | [23 empty] | From eQ_Lib.dat in MASControl 2017
D_EUn_CompCL_Misc_Yr | Equipment | FRACTION | WntrDsn | 2014-08-08 | 2014-08-16 | Constant | 0 | [23 empty] | From eQ_Lib.dat in MASControl 2017
D_EUn_CompCL_Misc_Yr | Equipment | FRACTION | Default | 2014-08-08 | 2014-08-16 | Constant | 0.05 | [23 empty] | From eQ_Lib.dat in MASControl 2017
D_EUn_CompCL_Misc_Yr | Equipment | FRACTION | Default¦Wkdy | 2014-08-17 | 2014-12-11 | Hourly | 0.5 | 0.5 | 0.5 | 0.5 | 0.5 | 0.5 | 0.75 | 0.9 | 1 | 1 | 1 | 1 | 1 | 1 | 1 | 1 | 1 | 0.5 | 0.5 | 0.5 | 0.5 | 0.5 | 0.5 | 0.5 | From eQ_Lib.dat in MASControl 2017
D_EUn_CompCL_Misc_Yr | Equipment | FRACTION | Wknd | 2014-08-17 | 2014-12-11 | Hourly | 0.5 | 0.5 | 0.5 | 0.5 | 0.5 | 0.5 | 0.5 | 0.65 | 0.75 | 0.75 | 0.75 | 0.75 | 0.75 | 0.75 | 0.75 | 0.75 | 0.75 | 0.5 | 0.5 | 0.5 | 0.5 | 0.5 | 0.5 | 0.5 | From eQ_Lib.dat in MASControl 2017
D_EUn_CompCL_Misc_Yr | Equipment | FRACTION | SmrDsn | 2014-12-12 | 2014-12-31 | Constant | 1 | [23 empty] | From eQ_Lib.dat in MASControl 2017
D_EUn_CompCL_Misc_Yr | Equipment | FRACTION | WntrDsn | 2014-12-12 | 2014-12-31 | Constant | 0 | [23 empty] | From eQ_Lib.dat in MASControl 2017
D_EUn_CompCL_Misc_Yr | Equipment | FRACTION | Default | 2014-12-12 | 2014-12-31 | Constant | 0.05 | [23 empty] | From eQ_Lib.dat in MASControl 2017
D_EUn_CompCL_Misc_Yr | Equipment | FRACTION | WntrDsn | 2014-01-01 | 2014-12-31 | Constant | 0 | [23 empty] | From eQ_Lib.dat in MASControl 2017
D_EUn_CompCL_Misc_Yr | Equipment | FRACTION | SmrDsn | 2014-01-01 | 2014-12-31 | Constant | 1 | [23 empty] | From eQ_Lib.dat in MASControl 2017
D_EUn_CompCL_Misc_Yr | Equipment | FRACTION | Hol | 2014-01-01 | 2014-12-31 | Hourly | 0.375 | 0.375 | 0.375 | 0.375 | 0.375 | 0.375 | 0.375 | 0.4878 | 0.563 | 0.563 | 0.563 | 0.563 | 0.563 | 0.563 | 0.563 | 0.563 | 0.563 | 0.375 | 0.375 | 0.375 | 0.375 | 0.375 | 0.375 | 0.375 | From eQ_Lib.dat in MASControl 2017
D_EUn_Dorm_Misc_Yr | Equipment | FRACTION | SmrDsn | 2014-01-01 | 2014-01-11 | Constant | 1 | [23 empty] | From eQ_Lib.dat in MASControl 2017
D_EUn_Dorm_Misc_Yr | Equipment | FRACTION | WntrDsn | 2014-01-01 | 2014-01-11 | Constant | 0 | [23 empty] | From eQ_Lib.dat in MASControl 2017
D_EUn_Dorm_Misc_Yr | Equipment | FRACTION | Default | 2014-01-01 | 2014-01-11 | Constant | 0.02 | [23 empty] | From eQ_Lib.dat in MASControl 2017
D_EUn_Dorm_Misc_Yr | Equipment | FRACTION | Default¦Wkdy | 2014-01-12 | 2014-04-03 | Hourly | 0.2 | 0.2 | 0.2 | 0.2 | 0.2 | 0.2 | 0.2 | 0.2 | 0.5 | 0.5 | 0.5 | 0.5 | 0.5 | 0.5 | 0.5 | 0.5 | 0.5 | 0.8 | 0.8 | 1 | 1 | 1 | 0.4 | 0.4 | From eQ_Lib.dat in MASControl 2017
D_EUn_Dorm_Misc_Yr | Equipment | FRACTION | Sat | 2014-01-12 | 2014-04-03 | Hourly | 0.2 | 0.2 | 0.2 | 0.2 | 0.2 | 0.2 | 0.2 | 0.2 | 0.2 | 0.2 | 0.7 | 0.7 | 0.7 | 0.7 | 0.7 | 0.7 | 0.7 | 0.7 | 0.7 | 0.7 | 0.7 | 0.7 | 1 | 1 | From eQ_Lib.dat in MASControl 2017
D_EUn_Dorm_Misc_Yr | Equipment | FRACTION | Sun | 2014-01-12 | 2014-04-03 | Hourly | 0.2 | 0.2 | 0.2 | 0.2 | 0.2 | 0.2 | 0.2 | 0.2 | 0.2 | 0.2 | 0.5 | 0.5 | 0.5 | 0.5 | 0.5 | 0.5 | 0.5 | 0.5 | 0.5 | 0.5 | 0.5 | 0.5 | 0.8 | 0.8 | From eQ_Lib.dat in MASControl 2017
D_EUn_Dorm_Misc_Yr | Equipment | FRACTION | SmrDsn | 2014-04-04 | 2014-04-12 | Constant | 1 | [23 empty] | From eQ_Lib.dat in MASControl 2017
D_EUn_Dorm_Misc_Yr | Equipment | FRACTION | WntrDsn | 2014-04-04 | 2014-04-12 | Constant | 0 | [23 empty] | From eQ_Lib.dat in MASControl 2017
D_EUn_Dorm_Misc_Yr | Equipment | FRACTION | Default | 2014-04-04 | 2014-04-12 | Constant | 0.02 | [23 empty] | From eQ_Lib.dat in MASControl 2017
D_EUn_Dorm_Misc_Yr | Equipment | FRACTION | Default¦Wkdy | 2014-04-13 | 2014-05-22 | Hourly | 0.2 | 0.2 | 0.2 | 0.2 | 0.2 | 0.2 | 0.2 | 0.2 | 0.5 | 0.5 | 0.5 | 0.5 | 0.5 | 0.5 | 0.5 | 0.5 | 0.5 | 0.8 | 0.8 | 1 | 1 | 1 | 0.4 | 0.4 | From eQ_Lib.dat in MASControl 2017
D_EUn_Dorm_Misc_Yr | Equipment | FRACTION | Sat | 2014-04-13 | 2014-05-22 | Hourly | 0.2 | 0.2 | 0.2 | 0.2 | 0.2 | 0.2 | 0.2 | 0.2 | 0.2 | 0.2 | 0.7 | 0.7 | 0.7 | 0.7 | 0.7 | 0.7 | 0.7 | 0.7 | 0.7 | 0.7 | 0.7 | 0.7 | 1 | 1 | From eQ_Lib.dat in MASControl 2017
D_EUn_Dorm_Misc_Yr | Equipment | FRACTION | Sun | 2014-04-13 | 2014-05-22 | Hourly | 0.2 | 0.2 | 0.2 | 0.2 | 0.2 | 0.2 | 0.2 | 0.2 | 0.2 | 0.2 | 0.5 | 0.5 | 0.5 | 0.5 | 0.5 | 0.5 | 0.5 | 0.5 | 0.5 | 0.5 | 0.5 | 0.5 | 0.8 | 0.8 | From eQ_Lib.dat in MASControl 2017
D_EUn_Dorm_Misc_Yr | Equipment | FRACTION | SmrDsn | 2014-05-23 | 2014-05-31 | Constant | 1 | [23 empty] | From eQ_Lib.dat in MASControl 2017
D_EUn_Dorm_Misc_Yr | Equipment | FRACTION | WntrDsn | 2014-05-23 | 2014-05-31 | Constant | 0 | [23 empty] | From eQ_Lib.dat in MASControl 2017
D_EUn_Dorm_Misc_Yr | Equipment | FRACTION | Default | 2014-05-23 | 2014-05-31 | Constant | 0.02 | [23 empty] | From eQ_Lib.dat in MASControl 2017
D_EUn_Dorm_Misc_Yr | Equipment | FRACTION | Default¦Wkdy | 2014-06-01 | 2014-08-07 | Hourly | 0.15 | 0.15 | 0.15 | 0.15 | 0.15 | 0.15 | 0.15 | 0.15 | 0.375 | 0.375 | 0.375 | 0.375 | 0.375 | 0.375 | 0.375 | 0.375 | 0.375 | 0.6 | 0.6 | 0.75 | 0.75 | 0.75 | 0.3 | 0.3 | From eQ_Lib.dat in MASControl 2017
D_EUn_Dorm_Misc_Yr | Equipment | FRACTION | Sat | 2014-06-01 | 2014-08-07 | Hourly | 0.15 | 0.15 | 0.15 | 0.15 | 0.15 | 0.15 | 0.15 | 0.15 | 0.15 | 0.15 | 0.525 | 0.525 | 0.525 | 0.525 | 0.525 | 0.525 | 0.525 | 0.525 | 0.525 | 0.525 | 0.525 | 0.525 | 0.75 | 0.75 | From eQ_Lib.dat in MASControl 2017
D_EUn_Dorm_Misc_Yr | Equipment | FRACTION | Sun | 2014-06-01 | 2014-08-07 | Hourly | 0.15 | 0.15 | 0.15 | 0.15 | 0.15 | 0.15 | 0.15 | 0.15 | 0.15 | 0.15 | 0.375 | 0.375 | 0.375 | 0.375 | 0.375 | 0.375 | 0.375 | 0.375 | 0.375 | 0.375 | 0.375 | 0.375 | 0.6 | 0.6 | From eQ_Lib.dat in MASControl 2017
D_EUn_Dorm_Misc_Yr | Equipment | FRACTION | SmrDsn | 2014-08-08 | 2014-08-16 | Constant | 1 | [23 empty] | From eQ_Lib.dat in MASControl 2017
D_EUn_Dorm_Misc_Yr | Equipment | FRACTION | WntrDsn | 2014-08-08 | 2014-08-16 | Constant | 0 | [23 empty] | From eQ_Lib.dat in MASControl 2017
D_EUn_Dorm_Misc_Yr | Equipment | FRACTION | Default | 2014-08-08 | 2014-08-16 | Constant | 0.02 | [23 empty] | From eQ_Lib.dat in MASControl 2017
D_EUn_Dorm_Misc_Yr | Equipment | FRACTION | Default¦Wkdy | 2014-08-17 | 2014-12-11 | Hourly | 0.2 | 0.2 | 0.2 | 0.2 | 0.2 | 0.2 | 0.2 | 0.2 | 0.5 | 0.5 | 0.5 | 0.5 | 0.5 | 0.5 | 0.5 | 0.5 | 0.5 | 0.8 | 0.8 | 1 | 1 | 1 | 0.4 | 0.4 | From eQ_Lib.dat in MASControl 2017
D_EUn_Dorm_Misc_Yr | Equipment | FRACTION | Sat | 2014-08-17 | 2014-12-11 | Hourly | 0.2 | 0.2 | 0.2 | 0.2 | 0.2 | 0.2 | 0.2 | 0.2 | 0.2 | 0.2 | 0.7 | 0.7 | 0.7 | 0.7 | 0.7 | 0.7 | 0.7 | 0.7 | 0.7 | 0.7 | 0.7 | 0.7 | 1 | 1 | From eQ_Lib.dat in MASControl 2017
D_EUn_Dorm_Misc_Yr | Equipment | FRACTION | Sun | 2014-08-17 | 2014-12-11 | Hourly | 0.2 | 0.2 | 0.2 | 0.2 | 0.2 | 0.2 | 0.2 | 0.2 | 0.2 | 0.2 | 0.5 | 0.5 | 0.5 | 0.5 | 0.5 | 0.5 | 0.5 | 0.5 | 0.5 | 0.5 | 0.5 | 0.5 | 0.8 | 0.8 | From eQ_Lib.dat in MASControl 2017
D_EUn_Dorm_Misc_Yr | Equipment | FRACTION | SmrDsn | 2014-12-12 | 2014-12-31 | Constant | 1 | [23 empty] | From eQ_Lib.dat in MASControl 2017
D_EUn_Dorm_Misc_Yr | Equipment | FRACTION | WntrDsn | 2014-12-12 | 2014-12-31 | Constant | 0 | [23 empty] | From eQ_Lib.dat in MASControl 2017
D_EUn_Dorm_Misc_Yr | Equipment | FRACTION | Default | 2014-12-12 | 2014-12-31 | Constant | 0.02 | [23 empty] | From eQ_Lib.dat in MASControl 2017
D_EUn_Dorm_Misc_Yr | Equipment | FRACTION | WntrDsn | 2014-01-01 | 2014-12-31 | Constant | 0 | [23 empty] | From eQ_Lib.dat in MASControl 2017
D_EUn_Dorm_Misc_Yr | Equipment | FRACTION | SmrDsn | 2014-01-01 | 2014-12-31 | Constant | 1 | [23 empty] | From eQ_Lib.dat in MASControl 2017
D_EUn_Dorm_Misc_Yr | Equipment | FRACTION | Hol | 2014-01-01 | 2014-12-31 | Hourly | 0.15 | 0.15 | 0.15 | 0.15 | 0.15 | 0.15 | 0.15 | 0.15 | 0.15 | 0.15 | 0.375 | 0.375 | 0.375 | 0.375 | 0.375 | 0.375 | 0.375 | 0.375 | 0.375 | 0.375 | 0.375 | 0.375 | 0.6 | 0.6 | From eQ_Lib.dat in MASControl 2017
D_EUn_Ktchn_Misc_Yr | Equipment | FRACTION | SmrDsn | 2014-01-01 | 2014-01-11 | Constant | 1 | [23 empty] | From eQ_Lib.dat in MASControl 2017
D_EUn_Ktchn_Misc_Yr | Equipment | FRACTION | WntrDsn | 2014-01-01 | 2014-01-11 | Constant | 0 | [23 empty] | From eQ_Lib.dat in MASControl 2017
D_EUn_Ktchn_Misc_Yr | Equipment | FRACTION | Default | 2014-01-01 | 2014-01-11 | Constant | 0.02 | [23 empty] | From eQ_Lib.dat in MASControl 2017
D_EUn_Ktchn_Misc_Yr | Equipment | FRACTION | Default¦Wkdy | 2014-01-12 | 2014-04-03 | Hourly | 0.3 | 0.3 | 0.3 | 0.3 | 0.3 | 0.3 | 0.6 | 0.6 | 0.6 | 0.6 | 0.6 | 0.6 | 0.6 | 0.6 | 0.6 | 0.6 | 0.6 | 0.6 | 0.4 | 0.3 | 0.3 | 0.3 | 0.3 | 0.3 | From eQ_Lib.dat in MASControl 2017
D_EUn_Ktchn_Misc_Yr | Equipment | FRACTION | Wknd | 2014-01-12 | 2014-04-03 | Hourly | 0.3 | 0.3 | 0.3 | 0.3 | 0.3 | 0.3 | 0.4998 | 0.4998 | 0.4998 | 0.4998 | 0.4998 | 0.4998 | 0.4998 | 0.4998 | 0.4998 | 0.4998 | 0.4998 | 0.4998 | 0.3666 | 0.3 | 0.3 | 0.3 | 0.3 | 0.3 | From eQ_Lib.dat in MASControl 2017
D_EUn_Ktchn_Misc_Yr | Equipment | FRACTION | SmrDsn | 2014-04-04 | 2014-04-12 | Constant | 1 | [23 empty] | From eQ_Lib.dat in MASControl 2017
D_EUn_Ktchn_Misc_Yr | Equipment | FRACTION | WntrDsn | 2014-04-04 | 2014-04-12 | Constant | 0 | [23 empty] | From eQ_Lib.dat in MASControl 2017
D_EUn_Ktchn_Misc_Yr | Equipment | FRACTION | Default | 2014-04-04 | 2014-04-12 | Constant | 0.02 | [23 empty] | From eQ_Lib.dat in MASControl 2017
D_EUn_Ktchn_Misc_Yr | Equipment | FRACTION | Default¦Wkdy | 2014-04-13 | 2014-05-22 | Hourly | 0.3 | 0.3 | 0.3 | 0.3 | 0.3 | 0.3 | 0.6 | 0.6 | 0.6 | 0.6 | 0.6 | 0.6 | 0.6 | 0.6 | 0.6 | 0.6 | 0.6 | 0.6 | 0.4 | 0.3 | 0.3 | 0.3 | 0.3 | 0.3 | From eQ_Lib.dat in MASControl 2017
D_EUn_Ktchn_Misc_Yr | Equipment | FRACTION | Wknd | 2014-04-13 | 2014-05-22 | Hourly | 0.3 | 0.3 | 0.3 | 0.3 | 0.3 | 0.3 | 0.4998 | 0.4998 | 0.4998 | 0.4998 | 0.4998 | 0.4998 | 0.4998 | 0.4998 | 0.4998 | 0.4998 | 0.4998 | 0.4998 | 0.3666 | 0.3 | 0.3 | 0.3 | 0.3 | 0.3 | From eQ_Lib.dat in MASControl 2017
D_EUn_Ktchn_Misc_Yr | Equipment | FRACTION | SmrDsn | 2014-05-23 | 2014-05-31 | Constant | 1 | [23 empty] | From eQ_Lib.dat in MASControl 2017
D_EUn_Ktchn_Misc_Yr | Equipment | FRACTION | WntrDsn | 2014-05-23 | 2014-05-31 | Constant | 0 | [23 empty] | From eQ_Lib.dat in MASControl 2017
D_EUn_Ktchn_Misc_Yr | Equipment | FRACTION | Default | 2014-05-23 | 2014-05-31 | Constant | 0.02 | [23 empty] | From eQ_Lib.dat in MASControl 2017
D_EUn_Ktchn_Misc_Yr | Equipment | FRACTION | Default¦Wkdy | 2014-06-01 | 2014-08-07 | Hourly | 0.225 | 0.225 | 0.225 | 0.225 | 0.225 | 0.225 | 0.45 | 0.45 | 0.45 | 0.45 | 0.45 | 0.45 | 0.45 | 0.45 | 0.45 | 0.45 | 0.45 | 0.45 | 0.3 | 0.225 | 0.225 | 0.225 | 0.225 | 0.225 | From eQ_Lib.dat in MASControl 2017
D_EUn_Ktchn_Misc_Yr | Equipment | FRACTION | Wknd | 2014-06-01 | 2014-08-07 | Hourly | 0.225 | 0.225 | 0.225 | 0.225 | 0.225 | 0.225 | 0.2502 | 0.2502 | 0.2502 | 0.2502 | 0.2502 | 0.2502 | 0.2502 | 0.2502 | 0.2502 | 0.2502 | 0.2502 | 0.2502 | 0.2334 | 0.225 | 0.225 | 0.225 | 0.225 | 0.225 | From eQ_Lib.dat in MASControl 2017
D_EUn_Ktchn_Misc_Yr | Equipment | FRACTION | SmrDsn | 2014-08-08 | 2014-08-16 | Constant | 1 | [23 empty] | From eQ_Lib.dat in MASControl 2017
D_EUn_Ktchn_Misc_Yr | Equipment | FRACTION | WntrDsn | 2014-08-08 | 2014-08-16 | Constant | 0 | [23 empty] | From eQ_Lib.dat in MASControl 2017
D_EUn_Ktchn_Misc_Yr | Equipment | FRACTION | Default | 2014-08-08 | 2014-08-16 | Constant | 0.02 | [23 empty] | From eQ_Lib.dat in MASControl 2017
D_EUn_Ktchn_Misc_Yr | Equipment | FRACTION | Default¦Wkdy | 2014-08-17 | 2014-12-11 | Hourly | 0.3 | 0.3 | 0.3 | 0.3 | 0.3 | 0.3 | 0.6 | 0.6 | 0.6 | 0.6 | 0.6 | 0.6 | 0.6 | 0.6 | 0.6 | 0.6 | 0.6 | 0.6 | 0.4 | 0.3 | 0.3 | 0.3 | 0.3 | 0.3 | From eQ_Lib.dat in MASControl 2017
D_EUn_Ktchn_Misc_Yr | Equipment | FRACTION | Wknd | 2014-08-17 | 2014-12-11 | Hourly | 0.3 | 0.3 | 0.3 | 0.3 | 0.3 | 0.3 | 0.4998 | 0.4998 | 0.4998 | 0.4998 | 0.4998 | 0.4998 | 0.4998 | 0.4998 | 0.4998 | 0.4998 | 0.4998 | 0.4998 | 0.3666 | 0.3 | 0.3 | 0.3 | 0.3 | 0.3 | From eQ_Lib.dat in MASControl 2017
D_EUn_Ktchn_Misc_Yr | Equipment | FRACTION | SmrDsn | 2014-12-12 | 2014-12-31 | Constant | 1 | [23 empty] | From eQ_Lib.dat in MASControl 2017
D_EUn_Ktchn_Misc_Yr | Equipment | FRACTION | WntrDsn | 2014-12-12 | 2014-12-31 | Constant | 0 | [23 empty] | From eQ_Lib.dat in MASControl 2017
D_EUn_Ktchn_Misc_Yr | Equipment | FRACTION | Default | 2014-12-12 | 2014-12-31 | Constant | 0.02 | [23 empty] | From eQ_Lib.dat in MASControl 2017
D_EUn_Ktchn_Misc_Yr | Equipment | FRACTION | WntrDsn | 2014-01-01 | 2014-12-31 | Constant | 0 | [23 empty] | From eQ_Lib.dat in MASControl 2017
D_EUn_Ktchn_Misc_Yr | Equipment | FRACTION | SmrDsn | 2014-01-01 | 2014-12-31 | Constant | 1 | [23 empty] | From eQ_Lib.dat in MASControl 2017
D_EUn_Ktchn_Misc_Yr | Equipment | FRACTION | Hol | 2014-01-01 | 2014-12-31 | Hourly | 0.225 | 0.225 | 0.225 | 0.225 | 0.225 | 0.225 | 0.2502 | 0.2502 | 0.2502 | 0.2502 | 0.2502 | 0.2502 | 0.2502 | 0.2502 | 0.2502 | 0.2502 | 0.2502 | 0.2502 | 0.2334 | 0.225 | 0.225 | 0.225 | 0.225 | 0.225 | From eQ_Lib.dat in MASControl 2017
D_EUn_OffGen_Misc_Yr | Equipment | FRACTION | SmrDsn | 2014-01-01 | 2014-01-11 | Constant | 1 | [23 empty] | From eQ_Lib.dat in MASControl 2017
D_EUn_OffGen_Misc_Yr | Equipment | FRACTION | WntrDsn | 2014-01-01 | 2014-01-11 | Constant | 0 | [23 empty] | From eQ_Lib.dat in MASControl 2017
D_EUn_OffGen_Misc_Yr | Equipment | FRACTION | Default | 2014-01-01 | 2014-01-11 | Constant | 0.05 | [23 empty] | From eQ_Lib.dat in MASControl 2017
D_EUn_OffGen_Misc_Yr | Equipment | FRACTION | Default¦Wkdy | 2014-01-12 | 2014-04-03 | Hourly | 0.05 | 0.05 | 0.05 | 0.05 | 0.05 | 0.05 | 0.05 | 0.8 | 0.9 | 0.9 | 0.95 | 0.95 | 0.8 | 0.8 | 0.9 | 0.9 | 0.95 | 0.8 | 0.7 | 0.6 | 0.4 | 0.1 | 0.05 | 0.05 | From eQ_Lib.dat in MASControl 2017
D_EUn_OffGen_Misc_Yr | Equipment | FRACTION | Sat | 2014-01-12 | 2014-04-03 | Hourly | 0.05 | 0.05 | 0.05 | 0.05 | 0.05 | 0.05 | 0.05 | 0.2 | 0.4 | 0.4 | 0.4 | 0.4 | 0.4 | 0.4 | 0.4 | 0.4 | 0.3 | 0.1 | 0.1 | 0.05 | 0.05 | 0.05 | 0.05 | 0.05 | From eQ_Lib.dat in MASControl 2017
D_EUn_OffGen_Misc_Yr | Equipment | FRACTION | Sun | 2014-01-12 | 2014-04-03 | Constant | 0.05 | [23 empty] | From eQ_Lib.dat in MASControl 2017
D_EUn_OffGen_Misc_Yr | Equipment | FRACTION | SmrDsn | 2014-04-04 | 2014-04-12 | Constant | 1 | [23 empty] | From eQ_Lib.dat in MASControl 2017
D_EUn_OffGen_Misc_Yr | Equipment | FRACTION | WntrDsn | 2014-04-04 | 2014-04-12 | Constant | 0 | [23 empty] | From eQ_Lib.dat in MASControl 2017
D_EUn_OffGen_Misc_Yr | Equipment | FRACTION | Default | 2014-04-04 | 2014-04-12 | Constant | 0.05 | [23 empty] | From eQ_Lib.dat in MASControl 2017
D_EUn_OffGen_Misc_Yr | Equipment | FRACTION | Default¦Wkdy | 2014-04-13 | 2014-05-22 | Hourly | 0.05 | 0.05 | 0.05 | 0.05 | 0.05 | 0.05 | 0.05 | 0.8 | 0.9 | 0.9 | 0.95 | 0.95 | 0.8 | 0.8 | 0.9 | 0.9 | 0.95 | 0.8 | 0.7 | 0.6 | 0.4 | 0.1 | 0.05 | 0.05 | From eQ_Lib.dat in MASControl 2017
D_EUn_OffGen_Misc_Yr | Equipment | FRACTION | Sat | 2014-04-13 | 2014-05-22 | Hourly | 0.05 | 0.05 | 0.05 | 0.05 | 0.05 | 0.05 | 0.05 | 0.2 | 0.4 | 0.4 | 0.4 | 0.4 | 0.4 | 0.4 | 0.4 | 0.4 | 0.3 | 0.1 | 0.1 | 0.05 | 0.05 | 0.05 | 0.05 | 0.05 | From eQ_Lib.dat in MASControl 2017
D_EUn_OffGen_Misc_Yr | Equipment | FRACTION | Sun | 2014-04-13 | 2014-05-22 | Constant | 0.05 | [23 empty] | From eQ_Lib.dat in MASControl 2017
D_EUn_OffGen_Misc_Yr | Equipment | FRACTION | SmrDsn | 2014-05-23 | 2014-05-31 | Constant | 1 | [23 empty] | From eQ_Lib.dat in MASControl 2017
D_EUn_OffGen_Misc_Yr | Equipment | FRACTION | WntrDsn | 2014-05-23 | 2014-05-31 | Constant | 0 | [23 empty] | From eQ_Lib.dat in MASControl 2017
D_EUn_OffGen_Misc_Yr | Equipment | FRACTION | Default | 2014-05-23 | 2014-05-31 | Constant | 0.05 | [23 empty] | From eQ_Lib.dat in MASControl 2017
D_EUn_OffGen_Misc_Yr | Equipment | FRACTION | Default¦Wkdy | 2014-06-01 | 2014-08-07 | Hourly | 0.05 | 0.05 | 0.05 | 0.05 | 0.05 | 0.05 | 0.05 | 0.6021 | 0.6757 | 0.6757 | 0.7125 | 0.7125 | 0.6021 | 0.6021 | 0.6757 | 0.6757 | 0.7125 | 0.6021 | 0.5285 | 0.4549 | 0.3076 | 0.0868 | 0.05 | 0.05 | From eQ_Lib.dat in MASControl 2017
D_EUn_OffGen_Misc_Yr | Equipment | FRACTION | Sat | 2014-06-01 | 2014-08-07 | Hourly | 0.05 | 0.05 | 0.05 | 0.05 | 0.05 | 0.05 | 0.05 | 0.1571 | 0.3 | 0.3 | 0.3 | 0.3 | 0.3 | 0.3 | 0.3 | 0.3 | 0.2286 | 0.0857 | 0.0857 | 0.05 | 0.05 | 0.05 | 0.05 | 0.05 | From eQ_Lib.dat in MASControl 2017
D_EUn_OffGen_Misc_Yr | Equipment | FRACTION | Sun | 2014-06-01 | 2014-08-07 | Constant | 0.05 | [23 empty] | From eQ_Lib.dat in MASControl 2017
D_EUn_OffGen_Misc_Yr | Equipment | FRACTION | SmrDsn | 2014-08-08 | 2014-08-16 | Constant | 1 | [23 empty] | From eQ_Lib.dat in MASControl 2017
D_EUn_OffGen_Misc_Yr | Equipment | FRACTION | WntrDsn | 2014-08-08 | 2014-08-16 | Constant | 0 | [23 empty] | From eQ_Lib.dat in MASControl 2017
D_EUn_OffGen_Misc_Yr | Equipment | FRACTION | Default | 2014-08-08 | 2014-08-16 | Constant | 0.05 | [23 empty] | From eQ_Lib.dat in MASControl 2017
D_EUn_OffGen_Misc_Yr | Equipment | FRACTION | Default¦Wkdy | 2014-08-17 | 2014-12-11 | Hourly | 0.05 | 0.05 | 0.05 | 0.05 | 0.05 | 0.05 | 0.05 | 0.8 | 0.9 | 0.9 | 0.95 | 0.95 | 0.8 | 0.8 | 0.9 | 0.9 | 0.95 | 0.8 | 0.7 | 0.6 | 0.4 | 0.1 | 0.05 | 0.05 | From eQ_Lib.dat in MASControl 2017
D_EUn_OffGen_Misc_Yr | Equipment | FRACTION | Sat | 2014-08-17 | 2014-12-11 | Hourly | 0.05 | 0.05 | 0.05 | 0.05 | 0.05 | 0.05 | 0.05 | 0.2 | 0.4 | 0.4 | 0.4 | 0.4 | 0.4 | 0.4 | 0.4 | 0.4 | 0.3 | 0.1 | 0.1 | 0.05 | 0.05 | 0.05 | 0.05 | 0.05 | From eQ_Lib.dat in MASControl 2017
D_EUn_OffGen_Misc_Yr | Equipment | FRACTION | Sun | 2014-08-17 | 2014-12-11 | Constant | 0.05 | [23 empty] | From eQ_Lib.dat in MASControl 2017
D_EUn_OffGen_Misc_Yr | Equipment | FRACTION | SmrDsn | 2014-12-12 | 2014-12-31 | Constant | 1 | [23 empty] | From eQ_Lib.dat in MASControl 2017
D_EUn_OffGen_Misc_Yr | Equipment | FRACTION | WntrDsn | 2014-12-12 | 2014-12-31 | Constant | 0 | [23 empty] | From eQ_Lib.dat in MASControl 2017
D_EUn_OffGen_Misc_Yr | Equipment | FRACTION | Default | 2014-12-12 | 2014-12-31 | Constant | 0.05 | [23 empty] | From eQ_Lib.dat in MASControl 2017
D_EUn_OffGen_Misc_Yr | Equipment | FRACTION | WntrDsn | 2014-01-01 | 2014-12-31 | Constant | 0 | [23 empty] | From eQ_Lib.dat in MASControl 2017
D_EUn_OffGen_Misc_Yr | Equipment | FRACTION | SmrDsn | 2014-01-01 | 2014-12-31 | Constant | 1 | [23 empty] | From eQ_Lib.dat in MASControl 2017
D_EUn_OffGen_Misc_Yr | Equipment | FRACTION | Hol | 2014-01-01 | 2014-12-31 | Constant | 0.05 | [23 empty] | From eQ_Lib.dat in MASControl 2017
D_Gro_IndDock_Misc_Yr | Equipment | FRACTION | SmrDsn | 2014-01-01 | 2014-12-31 | Constant | 1 | [23 empty] | From eQ_Lib.dat in MASControl 2017
D_Gro_IndDock_Misc_Yr | Equipment | FRACTION | WntrDsn | 2014-01-01 | 2014-12-31 | Constant | 0 | [23 empty] | From eQ_Lib.dat in MASControl 2017
D_Gro_IndDock_Misc_Yr | Equipment | FRACTION | Default¦Hol | 2014-01-01 | 2014-12-31 | Hourly | 0.75 | 0.75 | 0.75 | 0.75 | 0.75 | 0.75 | 0.75 | 0.75 | 0.75 | 0.75 | 0.75 | 0.75 | 0.75 | 0.75 | 0.75 | 0.75 | 0.75 | 0.75 | 0.5 | 0.5 | 0.5 | 0.5 | 0.5 | 0.5 | From eQ_Lib.dat in MASControl 2017
D_Gro_OffGen_Misc_Yr | Equipment | FRACTION | SmrDsn | 2014-01-01 | 2014-12-31 | Constant | 1 | [23 empty] | From eQ_Lib.dat in MASControl 2017
D_Gro_OffGen_Misc_Yr | Equipment | FRACTION | WntrDsn | 2014-01-01 | 2014-12-31 | Constant | 0 | [23 empty] | From eQ_Lib.dat in MASControl 2017
D_Gro_OffGen_Misc_Yr | Equipment | FRACTION | Default¦Hol | 2014-01-01 | 2014-12-31 | Hourly | 0.75 | 0.75 | 0.75 | 0.75 | 0.75 | 0.75 | 0.75 | 0.75 | 0.75 | 0.75 | 0.75 | 0.75 | 0.75 | 0.75 | 0.75 | 0.75 | 0.75 | 0.75 | 0.5 | 0.5 | 0.5 | 0.5 | 0.5 | 0.5 | From eQ_Lib.dat in MASControl 2017
D_Gro_Sales_Misc_Yr | Equipment | FRACTION | SmrDsn | 2014-01-01 | 2014-12-31 | Constant | 1 | [23 empty] | From eQ_Lib.dat in MASControl 2017
D_Gro_Sales_Misc_Yr | Equipment | FRACTION | WntrDsn | 2014-01-01 | 2014-12-31 | Constant | 0 | [23 empty] | From eQ_Lib.dat in MASControl 2017
D_Gro_Sales_Misc_Yr | Equipment | FRACTION | Default¦Hol | 2014-01-01 | 2014-12-31 | Hourly | 0.75 | 0.75 | 0.75 | 0.75 | 0.75 | 0.75 | 0.75 | 0.75 | 0.75 | 0.75 | 0.75 | 0.75 | 0.75 | 0.75 | 0.75 | 0.75 | 0.75 | 0.75 | 0.5 | 0.5 | 0.5 | 0.5 | 0.5 | 0.5 | From eQ_Lib.dat in MASControl 2017
D_Hsp_FacMnt_Misc_Yr | Equipment | FRACTION | Default¦Wkdy | 2014-01-01 | 2014-12-31 | Hourly | 0.75 | 0.75 | 0.75 | 0.75 | 0.75 | 0.75 | 0.75 | 0.75 | 1 | 1 | 1 | 1 | 1 | 1 | 1 | 1 | 1 | 1 | 1 | 1 | 0.75 | 0.75 | 0.75 | 0.75 | From eQ_Lib.dat in MASControl 2017
D_Hsp_FacMnt_Misc_Yr | Equipment | FRACTION | Wknd | 2014-01-01 | 2014-12-31 | Hourly | 0.45 | 0.45 | 0.45 | 0.45 | 0.45 | 0.45 | 0.45 | 0.45 | 0.6 | 0.6 | 0.6 | 0.6 | 0.6 | 0.6 | 0.6 | 0.6 | 0.6 | 0.6 | 0.6 | 0.6 | 0.45 | 0.45 | 0.45 | 0.45 | From eQ_Lib.dat in MASControl 2017
D_Hsp_FacMnt_Misc_Yr | Equipment | FRACTION | WntrDsn | 2014-01-01 | 2014-12-31 | Constant | 0 | [23 empty] | From eQ_Lib.dat in MASControl 2017
D_Hsp_FacMnt_Misc_Yr | Equipment | FRACTION | SmrDsn | 2014-01-01 | 2014-12-31 | Constant | 1 | [23 empty] | From eQ_Lib.dat in MASControl 2017
D_Hsp_FacMnt_Misc_Yr | Equipment | FRACTION | Hol | 2014-01-01 | 2014-12-31 | Hourly | 0.45 | 0.45 | 0.45 | 0.45 | 0.45 | 0.45 | 0.45 | 0.45 | 0.6 | 0.6 | 0.6 | 0.6 | 0.6 | 0.6 | 0.6 | 0.6 | 0.6 | 0.6 | 0.6 | 0.6 | 0.45 | 0.45 | 0.45 | 0.45 | From eQ_Lib.dat in MASControl 2017
D_Hsp_ICU_Misc_Yr | Equipment | FRACTION | Default¦Wkdy | 2014-01-01 | 2014-12-31 | Hourly | 0.45 | 0.45 | 0.45 | 0.45 | 0.45 | 0.45 | 0.45 | 0.45 | 0.8 | 0.8 | 0.8 | 0.8 | 0.8 | 0.8 | 0.8 | 0.8 | 0.8 | 0.8 | 0.8 | 0.8 | 0.45 | 0.45 | 0.45 | 0.45 | From eQ_Lib.dat in MASControl 2017
D_Hsp_ICU_Misc_Yr | Equipment | FRACTION | Wknd | 2014-01-01 | 2014-12-31 | Hourly | 0.45 | 0.45 | 0.45 | 0.45 | 0.45 | 0.45 | 0.45 | 0.45 | 0.7 | 0.7 | 0.7 | 0.7 | 0.7 | 0.7 | 0.7 | 0.7 | 0.7 | 0.7 | 0.7 | 0.7 | 0.45 | 0.45 | 0.45 | 0.45 | From eQ_Lib.dat in MASControl 2017
D_Hsp_ICU_Misc_Yr | Equipment | FRACTION | WntrDsn | 2014-01-01 | 2014-12-31 | Constant | 0 | [23 empty] | From eQ_Lib.dat in MASControl 2017
D_Hsp_ICU_Misc_Yr | Equipment | FRACTION | SmrDsn | 2014-01-01 | 2014-12-31 | Constant | 1 | [23 empty] | From eQ_Lib.dat in MASControl 2017
D_Hsp_ICU_Misc_Yr | Equipment | FRACTION | Hol | 2014-01-01 | 2014-12-31 | Hourly | 0.45 | 0.45 | 0.45 | 0.45 | 0.45 | 0.45 | 0.45 | 0.45 | 0.7 | 0.7 | 0.7 | 0.7 | 0.7 | 0.7 | 0.7 | 0.7 | 0.7 | 0.7 | 0.7 | 0.7 | 0.45 | 0.45 | 0.45 | 0.45 | From eQ_Lib.dat in MASControl 2017
D_Hsp_Ktchn_Misc_Yr | Equipment | FRACTION | Default¦Wkdy | 2014-01-01 | 2014-12-31 | Hourly | 0.15 | 0.12 | 0.12 | 0.12 | 0.12 | 0.12 | 0.34 | 1 | 0.63 | 0.67 | 0.63 | 0.71 | 0.71 | 0.92 | 0.59 | 0.63 | 0.75 | 0.63 | 0.63 | 0.67 | 0.55 | 0.51 | 0.32 | 0.32 | From eQ_Lib.dat in MASControl 2017
D_Hsp_Ktchn_Misc_Yr | Equipment | FRACTION | Wknd | 2014-01-01 | 2014-12-31 | Hourly | 0.14 | 0.14 | 0.14 | 0.14 | 0.14 | 0.14 | 0.6 | 0.6 | 0.6 | 0.6 | 0.6 | 0.6 | 0.66 | 0.66 | 0.66 | 0.66 | 0.66 | 0.66 | 0.66 | 0.66 | 0.51 | 0.51 | 0.32 | 0.32 | From eQ_Lib.dat in MASControl 2017
D_Hsp_Ktchn_Misc_Yr | Equipment | FRACTION | WntrDsn | 2014-01-01 | 2014-12-31 | Constant | 0 | [23 empty] | From eQ_Lib.dat in MASControl 2017
D_Hsp_Ktchn_Misc_Yr | Equipment | FRACTION | SmrDsn | 2014-01-01 | 2014-12-31 | Constant | 1 | [23 empty] | From eQ_Lib.dat in MASControl 2017
D_Hsp_Ktchn_Misc_Yr | Equipment | FRACTION | Hol | 2014-01-01 | 2014-12-31 | Hourly | 0.14 | 0.14 | 0.14 | 0.14 | 0.14 | 0.14 | 0.6 | 0.6 | 0.6 | 0.6 | 0.6 | 0.6 | 0.66 | 0.66 | 0.66 | 0.66 | 0.66 | 0.66 | 0.66 | 0.66 | 0.51 | 0.51 | 0.32 | 0.32 | From eQ_Lib.dat in MASControl 2017
D_Hsp_Nrs_Misc_Yr | Equipment | FRACTION | Default¦Wkdy | 2014-01-01 | 2014-12-31 | Hourly | 0.75 | 0.75 | 0.75 | 0.75 | 0.75 | 0.75 | 0.75 | 0.75 | 1 | 1 | 1 | 1 | 1 | 1 | 1 | 1 | 1 | 1 | 1 | 1 | 0.75 | 0.75 | 0.75 | 0.75 | From eQ_Lib.dat in MASControl 2017
D_Hsp_Nrs_Misc_Yr | Equipment | FRACTION | Wknd | 2014-01-01 | 2014-12-31 | Hourly | 0.45 | 0.45 | 0.45 | 0.45 | 0.45 | 0.45 | 0.45 | 0.45 | 0.6 | 0.6 | 0.6 | 0.6 | 0.6 | 0.6 | 0.6 | 0.6 | 0.6 | 0.6 | 0.6 | 0.6 | 0.45 | 0.45 | 0.45 | 0.45 | From eQ_Lib.dat in MASControl 2017
D_Hsp_Nrs_Misc_Yr | Equipment | FRACTION | WntrDsn | 2014-01-01 | 2014-12-31 | Constant | 0 | [23 empty] | From eQ_Lib.dat in MASControl 2017
D_Hsp_Nrs_Misc_Yr | Equipment | FRACTION | SmrDsn | 2014-01-01 | 2014-12-31 | Constant | 1 | [23 empty] | From eQ_Lib.dat in MASControl 2017
D_Hsp_Nrs_Misc_Yr | Equipment | FRACTION | Hol | 2014-01-01 | 2014-12-31 | Hourly | 0.45 | 0.45 | 0.45 | 0.45 | 0.45 | 0.45 | 0.45 | 0.45 | 0.6 | 0.6 | 0.6 | 0.6 | 0.6 | 0.6 | 0.6 | 0.6 | 0.6 | 0.6 | 0.6 | 0.6 | 0.45 | 0.45 | 0.45 | 0.45 | From eQ_Lib.dat in MASControl 2017
D_Hsp_OffGen_Misc_Yr | Equipment | FRACTION | SmrDsn | 2014-01-01 | 2014-12-31 | Constant | 1 | [23 empty] | From eQ_Lib.dat in MASControl 2017
D_Hsp_OffGen_Misc_Yr | Equipment | FRACTION | WntrDsn | 2014-01-01 | 2014-12-31 | Constant | 0 | [23 empty] | From eQ_Lib.dat in MASControl 2017
D_Hsp_OffGen_Misc_Yr | Equipment | FRACTION | Default¦Hol | 2014-01-01 | 2014-12-31 | Hourly | 0.05 | 0.05 | 0.05 | 0.05 | 0.05 | 0.05 | 0.05 | 0.05 | 1 | 1 | 1 | 1 | 1 | 1 | 1 | 1 | 1 | 1 | 1 | 1 | 0.05 | 0.05 | 0.05 | 0.05 | From eQ_Lib.dat in MASControl 2017
D_Hsp_Patient_Misc_Yr | Equipment | FRACTION | SmrDsn | 2014-01-01 | 2014-12-31 | Constant | 1 | [23 empty] | From eQ_Lib.dat in MASControl 2017
D_Hsp_Patient_Misc_Yr | Equipment | FRACTION | WntrDsn | 2014-01-01 | 2014-12-31 | Constant | 0 | [23 empty] | From eQ_Lib.dat in MASControl 2017
D_Hsp_Patient_Misc_Yr | Equipment | FRACTION | Default¦Hol | 2014-01-01 | 2014-12-31 | Hourly | 0.1 | 0.1 | 0.1 | 0.1 | 0.1 | 0.4 | 0.6 | 0.8 | 0.9 | 0.9 | 1 | 1 | 0.9 | 0.7 | 0.7 | 0.7 | 1 | 1 | 0.7 | 0.7 | 0.7 | 0.6 | 0.2 | 0.1 | From eQ_Lib.dat in MASControl 2017
D_Hsp_SrgOutLab_Misc_Yr | Equipment | FRACTION | Default¦Wkdy | 2014-01-01 | 2014-12-31 | Hourly | 0.25 | 0.25 | 0.25 | 0.25 | 0.25 | 0.25 | 0.25 | 0.25 | 0.8 | 0.8 | 0.8 | 0.8 | 0.8 | 0.8 | 0.8 | 0.8 | 0.8 | 0.8 | 0.8 | 0.8 | 0.25 | 0.25 | 0.25 | 0.25 | From eQ_Lib.dat in MASControl 2017
D_Hsp_SrgOutLab_Misc_Yr | Equipment | FRACTION | Wknd | 2014-01-01 | 2014-12-31 | Hourly | 0.25 | 0.25 | 0.25 | 0.25 | 0.25 | 0.25 | 0.25 | 0.25 | 0.7 | 0.7 | 0.7 | 0.7 | 0.7 | 0.7 | 0.7 | 0.7 | 0.7 | 0.7 | 0.7 | 0.7 | 0.25 | 0.25 | 0.25 | 0.25 | From eQ_Lib.dat in MASControl 2017
D_Hsp_SrgOutLab_Misc_Yr | Equipment | FRACTION | WntrDsn | 2014-01-01 | 2014-12-31 | Constant | 0 | [23 empty] | From eQ_Lib.dat in MASControl 2017
D_Hsp_SrgOutLab_Misc_Yr | Equipment | FRACTION | SmrDsn | 2014-01-01 | 2014-12-31 | Constant | 1 | [23 empty] | From eQ_Lib.dat in MASControl 2017
D_Hsp_SrgOutLab_Misc_Yr | Equipment | FRACTION | Hol | 2014-01-01 | 2014-12-31 | Hourly | 0.25 | 0.25 | 0.25 | 0.25 | 0.25 | 0.25 | 0.25 | 0.25 | 0.7 | 0.7 | 0.7 | 0.7 | 0.7 | 0.7 | 0.7 | 0.7 | 0.7 | 0.7 | 0.7 | 0.7 | 0.25 | 0.25 | 0.25 | 0.25 | From eQ_Lib.dat in MASControl 2017
D_Htl_Cordr_Misc_Yr | Equipment | FRACTION | SmrDsn | 2014-01-01 | 2014-12-31 | Constant | 1 | [23 empty] | From eQ_Lib.dat in MASControl 2017
D_Htl_Cordr_Misc_Yr | Equipment | FRACTION | WntrDsn | 2014-01-01 | 2014-12-31 | Constant | 0 | [23 empty] | From eQ_Lib.dat in MASControl 2017
D_Htl_Cordr_Misc_Yr | Equipment | FRACTION | Default¦Hol | 2014-01-01 | 2014-12-31 | Hourly | 0.32 | 0.31 | 0.28 | 0.28 | 0.3 | 0.31 | 0.35 | 0.43 | 0.5 | 0.57 | 0.68 | 0.71 | 0.76 | 0.8 | 0.77 | 0.76 | 0.69 | 0.67 | 0.57 | 0.57 | 0.5 | 0.49 | 0.39 | 0.37 | From eQ_Lib.dat in MASControl 2017
D_Htl_Din_Misc_Yr | Equipment | FRACTION | SmrDsn | 2014-01-01 | 2014-12-31 | Constant | 1 | [23 empty] | From eQ_Lib.dat in MASControl 2017
D_Htl_Din_Misc_Yr | Equipment | FRACTION | WntrDsn | 2014-01-01 | 2014-12-31 | Constant | 0 | [23 empty] | From eQ_Lib.dat in MASControl 2017
D_Htl_Din_Misc_Yr | Equipment | FRACTION | Default¦Hol | 2014-01-01 | 2014-12-31 | Hourly | 0.25 | 0.24 | 0.23 | 0.23 | 0.24 | 0.26 | 0.33 | 0.41 | 0.5 | 0.6 | 0.7 | 0.71 | 0.75 | 0.8 | 0.78 | 0.75 | 0.7 | 0.61 | 0.5 | 0.46 | 0.4 | 0.39 | 0.31 | 0.29 | From eQ_Lib.dat in MASControl 2017
D_Htl_FacMnt_Misc_Yr | Equipment | FRACTION | SmrDsn | 2014-01-01 | 2014-12-31 | Constant | 1 | [23 empty] | From eQ_Lib.dat in MASControl 2017
D_Htl_FacMnt_Misc_Yr | Equipment | FRACTION | WntrDsn | 2014-01-01 | 2014-12-31 | Constant | 0 | [23 empty] | From eQ_Lib.dat in MASControl 2017
D_Htl_FacMnt_Misc_Yr | Equipment | FRACTION | Default¦Hol | 2014-01-01 | 2014-12-31 | Hourly | 0.32 | 0.31 | 0.28 | 0.28 | 0.3 | 0.31 | 0.35 | 0.43 | 0.5 | 0.57 | 0.68 | 0.71 | 0.76 | 0.8 | 0.77 | 0.76 | 0.69 | 0.67 | 0.57 | 0.57 | 0.5 | 0.49 | 0.39 | 0.37 | From eQ_Lib.dat in MASControl 2017
D_Htl_GRmCi_Misc_Yr | Equipment | FRACTION | SmrDsn | 2014-01-01 | 2014-12-31 | Constant | 1 | [23 empty] | From eQ_Lib.dat in MASControl 2017
D_Htl_GRmCi_Misc_Yr | Equipment | FRACTION | WntrDsn | 2014-01-01 | 2014-12-31 | Constant | 0 | [23 empty] | From eQ_Lib.dat in MASControl 2017
D_Htl_GRmCi_Misc_Yr | Equipment | FRACTION | Default¦Hol | 2014-01-01 | 2014-12-31 | Hourly | 0.6 | 0.6 | 0.6 | 0.6 | 0.6 | 0.6 | 0.4 | 0.3 | 0.2 | 0.35 | 0.6 | 0.6 | 0.6 | 0.6 | 0.6 | 0.6 | 0.6 | 0.6 | 0.55 | 0.55 | 0.4 | 0.3 | 0.2 | 0.3 | From eQ_Lib.dat in MASControl 2017
D_Htl_GRmO_Misc_Yr | Equipment | FRACTION | SmrDsn | 2014-01-01 | 2014-12-31 | Constant | 1 | [23 empty] | From eQ_Lib.dat in MASControl 2017
D_Htl_GRmO_Misc_Yr | Equipment | FRACTION | WntrDsn | 2014-01-01 | 2014-12-31 | Constant | 0 | [23 empty] | From eQ_Lib.dat in MASControl 2017
D_Htl_GRmO_Misc_Yr | Equipment | FRACTION | Default¦Hol | 2014-01-01 | 2014-12-31 | Hourly | 0.2 | 0.2 | 0.2 | 0.2 | 0.2 | 0.2 | 0.6 | 0.6 | 0.6 | 0.6 | 0.6 | 0.6 | 0.5 | 0.5 | 0.5 | 0.5 | 0.5 | 0.5 | 0.8 | 0.8 | 0.8 | 0.8 | 0.8 | 0.8 | From eQ_Lib.dat in MASControl 2017
D_Htl_GRmU_Misc_Yr | Equipment | FRACTION | SmrDsn | 2014-01-01 | 2014-12-31 | Constant | 1 | [23 empty] | From eQ_Lib.dat in MASControl 2017
D_Htl_GRmU_Misc_Yr | Equipment | FRACTION | WntrDsn | 2014-01-01 | 2014-12-31 | Constant | 0 | [23 empty] | From eQ_Lib.dat in MASControl 2017
D_Htl_GRmU_Misc_Yr | Equipment | FRACTION | Default¦Hol | 2014-01-01 | 2014-12-31 | Constant | 0.1 | [23 empty] | From eQ_Lib.dat in MASControl 2017
D_Htl_Ktchn_Misc_Yr | Equipment | FRACTION | SmrDsn | 2014-01-01 | 2014-12-31 | Constant | 1 | [23 empty] | From eQ_Lib.dat in MASControl 2017
D_Htl_Ktchn_Misc_Yr | Equipment | FRACTION | WntrDsn | 2014-01-01 | 2014-12-31 | Constant | 0 | [23 empty] | From eQ_Lib.dat in MASControl 2017
D_Htl_Ktchn_Misc_Yr | Equipment | FRACTION | Default¦Hol | 2014-01-01 | 2014-12-31 | Hourly | 0.25 | 0.24 | 0.23 | 0.23 | 0.24 | 0.26 | 0.33 | 0.41 | 0.5 | 0.6 | 0.7 | 0.71 | 0.75 | 0.8 | 0.78 | 0.75 | 0.7 | 0.61 | 0.5 | 0.46 | 0.4 | 0.39 | 0.31 | 0.29 | From eQ_Lib.dat in MASControl 2017
D_Htl_Lng_Misc_Yr | Equipment | FRACTION | SmrDsn | 2014-01-01 | 2014-12-31 | Constant | 1 | [23 empty] | From eQ_Lib.dat in MASControl 2017
D_Htl_Lng_Misc_Yr | Equipment | FRACTION | WntrDsn | 2014-01-01 | 2014-12-31 | Constant | 0 | [23 empty] | From eQ_Lib.dat in MASControl 2017
D_Htl_Lng_Misc_Yr | Equipment | FRACTION | Default¦Hol | 2014-01-01 | 2014-12-31 | Hourly | 0.25 | 0.23 | 0.19 | 0.19 | 0.19 | 0.19 | 0.27 | 0.31 | 0.42 | 0.53 | 0.64 | 0.57 | 0.6 | 0.67 | 0.66 | 0.66 | 0.58 | 0.6 | 0.56 | 0.64 | 0.56 | 0.54 | 0.36 | 0.31 | From eQ_Lib.dat in MASControl 2017
D_Htl_Lob_Misc_Yr | Equipment | FRACTION | SmrDsn | 2014-01-01 | 2014-12-31 | Constant | 1 | [23 empty] | From eQ_Lib.dat in MASControl 2017
D_Htl_Lob_Misc_Yr | Equipment | FRACTION | WntrDsn | 2014-01-01 | 2014-12-31 | Constant | 0 | [23 empty] | From eQ_Lib.dat in MASControl 2017
D_Htl_Lob_Misc_Yr | Equipment | FRACTION | Default¦Hol | 2014-01-01 | 2014-12-31 | Hourly | 0.32 | 0.31 | 0.28 | 0.28 | 0.3 | 0.31 | 0.35 | 0.43 | 0.5 | 0.57 | 0.68 | 0.71 | 0.76 | 0.8 | 0.77 | 0.76 | 0.69 | 0.67 | 0.57 | 0.57 | 0.5 | 0.49 | 0.39 | 0.37 | From eQ_Lib.dat in MASControl 2017
D_Htl_OffGen_Misc_Yr | Equipment | FRACTION | SmrDsn | 2014-01-01 | 2014-12-31 | Constant | 1 | [23 empty] | From eQ_Lib.dat in MASControl 2017
D_Htl_OffGen_Misc_Yr | Equipment | FRACTION | WntrDsn | 2014-01-01 | 2014-12-31 | Constant | 0 | [23 empty] | From eQ_Lib.dat in MASControl 2017
D_Htl_OffGen_Misc_Yr | Equipment | FRACTION | Default¦Hol | 2014-01-01 | 2014-12-31 | Hourly | 0.3 | 0.3 | 0.3 | 0.3 | 0.3 | 0.3 | 0.5 | 1 | 1 | 1 | 1 | 1 | 1 | 1 | 1 | 1 | 1 | 1 | 1 | 0.5 | 0.3 | 0.3 | 0.3 | 0.3 | From eQ_Lib.dat in MASControl 2017
D_MBT_Caf_Misc_Yr | Equipment | FRACTION | Default¦Wkdy | 2014-01-01 | 2014-12-31 | Hourly | 0 | 0 | 0 | 0 | 0 | 0 | 0.05 | 0.3 | 0.2 | 0.05 | 0.05 | 0.25 | 1 | 0.25 | 0.05 | 0.05 | 0.1 | 0.2 | 0.1 | 0.05 | 0.05 | 0 | 0 | 0 | From eQ_Lib.dat in MASControl 2017
D_MBT_Caf_Misc_Yr | Equipment | FRACTION | Wknd | 2014-01-01 | 2014-12-31 | Constant | 0 | [23 empty] | From eQ_Lib.dat in MASControl 2017
D_MBT_Caf_Misc_Yr | Equipment | FRACTION | WntrDsn | 2014-01-01 | 2014-12-31 | Constant | 0 | [23 empty] | From eQ_Lib.dat in MASControl 2017
D_MBT_Caf_Misc_Yr | Equipment | FRACTION | SmrDsn | 2014-01-01 | 2014-12-31 | Constant | 1 | [23 empty] | From eQ_Lib.dat in MASControl 2017
D_MBT_Caf_Misc_Yr | Equipment | FRACTION | Hol | 2014-01-01 | 2014-12-31 | Constant | 0 | [23 empty] | From eQ_Lib.dat in MASControl 2017
D_MBT_CompDC_Misc_Yr | Equipment | FRACTION | Default¦Wkdy | 2014-01-01 | 2014-12-31 | Hourly | 0.3 | 0.3 | 0.3 | 0.3 | 0.3 | 0.3 | 0.4 | 0.9 | 0.9 | 0.9 | 0.9 | 0.7 | 0.9 | 0.9 | 0.9 | 0.9 | 0.9 | 0.3 | 0.3 | 0.3 | 0.3 | 0.3 | 0.3 | 0.3 | From eQ_Lib.dat in MASControl 2017
D_MBT_CompDC_Misc_Yr | Equipment | FRACTION | Wknd | 2014-01-01 | 2014-12-31 | Constant | 0.3 | [23 empty] | From eQ_Lib.dat in MASControl 2017
D_MBT_CompDC_Misc_Yr | Equipment | FRACTION | WntrDsn | 2014-01-01 | 2014-12-31 | Constant | 0 | [23 empty] | From eQ_Lib.dat in MASControl 2017
D_MBT_CompDC_Misc_Yr | Equipment | FRACTION | SmrDsn | 2014-01-01 | 2014-12-31 | Constant | 1 | [23 empty] | From eQ_Lib.dat in MASControl 2017
D_MBT_CompDC_Misc_Yr | Equipment | FRACTION | Hol | 2014-01-01 | 2014-12-31 | Constant | 0.3 | [23 empty] | From eQ_Lib.dat in MASControl 2017
D_MBT_Conf_Misc_Yr | Equipment | FRACTION | Default¦Wkdy | 2014-01-01 | 2014-12-31 | Hourly | 0 | 0 | 0 | 0 | 0 | 0 | 0 | 1 | 1 | 0.5 | 1 | 1 | 1 | 1 | 1 | 1 | 0.5 | 0 | 1 | 1 | 1 | 0.5 | 0.5 | 0.5 | From eQ_Lib.dat in MASControl 2017
D_MBT_Conf_Misc_Yr | Equipment | FRACTION | Wknd | 2014-01-01 | 2014-12-31 | Constant | 0 | [23 empty] | From eQ_Lib.dat in MASControl 2017
D_MBT_Conf_Misc_Yr | Equipment | FRACTION | WntrDsn | 2014-01-01 | 2014-12-31 | Constant | 0 | [23 empty] | From eQ_Lib.dat in MASControl 2017
D_MBT_Conf_Misc_Yr | Equipment | FRACTION | SmrDsn | 2014-01-01 | 2014-12-31 | Constant | 1 | [23 empty] | From eQ_Lib.dat in MASControl 2017
D_MBT_Conf_Misc_Yr | Equipment | FRACTION | Hol | 2014-01-01 | 2014-12-31 | Constant | 0 | [23 empty] | From eQ_Lib.dat in MASControl 2017
D_MBT_Cordr_Misc_Yr | Equipment | FRACTION | SmrDsn | 2014-01-01 | 2014-12-31 | Constant | 1 | [23 empty] | From eQ_Lib.dat in MASControl 2017
D_MBT_Cordr_Misc_Yr | Equipment | FRACTION | WntrDsn | 2014-01-01 | 2014-12-31 | Constant | 0 | [23 empty] | From eQ_Lib.dat in MASControl 2017
D_MBT_Cordr_Misc_Yr | Equipment | FRACTION | Default¦Hol | 2014-01-01 | 2014-12-31 | Constant | 1 | [23 empty] | From eQ_Lib.dat in MASControl 2017
D_MBT_Ind_Misc_Yr | Equipment | FRACTION | Default¦Wkdy | 2014-01-01 | 2014-12-31 | Hourly | 0.2 | 0.2 | 0.2 | 0.2 | 0.2 | 0.2 | 0.4 | 0.85 | 0.85 | 0.85 | 0.85 | 0.75 | 0.85 | 0.85 | 0.85 | 0.85 | 0.65 | 0.4 | 0.2 | 0.2 | 0.2 | 0.2 | 0.2 | 0.2 | From eQ_Lib.dat in MASControl 2017
D_MBT_Ind_Misc_Yr | Equipment | FRACTION | Wknd | 2014-01-01 | 2014-12-31 | Constant | 0.2 | [23 empty] | From eQ_Lib.dat in MASControl 2017
D_MBT_Ind_Misc_Yr | Equipment | FRACTION | WntrDsn | 2014-01-01 | 2014-12-31 | Constant | 0 | [23 empty] | From eQ_Lib.dat in MASControl 2017
D_MBT_Ind_Misc_Yr | Equipment | FRACTION | SmrDsn | 2014-01-01 | 2014-12-31 | Constant | 1 | [23 empty] | From eQ_Lib.dat in MASControl 2017
D_MBT_Ind_Misc_Yr | Equipment | FRACTION | Hol | 2014-01-01 | 2014-12-31 | Constant | 0.2 | [23 empty] | From eQ_Lib.dat in MASControl 2017
D_MBT_Ktchn_Misc_Yr | Equipment | FRACTION | Default¦Wkdy | 2014-01-01 | 2014-12-31 | Hourly | 0.25 | 0.25 | 0.25 | 0.25 | 0.25 | 0.25 | 0.25 | 0.3 | 0.25 | 0.25 | 0.25 | 0.25 | 1 | 0.25 | 0.25 | 0.25 | 0.25 | 0.25 | 0.25 | 0.25 | 0.25 | 0.25 | 0.25 | 0.25 | From eQ_Lib.dat in MASControl 2017
D_MBT_Ktchn_Misc_Yr | Equipment | FRACTION | Wknd | 2014-01-01 | 2014-12-31 | Constant | 0.25 | [23 empty] | From eQ_Lib.dat in MASControl 2017
D_MBT_Ktchn_Misc_Yr | Equipment | FRACTION | WntrDsn | 2014-01-01 | 2014-12-31 | Constant | 0 | [23 empty] | From eQ_Lib.dat in MASControl 2017
D_MBT_Ktchn_Misc_Yr | Equipment | FRACTION | SmrDsn | 2014-01-01 | 2014-12-31 | Constant | 1 | [23 empty] | From eQ_Lib.dat in MASControl 2017
D_MBT_Ktchn_Misc_Yr | Equipment | FRACTION | Hol | 2014-01-01 | 2014-12-31 | Constant | 0.25 | [23 empty] | From eQ_Lib.dat in MASControl 2017
D_MBT_Lab_Misc_Yr | Equipment | FRACTION | Default¦Wkdy | 2014-01-01 | 2014-12-31 | Hourly | 0.2 | 0.2 | 0.2 | 0.2 | 0.2 | 0.2 | 0.4 | 0.85 | 0.85 | 0.85 | 0.85 | 0.75 | 0.85 | 0.85 | 0.85 | 0.85 | 0.65 | 0.4 | 0.2 | 0.2 | 0.2 | 0.2 | 0.2 | 0.2 | From eQ_Lib.dat in MASControl 2017
D_MBT_Lab_Misc_Yr | Equipment | FRACTION | Wknd | 2014-01-01 | 2014-12-31 | Constant | 0.2 | [23 empty] | From eQ_Lib.dat in MASControl 2017
D_MBT_Lab_Misc_Yr | Equipment | FRACTION | WntrDsn | 2014-01-01 | 2014-12-31 | Constant | 0 | [23 empty] | From eQ_Lib.dat in MASControl 2017
D_MBT_Lab_Misc_Yr | Equipment | FRACTION | SmrDsn | 2014-01-01 | 2014-12-31 | Constant | 1 | [23 empty] | From eQ_Lib.dat in MASControl 2017
D_MBT_Lab_Misc_Yr | Equipment | FRACTION | Hol | 2014-01-01 | 2014-12-31 | Constant | 0.2 | [23 empty] | From eQ_Lib.dat in MASControl 2017
D_MBT_OffGen_Misc_Yr | Equipment | FRACTION | Default¦Wkdy | 2014-01-01 | 2014-12-31 | Hourly | 0.1 | 0.1 | 0.1 | 0.1 | 0.1 | 0.1 | 0.4 | 0.9 | 0.9 | 0.9 | 0.9 | 0.7 | 0.9 | 0.9 | 0.9 | 0.9 | 0.9 | 0.3 | 0.1 | 0.1 | 0.1 | 0.1 | 0.1 | 0.1 | From eQ_Lib.dat in MASControl 2017
D_MBT_OffGen_Misc_Yr | Equipment | FRACTION | Wknd | 2014-01-01 | 2014-12-31 | Constant | 0.1 | [23 empty] | From eQ_Lib.dat in MASControl 2017
D_MBT_OffGen_Misc_Yr | Equipment | FRACTION | WntrDsn | 2014-01-01 | 2014-12-31 | Constant | 0 | [23 empty] | From eQ_Lib.dat in MASControl 2017
D_MBT_OffGen_Misc_Yr | Equipment | FRACTION | SmrDsn | 2014-01-01 | 2014-12-31 | Constant | 1 | [23 empty] | From eQ_Lib.dat in MASControl 2017
D_MBT_OffGen_Misc_Yr | Equipment | FRACTION | Hol | 2014-01-01 | 2014-12-31 | Constant | 0.1 | [23 empty] | From eQ_Lib.dat in MASControl 2017
D_MFm_Bedrm_Plugs_Yr | Equipment | FRACTION | SmrDsn | 2014-01-01 | 2014-12-31 | Constant | 1 | [23 empty] | From eQ_Lib.dat in MASControl 2017
D_MFm_Bedrm_Plugs_Yr | Equipment | FRACTION | WntrDsn | 2014-01-01 | 2014-12-31 | Constant | 0 | [23 empty] | From eQ_Lib.dat in MASControl 2017
D_MFm_Bedrm_Plugs_Yr | Equipment | FRACTION | Default¦Hol | 2014-01-01 | 2014-12-31 | Hourly | 0.037 | 0.035 | 0.034 | 0.034 | 0.032 | 0.036 | 0.042 | 0.044 | 0.037 | 0.032 | 0.033 | 0.033 | 0.032 | 0.033 | 0.035 | 0.037 | 0.044 | 0.053 | 0.058 | 0.06 | 0.062 | 0.06 | 0.052 | 0.045 | From eQ_Lib.dat in MASControl 2017
D_MFm_Living_Plugs_Yr | Equipment | FRACTION | SmrDsn | 2014-01-01 | 2014-12-31 | Constant | 1 | [23 empty] | From eQ_Lib.dat in MASControl 2017
D_MFm_Living_Plugs_Yr | Equipment | FRACTION | WntrDsn | 2014-01-01 | 2014-12-31 | Constant | 0 | [23 empty] | From eQ_Lib.dat in MASControl 2017
D_MFm_Living_Plugs_Yr | Equipment | FRACTION | Default¦Hol | 2014-01-01 | 2014-12-31 | Hourly | 0.037 | 0.035 | 0.034 | 0.034 | 0.032 | 0.036 | 0.042 | 0.044 | 0.037 | 0.032 | 0.033 | 0.033 | 0.032 | 0.033 | 0.035 | 0.037 | 0.044 | 0.053 | 0.058 | 0.06 | 0.062 | 0.06 | 0.052 | 0.045 | From eQ_Lib.dat in MASControl 2017
D_MFm_MFPub_Plugs_Yr | Equipment | FRACTION | SmrDsn | 2014-01-01 | 2014-12-31 | Constant | 1 | [23 empty] | From eQ_Lib.dat in MASControl 2017
D_MFm_MFPub_Plugs_Yr | Equipment | FRACTION | WntrDsn | 2014-01-01 | 2014-12-31 | Constant | 0 | [23 empty] | From eQ_Lib.dat in MASControl 2017
D_MFm_MFPub_Plugs_Yr | Equipment | FRACTION | Default¦Hol | 2014-01-01 | 2014-12-31 | Hourly | 0.037 | 0.035 | 0.034 | 0.034 | 0.032 | 0.036 | 0.042 | 0.044 | 0.037 | 0.032 | 0.033 | 0.033 | 0.032 | 0.033 | 0.035 | 0.037 | 0.044 | 0.053 | 0.058 | 0.06 | 0.062 | 0.06 | 0.052 | 0.045 | From eQ_Lib.dat in MASControl 2017
D_MLI_Ind_Misc_Yr | Equipment | FRACTION | Default¦Wkdy | 2014-01-01 | 2014-12-31 | Hourly | 0.1 | 0.1 | 0.1 | 0.1 | 0.1 | 0.1 | 0.4 | 0.9 | 0.9 | 0.9 | 0.9 | 0.7 | 0.9 | 0.9 | 0.9 | 0.9 | 0.9 | 0.3 | 0.1 | 0.1 | 0.1 | 0.1 | 0.1 | 0.1 | From eQ_Lib.dat in MASControl 2017
D_MLI_Ind_Misc_Yr | Equipment | FRACTION | Wknd | 2014-01-01 | 2014-12-31 | Constant | 0.1 | [23 empty] | From eQ_Lib.dat in MASControl 2017
D_MLI_Ind_Misc_Yr | Equipment | FRACTION | WntrDsn | 2014-01-01 | 2014-12-31 | Constant | 0 | [23 empty] | From eQ_Lib.dat in MASControl 2017
D_MLI_Ind_Misc_Yr | Equipment | FRACTION | SmrDsn | 2014-01-01 | 2014-12-31 | Constant | 1 | [23 empty] | From eQ_Lib.dat in MASControl 2017
D_MLI_Ind_Misc_Yr | Equipment | FRACTION | Hol | 2014-01-01 | 2014-12-31 | Constant | 0.1 | [23 empty] | From eQ_Lib.dat in MASControl 2017
D_MLI_Stor_Misc_Yr | Equipment | FRACTION | Default¦Wkdy | 2014-01-01 | 2014-12-31 | Hourly | 0.05 | 0.05 | 0.05 | 0.05 | 0.05 | 0.9 | 0.9 | 1 | 1 | 1 | 1 | 1 | 1 | 1 | 1 | 1 | 0.4 | 0.4 | 0.05 | 0.05 | 0.05 | 0.05 | 0.05 | 0.05 | From eQ_Lib.dat in MASControl 2017
D_MLI_Stor_Misc_Yr | Equipment | FRACTION | Wknd | 2014-01-01 | 2014-12-31 | Constant | 0.05 | [23 empty] | From eQ_Lib.dat in MASControl 2017
D_MLI_Stor_Misc_Yr | Equipment | FRACTION | WntrDsn | 2014-01-01 | 2014-12-31 | Constant | 0 | [23 empty] | From eQ_Lib.dat in MASControl 2017
D_MLI_Stor_Misc_Yr | Equipment | FRACTION | SmrDsn | 2014-01-01 | 2014-12-31 | Constant | 1 | [23 empty] | From eQ_Lib.dat in MASControl 2017
D_MLI_Stor_Misc_Yr | Equipment | FRACTION | Hol | 2014-01-01 | 2014-12-31 | Constant | 0.05 | [23 empty] | From eQ_Lib.dat in MASControl 2017
D_Mtl_Cordr_Misc_Yr | Equipment | FRACTION | SmrDsn | 2014-01-01 | 2014-12-31 | Constant | 1 | [23 empty] | From eQ_Lib.dat in MASControl 2017
D_Mtl_Cordr_Misc_Yr | Equipment | FRACTION | WntrDsn | 2014-01-01 | 2014-12-31 | Constant | 0 | [23 empty] | From eQ_Lib.dat in MASControl 2017
D_Mtl_Cordr_Misc_Yr | Equipment | FRACTION | Default¦Hol | 2014-01-01 | 2014-12-31 | Hourly | 0.6 | 0.6 | 0.6 | 0.6 | 0.6 | 0.6 | 0.4 | 0.3 | 0.2 | 0.35 | 0.6 | 0.6 | 0.6 | 0.6 | 0.6 | 0.6 | 0.6 | 0.6 | 0.55 | 0.55 | 0.4 | 0.3 | 0.2 | 0.3 | From eQ_Lib.dat in MASControl 2017
D_Mtl_FacMnt_Misc_Yr | Equipment | FRACTION | SmrDsn | 2014-01-01 | 2014-12-31 | Constant | 1 | [23 empty] | From eQ_Lib.dat in MASControl 2017
D_Mtl_FacMnt_Misc_Yr | Equipment | FRACTION | WntrDsn | 2014-01-01 | 2014-12-31 | Constant | 0 | [23 empty] | From eQ_Lib.dat in MASControl 2017
D_Mtl_FacMnt_Misc_Yr | Equipment | FRACTION | Default¦Hol | 2014-01-01 | 2014-12-31 | Hourly | 0.4 | 0.4 | 0.4 | 0.4 | 0.4 | 0.4 | 0.6 | 0.8 | 0.9 | 0.9 | 1 | 1 | 0.9 | 0.7 | 0.7 | 0.7 | 1 | 1 | 0.7 | 0.7 | 0.7 | 0.6 | 0.5 | 0.4 | From eQ_Lib.dat in MASControl 2017
D_Mtl_GRm12_Misc_Yr | Equipment | FRACTION | SmrDsn | 2014-01-01 | 2014-12-31 | Constant | 1 | [23 empty] | From eQ_Lib.dat in MASControl 2017
D_Mtl_GRm12_Misc_Yr | Equipment | FRACTION | WntrDsn | 2014-01-01 | 2014-12-31 | Constant | 0 | [23 empty] | From eQ_Lib.dat in MASControl 2017
D_Mtl_GRm12_Misc_Yr | Equipment | FRACTION | Default¦Hol | 2014-01-01 | 2014-12-31 | Hourly | 0.4 | 0.4 | 0.4 | 0.4 | 0.4 | 0.4 | 0.6 | 0.7 | 0.8 | 0.65 | 0.4 | 0.15 | 0.15 | 0.15 | 0.15 | 0.15 | 0.15 | 0.25 | 0.3 | 0.45 | 0.6 | 0.7 | 0.8 | 0.7 | From eQ_Lib.dat in MASControl 2017
D_Mtl_GRm24_Misc_Yr | Equipment | FRACTION | SmrDsn | 2014-01-01 | 2014-12-31 | Constant | 1 | [23 empty] | From eQ_Lib.dat in MASControl 2017
D_Mtl_GRm24_Misc_Yr | Equipment | FRACTION | WntrDsn | 2014-01-01 | 2014-12-31 | Constant | 0 | [23 empty] | From eQ_Lib.dat in MASControl 2017
D_Mtl_GRm24_Misc_Yr | Equipment | FRACTION | Default¦Hol | 2014-01-01 | 2014-12-31 | Hourly | 0.4 | 0.4 | 0.4 | 0.4 | 0.4 | 0.4 | 0.6 | 0.7 | 0.8 | 0.65 | 0.4 | 0.4 | 0.4 | 0.4 | 0.4 | 0.4 | 0.4 | 0.4 | 0.45 | 0.45 | 0.6 | 0.7 | 0.8 | 0.7 | From eQ_Lib.dat in MASControl 2017
D_Mtl_GRmU_Misc_Yr | Equipment | FRACTION | SmrDsn | 2014-01-01 | 2014-12-31 | Constant | 1 | [23 empty] | From eQ_Lib.dat in MASControl 2017
D_Mtl_GRmU_Misc_Yr | Equipment | FRACTION | WntrDsn | 2014-01-01 | 2014-12-31 | Constant | 0 | [23 empty] | From eQ_Lib.dat in MASControl 2017
D_Mtl_GRmU_Misc_Yr | Equipment | FRACTION | Default¦Hol | 2014-01-01 | 2014-12-31 | Constant | 0 | [23 empty] | From eQ_Lib.dat in MASControl 2017
D_Mtl_OffGen_Misc_Yr | Equipment | FRACTION | SmrDsn | 2014-01-01 | 2014-12-31 | Constant | 1 | [23 empty] | From eQ_Lib.dat in MASControl 2017
D_Mtl_OffGen_Misc_Yr | Equipment | FRACTION | WntrDsn | 2014-01-01 | 2014-12-31 | Constant | 0 | [23 empty] | From eQ_Lib.dat in MASControl 2017
D_Mtl_OffGen_Misc_Yr | Equipment | FRACTION | Default¦Hol | 2014-01-01 | 2014-12-31 | Hourly | 0.4 | 0.4 | 0.4 | 0.4 | 0.4 | 0.4 | 0.6 | 0.8 | 0.9 | 0.9 | 1 | 1 | 0.9 | 0.7 | 0.7 | 0.7 | 1 | 1 | 0.7 | 0.7 | 0.7 | 0.6 | 0.5 | 0.4 | From eQ_Lib.dat in MASControl 2017
D_Nrs_Cordr_Misc_Yr | Equipment | FRACTION | SmrDsn | 2014-01-01 | 2014-12-31 | Constant | 1 | [23 empty] | From eQ_Lib.dat in MASControl 2017
D_Nrs_Cordr_Misc_Yr | Equipment | FRACTION | WntrDsn | 2014-01-01 | 2014-12-31 | Constant | 0 | [23 empty] | From eQ_Lib.dat in MASControl 2017
D_Nrs_Cordr_Misc_Yr | Equipment | FRACTION | Default¦Hol | 2014-01-01 | 2014-12-31 | Constant | 1 | [23 empty] | From eQ_Lib.dat in MASControl 2017
D_Nrs_FacMnt_Misc_Yr | Equipment | FRACTION | SmrDsn | 2014-01-01 | 2014-12-31 | Constant | 1 | [23 empty] | From eQ_Lib.dat in MASControl 2017
D_Nrs_FacMnt_Misc_Yr | Equipment | FRACTION | WntrDsn | 2014-01-01 | 2014-12-31 | Constant | 0 | [23 empty] | From eQ_Lib.dat in MASControl 2017
D_Nrs_FacMnt_Misc_Yr | Equipment | FRACTION | Default¦Hol | 2014-01-01 | 2014-12-31 | Hourly | 0.2 | 0.2 | 0.2 | 0.2 | 0.2 | 0.4 | 0.6 | 0.8 | 0.9 | 0.9 | 1 | 1 | 0.9 | 0.7 | 0.7 | 0.7 | 1 | 1 | 0.7 | 0.7 | 0.7 | 0.6 | 0.2 | 0.2 | From eQ_Lib.dat in MASControl 2017
D_Nrs_Ktchn_Misc_Yr | Equipment | FRACTION | SmrDsn | 2014-01-01 | 2014-12-31 | Constant | 1 | [23 empty] | From eQ_Lib.dat in MASControl 2017
D_Nrs_Ktchn_Misc_Yr | Equipment | FRACTION | WntrDsn | 2014-01-01 | 2014-12-31 | Constant | 0 | [23 empty] | From eQ_Lib.dat in MASControl 2017
D_Nrs_Ktchn_Misc_Yr | Equipment | FRACTION | Default¦Hol | 2014-01-01 | 2014-12-31 | Hourly | 0.3 | 0.3 | 0.3 | 0.3 | 0.3 | 0.4 | 0.6 | 0.8 | 0.9 | 0.9 | 1 | 1 | 0.9 | 0.7 | 0.7 | 0.7 | 1 | 1 | 0.7 | 0.7 | 0.7 | 0.6 | 0.4 | 0.3 | From eQ_Lib.dat in MASControl 2017
D_Nrs_OffGen_Misc_Yr | Equipment | FRACTION | SmrDsn | 2014-01-01 | 2014-12-31 | Constant | 1 | [23 empty] | From eQ_Lib.dat in MASControl 2017
D_Nrs_OffGen_Misc_Yr | Equipment | FRACTION | WntrDsn | 2014-01-01 | 2014-12-31 | Constant | 0 | [23 empty] | From eQ_Lib.dat in MASControl 2017
D_Nrs_OffGen_Misc_Yr | Equipment | FRACTION | Default¦Hol | 2014-01-01 | 2014-12-31 | Hourly | 0.3 | 0.3 | 0.3 | 0.3 | 0.3 | 0.4 | 0.6 | 0.8 | 0.9 | 0.9 | 1 | 1 | 0.9 | 0.7 | 0.7 | 0.7 | 1 | 1 | 0.7 | 0.7 | 0.7 | 0.6 | 0.4 | 0.3 | From eQ_Lib.dat in MASControl 2017
D_Nrs_Patient_Misc_Yr | Equipment | FRACTION | SmrDsn | 2014-01-01 | 2014-12-31 | Constant | 1 | [23 empty] | From eQ_Lib.dat in MASControl 2017
D_Nrs_Patient_Misc_Yr | Equipment | FRACTION | WntrDsn | 2014-01-01 | 2014-12-31 | Constant | 0 | [23 empty] | From eQ_Lib.dat in MASControl 2017
D_Nrs_Patient_Misc_Yr | Equipment | FRACTION | Default¦Hol | 2014-01-01 | 2014-12-31 | Hourly | 0.3 | 0.3 | 0.3 | 0.3 | 0.3 | 0.4 | 0.6 | 0.8 | 0.9 | 0.9 | 1 | 1 | 0.9 | 0.7 | 0.7 | 0.7 | 1 | 1 | 0.7 | 0.7 | 0.7 | 0.6 | 0.5 | 0.3 | From eQ_Lib.dat in MASControl 2017
D_OfL_All_Misc_Yr | Equipment | FRACTION | Default¦Wkdy | 2014-01-01 | 2014-12-31 | Hourly | 0.3 | 0.3 | 0.3 | 0.3 | 0.3 | 0.3 | 0.3 | 0.8 | 0.9 | 0.9 | 0.95 | 0.95 | 0.8 | 0.8 | 0.9 | 0.9 | 0.95 | 0.8 | 0.7 | 0.6 | 0.4 | 0.3 | 0.3 | 0.3 | From eQ_Lib.dat in MASControl 2017
D_OfL_All_Misc_Yr | Equipment | FRACTION | Sat | 2014-01-01 | 2014-12-31 | Hourly | 0.3 | 0.3 | 0.3 | 0.3 | 0.3 | 0.3 | 0.3 | 0.4 | 0.45 | 0.45 | 0.475 | 0.475 | 0.4 | 0.4 | 0.45 | 0.45 | 0.475 | 0.3 | 0.3 | 0.3 | 0.3 | 0.3 | 0.3 | 0.3 | From eQ_Lib.dat in MASControl 2017
D_OfL_All_Misc_Yr | Equipment | FRACTION | Sun | 2014-01-01 | 2014-12-31 | Constant | 0.3 | [23 empty] | From eQ_Lib.dat in MASControl 2017
D_OfL_All_Misc_Yr | Equipment | FRACTION | WntrDsn | 2014-01-01 | 2014-12-31 | Constant | 0 | [23 empty] | From eQ_Lib.dat in MASControl 2017
D_OfL_All_Misc_Yr | Equipment | FRACTION | SmrDsn | 2014-01-01 | 2014-12-31 | Constant | 1 | [23 empty] | From eQ_Lib.dat in MASControl 2017
D_OfL_All_Misc_Yr | Equipment | FRACTION | Hol | 2014-01-01 | 2014-12-31 | Constant | 0.3 | [23 empty] | From eQ_Lib.dat in MASControl 2017
D_OfS_All_Misc_Yr | Equipment | FRACTION | Default¦Wkdy | 2014-01-01 | 2014-12-31 | Hourly | 0.2 | 0.2 | 0.2 | 0.2 | 0.2 | 0.2 | 0.2 | 0.6 | 0.9 | 0.9 | 0.95 | 0.95 | 0.8 | 0.8 | 0.9 | 0.9 | 0.9 | 0.7 | 0.4 | 0.2 | 0.2 | 0.2 | 0.2 | 0.2 | From eQ_Lib.dat in MASControl 2017
D_OfS_All_Misc_Yr | Equipment | FRACTION | Sat | 2014-01-01 | 2014-12-31 | Hourly | 0.2 | 0.2 | 0.2 | 0.2 | 0.2 | 0.2 | 0.2 | 0.3 | 0.5 | 0.5 | 0.5 | 0.5 | 0.4 | 0.5 | 0.5 | 0.5 | 0.5 | 0.2 | 0.2 | 0.2 | 0.2 | 0.2 | 0.2 | 0.2 | From eQ_Lib.dat in MASControl 2017
D_OfS_All_Misc_Yr | Equipment | FRACTION | Sun | 2014-01-01 | 2014-12-31 | Constant | 0.2 | [23 empty] | From eQ_Lib.dat in MASControl 2017
D_OfS_All_Misc_Yr | Equipment | FRACTION | WntrDsn | 2014-01-01 | 2014-12-31 | Constant | 0 | [23 empty] | From eQ_Lib.dat in MASControl 2017
D_OfS_All_Misc_Yr | Equipment | FRACTION | SmrDsn | 2014-01-01 | 2014-12-31 | Constant | 1 | [23 empty] | From eQ_Lib.dat in MASControl 2017
D_OfS_All_Misc_Yr | Equipment | FRACTION | Hol | 2014-01-01 | 2014-12-31 | Constant | 0.2 | [23 empty] | From eQ_Lib.dat in MASControl 2017
D_RFF_Din_Misc_Yr | Equipment | FRACTION | Default¦Wkdy | 2014-01-01 | 2014-12-31 | Hourly | 0.15 | 0.15 | 0.15 | 0.15 | 0.15 | 0.3 | 0.45 | 0.5 | 0.5 | 0.5 | 0.8 | 1 | 1 | 1 | 1 | 1 | 1 | 1 | 1 | 1 | 1 | 1 | 0.95 | 0.85 | From eQ_Lib.dat in MASControl 2017
D_RFF_Din_Misc_Yr | Equipment | FRACTION | Wknd | 2014-01-01 | 2014-12-31 | Hourly | 0.15 | 0.15 | 0.15 | 0.15 | 0.15 | 0.3 | 0.45 | 0.5 | 0.5 | 0.5 | 0.8 | 1 | 1 | 1 | 1 | 1 | 1 | 1 | 1 | 1 | 1 | 1 | 0.95 | 0.65 | From eQ_Lib.dat in MASControl 2017
D_RFF_Din_Misc_Yr | Equipment | FRACTION | WntrDsn | 2014-01-01 | 2014-12-31 | Constant | 0 | [23 empty] | From eQ_Lib.dat in MASControl 2017
D_RFF_Din_Misc_Yr | Equipment | FRACTION | SmrDsn | 2014-01-01 | 2014-12-31 | Constant | 1 | [23 empty] | From eQ_Lib.dat in MASControl 2017
D_RFF_Din_Misc_Yr | Equipment | FRACTION | Hol | 2014-01-01 | 2014-12-31 | Hourly | 0.15 | 0.15 | 0.15 | 0.15 | 0.15 | 0.3 | 0.45 | 0.5 | 0.5 | 0.5 | 0.8 | 1 | 1 | 1 | 1 | 1 | 1 | 1 | 1 | 1 | 1 | 1 | 0.95 | 0.65 | From eQ_Lib.dat in MASControl 2017
D_RFF_Ktchn_Misc_Yr | Equipment | FRACTION | Default¦Wkdy | 2014-01-01 | 2014-12-31 | Hourly | 0.15 | 0.15 | 0.15 | 0.15 | 0.15 | 0.3 | 0.45 | 0.5 | 0.5 | 0.5 | 0.8 | 1 | 1 | 1 | 1 | 1 | 1 | 1 | 1 | 1 | 1 | 1 | 0.95 | 0.85 | From eQ_Lib.dat in MASControl 2017
D_RFF_Ktchn_Misc_Yr | Equipment | FRACTION | Wknd | 2014-01-01 | 2014-12-31 | Hourly | 0.15 | 0.15 | 0.15 | 0.15 | 0.15 | 0.3 | 0.45 | 0.5 | 0.5 | 0.5 | 0.8 | 1 | 1 | 1 | 1 | 1 | 1 | 1 | 1 | 1 | 1 | 1 | 0.95 | 0.65 | From eQ_Lib.dat in MASControl 2017
D_RFF_Ktchn_Misc_Yr | Equipment | FRACTION | WntrDsn | 2014-01-01 | 2014-12-31 | Constant | 0 | [23 empty] | From eQ_Lib.dat in MASControl 2017
D_RFF_Ktchn_Misc_Yr | Equipment | FRACTION | SmrDsn | 2014-01-01 | 2014-12-31 | Constant | 1 | [23 empty] | From eQ_Lib.dat in MASControl 2017
D_RFF_Ktchn_Misc_Yr | Equipment | FRACTION | Hol | 2014-01-01 | 2014-12-31 | Hourly | 0.15 | 0.15 | 0.15 | 0.15 | 0.15 | 0.3 | 0.45 | 0.5 | 0.5 | 0.5 | 0.8 | 1 | 1 | 1 | 1 | 1 | 1 | 1 | 1 | 1 | 1 | 1 | 0.95 | 0.65 | From eQ_Lib.dat in MASControl 2017
D_RSD_Din_Misc_Yr | Equipment | FRACTION | Default¦Wkdy | 2014-01-01 | 2014-12-31 | Hourly | 0.15 | 0.15 | 0.15 | 0.15 | 0.15 | 0.3 | 0.45 | 0.5 | 0.5 | 0.5 | 0.8 | 1 | 1 | 1 | 1 | 1 | 1 | 1 | 1 | 1 | 1 | 1 | 0.95 | 0.85 | From eQ_Lib.dat in MASControl 2017
D_RSD_Din_Misc_Yr | Equipment | FRACTION | Wknd | 2014-01-01 | 2014-12-31 | Hourly | 0.15 | 0.15 | 0.15 | 0.15 | 0.15 | 0.3 | 0.45 | 0.5 | 0.5 | 0.5 | 0.8 | 1 | 1 | 1 | 1 | 1 | 1 | 1 | 1 | 1 | 1 | 1 | 0.95 | 0.65 | From eQ_Lib.dat in MASControl 2017
D_RSD_Din_Misc_Yr | Equipment | FRACTION | WntrDsn | 2014-01-01 | 2014-12-31 | Constant | 0 | [23 empty] | From eQ_Lib.dat in MASControl 2017
D_RSD_Din_Misc_Yr | Equipment | FRACTION | SmrDsn | 2014-01-01 | 2014-12-31 | Constant | 1 | [23 empty] | From eQ_Lib.dat in MASControl 2017
D_RSD_Din_Misc_Yr | Equipment | FRACTION | Hol | 2014-01-01 | 2014-12-31 | Hourly | 0.15 | 0.15 | 0.15 | 0.15 | 0.15 | 0.3 | 0.45 | 0.5 | 0.5 | 0.5 | 0.8 | 1 | 1 | 1 | 1 | 1 | 1 | 1 | 1 | 1 | 1 | 1 | 0.95 | 0.65 | From eQ_Lib.dat in MASControl 2017
D_RSD_Ktchn_Misc_Yr | Equipment | FRACTION | Default¦Wkdy | 2014-01-01 | 2014-12-31 | Hourly | 0.15 | 0.15 | 0.15 | 0.15 | 0.15 | 0.3 | 0.45 | 0.5 | 0.5 | 0.5 | 0.8 | 1 | 1 | 1 | 1 | 1 | 1 | 1 | 1 | 1 | 1 | 1 | 0.95 | 0.85 | From eQ_Lib.dat in MASControl 2017
D_RSD_Ktchn_Misc_Yr | Equipment | FRACTION | Wknd | 2014-01-01 | 2014-12-31 | Hourly | 0.15 | 0.15 | 0.15 | 0.15 | 0.15 | 0.3 | 0.45 | 0.5 | 0.5 | 0.5 | 0.8 | 1 | 1 | 1 | 1 | 1 | 1 | 1 | 1 | 1 | 1 | 1 | 0.95 | 0.65 | From eQ_Lib.dat in MASControl 2017
D_RSD_Ktchn_Misc_Yr | Equipment | FRACTION | WntrDsn | 2014-01-01 | 2014-12-31 | Constant | 0 | [23 empty] | From eQ_Lib.dat in MASControl 2017
D_RSD_Ktchn_Misc_Yr | Equipment | FRACTION | SmrDsn | 2014-01-01 | 2014-12-31 | Constant | 1 | [23 empty] | From eQ_Lib.dat in MASControl 2017
D_RSD_Ktchn_Misc_Yr | Equipment | FRACTION | Hol | 2014-01-01 | 2014-12-31 | Hourly | 0.15 | 0.15 | 0.15 | 0.15 | 0.15 | 0.3 | 0.45 | 0.5 | 0.5 | 0.5 | 0.8 | 1 | 1 | 1 | 1 | 1 | 1 | 1 | 1 | 1 | 1 | 1 | 0.95 | 0.65 | From eQ_Lib.dat in MASControl 2017
D_Rt3_OffGen_Misc_Yr | Equipment | FRACTION | Default¦Wkdy | 2014-01-01 | 2014-12-31 | Hourly | 0.05 | 0.05 | 0.05 | 0.05 | 0.05 | 0.05 | 0.05 | 0.05 | 0.3 | 0.95 | 0.95 | 0.95 | 0.95 | 0.95 | 0.95 | 0.95 | 0.95 | 0.95 | 0.8 | 0.6 | 0.3 | 0.05 | 0.05 | 0.05 | From eQ_Lib.dat in MASControl 2017
D_Rt3_OffGen_Misc_Yr | Equipment | FRACTION | Sat | 2014-01-01 | 2014-12-31 | Hourly | 0.05 | 0.05 | 0.05 | 0.05 | 0.05 | 0.05 | 0.05 | 0.05 | 0.3 | 0.95 | 0.95 | 0.95 | 0.95 | 0.95 | 0.95 | 0.95 | 0.95 | 0.95 | 0.8 | 0.6 | 0.3 | 0.05 | 0.05 | 0.05 | From eQ_Lib.dat in MASControl 2017
D_Rt3_OffGen_Misc_Yr | Equipment | FRACTION | Sun | 2014-01-01 | 2014-12-31 | Hourly | 0.05 | 0.05 | 0.05 | 0.05 | 0.05 | 0.05 | 0.05 | 0.05 | 0.3 | 0.7 | 0.95 | 0.95 | 0.95 | 0.95 | 0.95 | 0.95 | 0.95 | 0.95 | 0.6 | 0.05 | 0.05 | 0.05 | 0.05 | 0.05 | From eQ_Lib.dat in MASControl 2017
D_Rt3_OffGen_Misc_Yr | Equipment | FRACTION | WntrDsn | 2014-01-01 | 2014-12-31 | Constant | 0 | [23 empty] | From eQ_Lib.dat in MASControl 2017
D_Rt3_OffGen_Misc_Yr | Equipment | FRACTION | SmrDsn | 2014-01-01 | 2014-12-31 | Constant | 1 | [23 empty] | From eQ_Lib.dat in MASControl 2017
D_Rt3_OffGen_Misc_Yr | Equipment | FRACTION | Hol | 2014-01-01 | 2014-12-31 | Hourly | 0.05 | 0.05 | 0.05 | 0.05 | 0.05 | 0.05 | 0.05 | 0.05 | 0.3 | 0.7 | 0.95 | 0.95 | 0.95 | 0.95 | 0.95 | 0.95 | 0.95 | 0.95 | 0.6 | 0.05 | 0.05 | 0.05 | 0.05 | 0.05 | From eQ_Lib.dat in MASControl 2017
D_Rt3_Sales_Misc_Yr | Equipment | FRACTION | Default¦Wkdy | 2014-01-01 | 2014-12-31 | Hourly | 0.05 | 0.05 | 0.05 | 0.05 | 0.05 | 0.05 | 0.05 | 0.05 | 0.3 | 0.95 | 0.95 | 0.95 | 0.95 | 0.95 | 0.95 | 0.95 | 0.95 | 0.95 | 0.8 | 0.6 | 0.3 | 0.05 | 0.05 | 0.05 | From eQ_Lib.dat in MASControl 2017
D_Rt3_Sales_Misc_Yr | Equipment | FRACTION | Sat | 2014-01-01 | 2014-12-31 | Hourly | 0.05 | 0.05 | 0.05 | 0.05 | 0.05 | 0.05 | 0.05 | 0.05 | 0.3 | 0.95 | 0.95 | 0.95 | 0.95 | 0.95 | 0.95 | 0.95 | 0.95 | 0.95 | 0.8 | 0.6 | 0.3 | 0.05 | 0.05 | 0.05 | From eQ_Lib.dat in MASControl 2017
D_Rt3_Sales_Misc_Yr | Equipment | FRACTION | Sun | 2014-01-01 | 2014-12-31 | Hourly | 0.05 | 0.05 | 0.05 | 0.05 | 0.05 | 0.05 | 0.05 | 0.05 | 0.3 | 0.7 | 0.95 | 0.95 | 0.95 | 0.95 | 0.95 | 0.95 | 0.95 | 0.95 | 0.6 | 0.05 | 0.05 | 0.05 | 0.05 | 0.05 | From eQ_Lib.dat in MASControl 2017
D_Rt3_Sales_Misc_Yr | Equipment | FRACTION | WntrDsn | 2014-01-01 | 2014-12-31 | Constant | 0 | [23 empty] | From eQ_Lib.dat in MASControl 2017
D_Rt3_Sales_Misc_Yr | Equipment | FRACTION | SmrDsn | 2014-01-01 | 2014-12-31 | Constant | 1 | [23 empty] | From eQ_Lib.dat in MASControl 2017
D_Rt3_Sales_Misc_Yr | Equipment | FRACTION | Hol | 2014-01-01 | 2014-12-31 | Hourly | 0.05 | 0.05 | 0.05 | 0.05 | 0.05 | 0.05 | 0.05 | 0.05 | 0.3 | 0.7 | 0.95 | 0.95 | 0.95 | 0.95 | 0.95 | 0.95 | 0.95 | 0.95 | 0.6 | 0.05 | 0.05 | 0.05 | 0.05 | 0.05 | From eQ_Lib.dat in MASControl 2017
D_Rt3_Stor_Misc_Yr | Equipment | FRACTION | Default¦Wkdy | 2014-01-01 | 2014-12-31 | Hourly | 0.05 | 0.05 | 0.05 | 0.05 | 0.05 | 0.05 | 0.05 | 0.05 | 0.3 | 0.95 | 0.95 | 0.95 | 0.95 | 0.95 | 0.95 | 0.95 | 0.95 | 0.95 | 0.8 | 0.6 | 0.3 | 0.05 | 0.05 | 0.05 | From eQ_Lib.dat in MASControl 2017
D_Rt3_Stor_Misc_Yr | Equipment | FRACTION | Sat | 2014-01-01 | 2014-12-31 | Hourly | 0.05 | 0.05 | 0.05 | 0.05 | 0.05 | 0.05 | 0.05 | 0.05 | 0.3 | 0.95 | 0.95 | 0.95 | 0.95 | 0.95 | 0.95 | 0.95 | 0.95 | 0.95 | 0.8 | 0.6 | 0.3 | 0.05 | 0.05 | 0.05 | From eQ_Lib.dat in MASControl 2017
D_Rt3_Stor_Misc_Yr | Equipment | FRACTION | Sun | 2014-01-01 | 2014-12-31 | Hourly | 0.05 | 0.05 | 0.05 | 0.05 | 0.05 | 0.05 | 0.05 | 0.05 | 0.3 | 0.7 | 0.95 | 0.95 | 0.95 | 0.95 | 0.95 | 0.95 | 0.95 | 0.95 | 0.6 | 0.05 | 0.05 | 0.05 | 0.05 | 0.05 | From eQ_Lib.dat in MASControl 2017
D_Rt3_Stor_Misc_Yr | Equipment | FRACTION | WntrDsn | 2014-01-01 | 2014-12-31 | Constant | 0 | [23 empty] | From eQ_Lib.dat in MASControl 2017
D_Rt3_Stor_Misc_Yr | Equipment | FRACTION | SmrDsn | 2014-01-01 | 2014-12-31 | Constant | 1 | [23 empty] | From eQ_Lib.dat in MASControl 2017
D_Rt3_Stor_Misc_Yr | Equipment | FRACTION | Hol | 2014-01-01 | 2014-12-31 | Hourly | 0.05 | 0.05 | 0.05 | 0.05 | 0.05 | 0.05 | 0.05 | 0.05 | 0.3 | 0.7 | 0.95 | 0.95 | 0.95 | 0.95 | 0.95 | 0.95 | 0.95 | 0.95 | 0.6 | 0.05 | 0.05 | 0.05 | 0.05 | 0.05 | From eQ_Lib.dat in MASControl 2017
D_RtL_AutoShop_Misc_Yr | Equipment | FRACTION | SmrDsn | 2014-01-01 | 2014-12-31 | Constant | 1 | [23 empty] | From eQ_Lib.dat in MASControl 2017
D_RtL_AutoShop_Misc_Yr | Equipment | FRACTION | WntrDsn | 2014-01-01 | 2014-12-31 | Constant | 0 | [23 empty] | From eQ_Lib.dat in MASControl 2017
D_RtL_AutoShop_Misc_Yr | Equipment | FRACTION | Default¦Hol | 2014-01-01 | 2014-12-31 | Hourly | 0.05 | 0.05 | 0.05 | 0.05 | 0.05 | 0.05 | 0.05 | 0.05 | 1 | 1 | 1 | 1 | 1 | 1 | 1 | 1 | 1 | 1 | 1 | 1 | 1 | 1 | 0.25 | 0.05 | From eQ_Lib.dat in MASControl 2017
D_RtL_Din_Misc_Yr | Equipment | FRACTION | SmrDsn | 2014-01-01 | 2014-12-31 | Constant | 1 | [23 empty] | From eQ_Lib.dat in MASControl 2017
D_RtL_Din_Misc_Yr | Equipment | FRACTION | WntrDsn | 2014-01-01 | 2014-12-31 | Constant | 0 | [23 empty] | From eQ_Lib.dat in MASControl 2017
D_RtL_Din_Misc_Yr | Equipment | FRACTION | Default¦Hol | 2014-01-01 | 2014-12-31 | Hourly | 0.05 | 0.05 | 0.05 | 0.05 | 0.05 | 0.05 | 0.05 | 0.05 | 0.05 | 0.1 | 1 | 1 | 1 | 1 | 1 | 1 | 1 | 1 | 1 | 1 | 1 | 1 | 0 | 0 | From eQ_Lib.dat in MASControl 2017
D_RtL_OffGen_Misc_Yr | Equipment | FRACTION | Default¦Wkdy | 2014-01-01 | 2014-12-31 | Hourly | 0 | 0 | 0 | 0 | 0 | 0 | 0 | 0 | 0.5 | 1 | 1 | 1 | 1 | 1 | 1 | 1 | 1 | 1 | 0 | 0 | 0 | 0 | 0 | 0 | From eQ_Lib.dat in MASControl 2017
D_RtL_OffGen_Misc_Yr | Equipment | FRACTION | Sat | 2014-01-01 | 2014-12-31 | Hourly | 0 | 0 | 0 | 0 | 0 | 0 | 0 | 0 | 0.5 | 0.75 | 0.75 | 0.75 | 0.75 | 0.75 | 0.75 | 0.75 | 0.75 | 0.75 | 0 | 0 | 0 | 0 | 0 | 0 | From eQ_Lib.dat in MASControl 2017
D_RtL_OffGen_Misc_Yr | Equipment | FRACTION | Sun | 2014-01-01 | 2014-12-31 | Hourly | 0 | 0 | 0 | 0 | 0 | 0 | 0 | 0 | 0.1 | 0.5 | 0.5 | 0.1 | 0.1 | 0 | 0 | 0 | 0 | 0 | 0 | 0 | 0 | 0 | 0 | 0 | From eQ_Lib.dat in MASControl 2017
D_RtL_OffGen_Misc_Yr | Equipment | FRACTION | WntrDsn | 2014-01-01 | 2014-12-31 | Constant | 0 | [23 empty] | From eQ_Lib.dat in MASControl 2017
D_RtL_OffGen_Misc_Yr | Equipment | FRACTION | SmrDsn | 2014-01-01 | 2014-12-31 | Constant | 1 | [23 empty] | From eQ_Lib.dat in MASControl 2017
D_RtL_OffGen_Misc_Yr | Equipment | FRACTION | Hol | 2014-01-01 | 2014-12-31 | Hourly | 0 | 0 | 0 | 0 | 0 | 0 | 0 | 0 | 0.1 | 0.5 | 0.5 | 0.1 | 0.1 | 0 | 0 | 0 | 0 | 0 | 0 | 0 | 0 | 0 | 0 | 0 | From eQ_Lib.dat in MASControl 2017
D_RtL_Pharm_Misc_Yr | Equipment | FRACTION | SmrDsn | 2014-01-01 | 2014-12-31 | Constant | 1 | [23 empty] | From eQ_Lib.dat in MASControl 2017
D_RtL_Pharm_Misc_Yr | Equipment | FRACTION | WntrDsn | 2014-01-01 | 2014-12-31 | Constant | 0 | [23 empty] | From eQ_Lib.dat in MASControl 2017
D_RtL_Pharm_Misc_Yr | Equipment | FRACTION | Default¦Hol | 2014-01-01 | 2014-12-31 | Hourly | 0 | 0 | 0 | 0 | 0 | 0 | 0 | 0 | 1 | 1 | 1 | 1 | 1 | 1 | 1 | 1 | 1 | 1 | 1 | 1 | 1 | 1 | 0 | 0 | From eQ_Lib.dat in MASControl 2017
D_RtL_Sales_Misc_Yr | Equipment | FRACTION | SmrDsn | 2014-01-01 | 2014-12-31 | Constant | 1 | [23 empty] | From eQ_Lib.dat in MASControl 2017
D_RtL_Sales_Misc_Yr | Equipment | FRACTION | WntrDsn | 2014-01-01 | 2014-12-31 | Constant | 0 | [23 empty] | From eQ_Lib.dat in MASControl 2017
D_RtL_Sales_Misc_Yr | Equipment | FRACTION | Default¦Hol | 2014-01-01 | 2014-12-31 | Hourly | 0 | 0 | 0 | 0 | 0 | 0 | 0 | 0 | 1 | 1 | 1 | 1 | 1 | 1 | 1 | 1 | 1 | 1 | 1 | 1 | 1 | 1 | 0 | 0 | From eQ_Lib.dat in MASControl 2017
D_RtL_Stock_Misc_Yr | Equipment | FRACTION | SmrDsn | 2014-01-01 | 2014-12-31 | Constant | 1 | [23 empty] | From eQ_Lib.dat in MASControl 2017
D_RtL_Stock_Misc_Yr | Equipment | FRACTION | WntrDsn | 2014-01-01 | 2014-12-31 | Constant | 0 | [23 empty] | From eQ_Lib.dat in MASControl 2017
D_RtL_Stock_Misc_Yr | Equipment | FRACTION | Default¦Hol | 2014-01-01 | 2014-12-31 | Hourly | 0 | 0 | 0 | 0 | 0 | 0 | 0 | 0 | 1 | 1 | 1 | 1 | 1 | 1 | 1 | 1 | 1 | 1 | 1 | 1 | 1 | 1 | 0 | 0 | From eQ_Lib.dat in MASControl 2017
D_RtS_All_Misc_Yr | Equipment | FRACTION | Default¦Wkdy | 2014-01-01 | 2014-12-31 | Hourly | 0.05 | 0.05 | 0.05 | 0.05 | 0.05 | 0.05 | 0.05 | 0.05 | 0.2 | 0.9 | 0.9 | 0.9 | 0.9 | 0.9 | 0.9 | 0.9 | 0.9 | 0.8 | 0.7 | 0.7 | 0.2 | 0.05 | 0.05 | 0.05 | From eQ_Lib.dat in MASControl 2017
D_RtS_All_Misc_Yr | Equipment | FRACTION | Sat | 2014-01-01 | 2014-12-31 | Hourly | 0.05 | 0.05 | 0.05 | 0.05 | 0.05 | 0.05 | 0.05 | 0.05 | 0.2 | 0.9 | 0.9 | 0.9 | 0.9 | 0.9 | 0.9 | 0.9 | 0.9 | 0.7 | 0.5 | 0.55 | 0.05 | 0.05 | 0.05 | 0.05 | From eQ_Lib.dat in MASControl 2017
D_RtS_All_Misc_Yr | Equipment | FRACTION | Sun | 2014-01-01 | 2014-12-31 | Hourly | 0.05 | 0.05 | 0.05 | 0.05 | 0.05 | 0.05 | 0.05 | 0.05 | 0.05 | 0.3 | 0.7 | 0.9 | 0.9 | 0.9 | 0.9 | 0.9 | 0.8 | 0.5 | 0.3 | 0.2 | 0.05 | 0.05 | 0.05 | 0.05 | From eQ_Lib.dat in MASControl 2017
D_RtS_All_Misc_Yr | Equipment | FRACTION | WntrDsn | 2014-01-01 | 2014-12-31 | Constant | 0 | [23 empty] | From eQ_Lib.dat in MASControl 2017
D_RtS_All_Misc_Yr | Equipment | FRACTION | SmrDsn | 2014-01-01 | 2014-12-31 | Constant | 1 | [23 empty] | From eQ_Lib.dat in MASControl 2017
D_RtS_All_Misc_Yr | Equipment | FRACTION | Hol | 2014-01-01 | 2014-12-31 | Hourly | 0.05 | 0.05 | 0.05 | 0.05 | 0.05 | 0.05 | 0.05 | 0.05 | 0.05 | 0.3 | 0.7 | 0.9 | 0.9 | 0.9 | 0.9 | 0.9 | 0.8 | 0.5 | 0.3 | 0.2 | 0.05 | 0.05 | 0.05 | 0.05 | From eQ_Lib.dat in MASControl 2017
D_SCn_All_Misc_Yr | Equipment | FRACTION | SmrDsn | 2014-01-01 | 2014-12-31 | Constant | 1 | [23 empty] | From eQ_Lib.dat in MASControl 2017
D_SCn_All_Misc_Yr | Equipment | FRACTION | WntrDsn | 2014-01-01 | 2014-12-31 | Constant | 0 | [23 empty] | From eQ_Lib.dat in MASControl 2017
D_SCn_All_Misc_Yr | Equipment | FRACTION | Default¦Hol | 2014-01-01 | 2014-12-31 | Hourly | 0.05 | 0.05 | 0.05 | 0.05 | 0.05 | 0.05 | 0.3 | 1 | 1 | 1 | 1 | 1 | 1 | 1 | 1 | 1 | 1 | 0.5 | 0.05 | 0.05 | 0.05 | 0.05 | 0.05 | 0.05 | From eQ_Lib.dat in MASControl 2017
D_SFm_Bedrm_Plugs_Yr | Equipment | FRACTION | SmrDsn | 2014-01-01 | 2014-12-31 | Constant | 1 | [23 empty] | From eQ_Lib.dat in MASControl 2017
D_SFm_Bedrm_Plugs_Yr | Equipment | FRACTION | WntrDsn | 2014-01-01 | 2014-12-31 | Constant | 0 | [23 empty] | From eQ_Lib.dat in MASControl 2017
D_SFm_Bedrm_Plugs_Yr | Equipment | FRACTION | Default¦Hol | 2014-01-01 | 2014-12-31 | Hourly | 0.037 | 0.035 | 0.034 | 0.034 | 0.032 | 0.036 | 0.042 | 0.044 | 0.037 | 0.032 | 0.033 | 0.033 | 0.032 | 0.033 | 0.035 | 0.037 | 0.044 | 0.053 | 0.058 | 0.06 | 0.062 | 0.06 | 0.052 | 0.045 | From eQ_Lib.dat in MASControl 2017
D_SFm_Living_Plugs_Yr | Equipment | FRACTION | SmrDsn | 2014-01-01 | 2014-12-31 | Constant | 1 | [23 empty] | From eQ_Lib.dat in MASControl 2017
D_SFm_Living_Plugs_Yr | Equipment | FRACTION | WntrDsn | 2014-01-01 | 2014-12-31 | Constant | 0 | [23 empty] | From eQ_Lib.dat in MASControl 2017
D_SFm_Living_Plugs_Yr | Equipment | FRACTION | Default¦Hol | 2014-01-01 | 2014-12-31 | Hourly | 0.037 | 0.035 | 0.034 | 0.034 | 0.032 | 0.036 | 0.042 | 0.044 | 0.037 | 0.032 | 0.033 | 0.033 | 0.032 | 0.033 | 0.035 | 0.037 | 0.044 | 0.053 | 0.058 | 0.06 | 0.062 | 0.06 | 0.052 | 0.045 | From eQ_Lib.dat in MASControl 2017
D_SUn_All_Misc_Yr | Equipment | FRACTION | SmrDsn | 2014-01-01 | 2014-12-31 | Constant | 1 | [23 empty] | From eQ_Lib.dat in MASControl 2017
D_SUn_All_Misc_Yr | Equipment | FRACTION | WntrDsn | 2014-01-01 | 2014-12-31 | Constant | 0 | [23 empty] | From eQ_Lib.dat in MASControl 2017
D_SUn_All_Misc_Yr | Equipment | FRACTION | Default¦Hol | 2014-01-01 | 2014-12-31 | Hourly | 0.05 | 0.05 | 0.05 | 0.05 | 0.05 | 0.05 | 0.3 | 1 | 1 | 1 | 1 | 1 | 1 | 1 | 1 | 1 | 1 | 0.5 | 0.05 | 0.05 | 0.05 | 0.05 | 0.05 | 0.05 | From eQ_Lib.dat in MASControl 2017
D_WRf_OffGen_Misc_Yr | Equipment | FRACTION | SmrDsn | 2014-01-01 | 2014-12-31 | Constant | 1 | [23 empty] | From eQ_Lib.dat in MASControl 2017
D_WRf_OffGen_Misc_Yr | Equipment | FRACTION | WntrDsn | 2014-01-01 | 2014-12-31 | Constant | 0 | [23 empty] | From eQ_Lib.dat in MASControl 2017
D_WRf_OffGen_Misc_Yr | Equipment | FRACTION | Default¦Hol | 2014-01-01 | 2014-12-31 | Hourly | 0.5 | 0.5 | 0.5 | 0.5 | 0.5 | 0.5 | 0.5 | 1 | 1 | 1 | 1 | 1 | 1 | 1 | 1 | 1 | 1 | 1 | 0.5 | 0.5 | 0.5 | 0.5 | 0.5 | 0.5 | From eQ_Lib.dat in MASControl 2017
D17_EPr_Ktchn_Elec_Yr | Equipment | FRACTION | Default¦Wkdy | 2014-01-01 | 2014-01-04 | Constant | 0 | [23 empty] | From eQ_Lib.dat in MASControl 2017
D17_EPr_Ktchn_Elec_Yr | Equipment | FRACTION | Wknd | 2014-01-01 | 2014-01-04 | Constant | 0 | [23 empty] | From eQ_Lib.dat in MASControl 2017
D17_EPr_Ktchn_Elec_Yr | Equipment | FRACTION | Default¦Wkdy | 2014-01-05 | 2014-04-03 | Hourly | 0.05 | 0.05 | 0.05 | 0.05 | 0.05 | 0.05 | 0.1 | 0.1 | 0.15 | 0.15 | 0.25 | 0.25 | 0.25 | 0.15 | 0.15 | 0.1 | 0.1 | 0.1 | 0.1 | 0.1 | 0.1 | 0.05 | 0.05 | 0.05 | From eQ_Lib.dat in MASControl 2017
D17_EPr_Ktchn_Elec_Yr | Equipment | FRACTION | Wknd | 2014-01-05 | 2014-04-03 | Hourly | 0.05 | 0.05 | 0.05 | 0.05 | 0.05 | 0.05 | 0.1 | 0.1 | 0.1 | 0.1 | 0.1 | 0.1 | 0.1 | 0.1 | 0.1 | 0.1 | 0.1 | 0.1 | 0.1 | 0.1 | 0.1 | 0.05 | 0.05 | 0.05 | From eQ_Lib.dat in MASControl 2017
D17_EPr_Ktchn_Elec_Yr | Equipment | FRACTION | Default¦Wkdy | 2014-04-04 | 2014-04-12 | Constant | 0 | [23 empty] | From eQ_Lib.dat in MASControl 2017
D17_EPr_Ktchn_Elec_Yr | Equipment | FRACTION | Wknd | 2014-04-04 | 2014-04-12 | Constant | 0 | [23 empty] | From eQ_Lib.dat in MASControl 2017
D17_EPr_Ktchn_Elec_Yr | Equipment | FRACTION | Default¦Wkdy | 2014-04-13 | 2014-06-12 | Hourly | 0.05 | 0.05 | 0.05 | 0.05 | 0.05 | 0.05 | 0.1 | 0.1 | 0.15 | 0.15 | 0.25 | 0.25 | 0.25 | 0.15 | 0.15 | 0.1 | 0.1 | 0.1 | 0.1 | 0.1 | 0.1 | 0.05 | 0.05 | 0.05 | From eQ_Lib.dat in MASControl 2017
D17_EPr_Ktchn_Elec_Yr | Equipment | FRACTION | Wknd | 2014-04-13 | 2014-06-12 | Hourly | 0.05 | 0.05 | 0.05 | 0.05 | 0.05 | 0.05 | 0.1 | 0.1 | 0.1 | 0.1 | 0.1 | 0.1 | 0.1 | 0.1 | 0.1 | 0.1 | 0.1 | 0.1 | 0.1 | 0.1 | 0.1 | 0.05 | 0.05 | 0.05 | From eQ_Lib.dat in MASControl 2017
D17_EPr_Ktchn_Elec_Yr | Equipment | FRACTION | Default¦Wkdy | 2014-06-13 | 2014-08-16 | Constant | 0 | [23 empty] | From eQ_Lib.dat in MASControl 2017
D17_EPr_Ktchn_Elec_Yr | Equipment | FRACTION | Wknd | 2014-06-13 | 2014-08-16 | Constant | 0 | [23 empty] | From eQ_Lib.dat in MASControl 2017
D17_EPr_Ktchn_Elec_Yr | Equipment | FRACTION | Default¦Wkdy | 2014-08-17 | 2014-12-11 | Hourly | 0.05 | 0.05 | 0.05 | 0.05 | 0.05 | 0.05 | 0.1 | 0.1 | 0.15 | 0.15 | 0.25 | 0.25 | 0.25 | 0.15 | 0.15 | 0.1 | 0.1 | 0.1 | 0.1 | 0.1 | 0.1 | 0.05 | 0.05 | 0.05 | From eQ_Lib.dat in MASControl 2017
D17_EPr_Ktchn_Elec_Yr | Equipment | FRACTION | Wknd | 2014-08-17 | 2014-12-11 | Hourly | 0.05 | 0.05 | 0.05 | 0.05 | 0.05 | 0.05 | 0.1 | 0.1 | 0.1 | 0.1 | 0.1 | 0.1 | 0.1 | 0.1 | 0.1 | 0.1 | 0.1 | 0.1 | 0.1 | 0.1 | 0.1 | 0.05 | 0.05 | 0.05 | From eQ_Lib.dat in MASControl 2017
D17_EPr_Ktchn_Elec_Yr | Equipment | FRACTION | Default¦Wkdy | 2014-12-12 | 2014-12-31 | Constant | 0 | [23 empty] | From eQ_Lib.dat in MASControl 2017
D17_EPr_Ktchn_Elec_Yr | Equipment | FRACTION | Wknd | 2014-12-12 | 2014-12-31 | Constant | 0 | [23 empty] | From eQ_Lib.dat in MASControl 2017
D17_EPr_Ktchn_Elec_Yr | Equipment | FRACTION | WntrDsn | 2014-01-01 | 2014-12-31 | Constant | 0 | [23 empty] | From eQ_Lib.dat in MASControl 2017
D17_EPr_Ktchn_Elec_Yr | Equipment | FRACTION | SmrDsn | 2014-01-01 | 2014-12-31 | Constant | 1 | [23 empty] | From eQ_Lib.dat in MASControl 2017
D17_EPr_Ktchn_Elec_Yr | Equipment | FRACTION | Hol | 2014-01-01 | 2014-12-31 | Constant | 0 | [23 empty] | From eQ_Lib.dat in MASControl 2017
D17_EPr_Ktchn_Gas_Yr | Equipment | FRACTION | SmrDsn | 2014-01-01 | 2014-01-04 | Constant | 1 | [23 empty] | From eQ_Lib.dat in MASControl 2017
D17_EPr_Ktchn_Gas_Yr | Equipment | FRACTION | WntrDsn | 2014-01-01 | 2014-01-04 | Constant | 0 | [23 empty] | From eQ_Lib.dat in MASControl 2017
D17_EPr_Ktchn_Gas_Yr | Equipment | FRACTION | Default | 2014-01-01 | 2014-01-04 | Constant | 0 | [23 empty] | From eQ_Lib.dat in MASControl 2017
D17_EPr_Ktchn_Gas_Yr | Equipment | FRACTION | Default¦Wkdy | 2014-01-05 | 2014-04-03 | Hourly | 0.02 | 0.02 | 0.02 | 0.02 | 0.02 | 0.02 | 0.02 | 0.02 | 0.15 | 0.15 | 0.2 | 0.2 | 0.2 | 0.1 | 0.1 | 0.02 | 0.02 | 0.02 | 0.02 | 0.02 | 0.02 | 0.02 | 0.02 | 0.02 | From eQ_Lib.dat in MASControl 2017
D17_EPr_Ktchn_Gas_Yr | Equipment | FRACTION | Wknd | 2014-01-05 | 2014-04-03 | Constant | 0.02 | [23 empty] | From eQ_Lib.dat in MASControl 2017
D17_EPr_Ktchn_Gas_Yr | Equipment | FRACTION | SmrDsn | 2014-04-04 | 2014-04-12 | Constant | 1 | [23 empty] | From eQ_Lib.dat in MASControl 2017
D17_EPr_Ktchn_Gas_Yr | Equipment | FRACTION | WntrDsn | 2014-04-04 | 2014-04-12 | Constant | 0 | [23 empty] | From eQ_Lib.dat in MASControl 2017
D17_EPr_Ktchn_Gas_Yr | Equipment | FRACTION | Default | 2014-04-04 | 2014-04-12 | Constant | 0 | [23 empty] | From eQ_Lib.dat in MASControl 2017
D17_EPr_Ktchn_Gas_Yr | Equipment | FRACTION | Default¦Wkdy | 2014-04-13 | 2014-06-12 | Hourly | 0.02 | 0.02 | 0.02 | 0.02 | 0.02 | 0.02 | 0.02 | 0.02 | 0.15 | 0.15 | 0.2 | 0.2 | 0.2 | 0.1 | 0.1 | 0.02 | 0.02 | 0.02 | 0.02 | 0.02 | 0.02 | 0.02 | 0.02 | 0.02 | From eQ_Lib.dat in MASControl 2017
D17_EPr_Ktchn_Gas_Yr | Equipment | FRACTION | Wknd | 2014-04-13 | 2014-06-12 | Constant | 0.02 | [23 empty] | From eQ_Lib.dat in MASControl 2017
D17_EPr_Ktchn_Gas_Yr | Equipment | FRACTION | SmrDsn | 2014-06-13 | 2014-08-16 | Constant | 1 | [23 empty] | From eQ_Lib.dat in MASControl 2017
D17_EPr_Ktchn_Gas_Yr | Equipment | FRACTION | WntrDsn | 2014-06-13 | 2014-08-16 | Constant | 0 | [23 empty] | From eQ_Lib.dat in MASControl 2017
D17_EPr_Ktchn_Gas_Yr | Equipment | FRACTION | Default | 2014-06-13 | 2014-08-16 | Constant | 0 | [23 empty] | From eQ_Lib.dat in MASControl 2017
D17_EPr_Ktchn_Gas_Yr | Equipment | FRACTION | Default¦Wkdy | 2014-08-17 | 2014-12-11 | Hourly | 0.02 | 0.02 | 0.02 | 0.02 | 0.02 | 0.02 | 0.02 | 0.02 | 0.15 | 0.15 | 0.2 | 0.2 | 0.2 | 0.1 | 0.1 | 0.02 | 0.02 | 0.02 | 0.02 | 0.02 | 0.02 | 0.02 | 0.02 | 0.02 | From eQ_Lib.dat in MASControl 2017
D17_EPr_Ktchn_Gas_Yr | Equipment | FRACTION | Wknd | 2014-08-17 | 2014-12-11 | Constant | 0.02 | [23 empty] | From eQ_Lib.dat in MASControl 2017
D17_EPr_Ktchn_Gas_Yr | Equipment | FRACTION | SmrDsn | 2014-12-12 | 2014-12-31 | Constant | 1 | [23 empty] | From eQ_Lib.dat in MASControl 2017
D17_EPr_Ktchn_Gas_Yr | Equipment | FRACTION | WntrDsn | 2014-12-12 | 2014-12-31 | Constant | 0 | [23 empty] | From eQ_Lib.dat in MASControl 2017
D17_EPr_Ktchn_Gas_Yr | Equipment | FRACTION | Default | 2014-12-12 | 2014-12-31 | Constant | 0 | [23 empty] | From eQ_Lib.dat in MASControl 2017
D17_EPr_Ktchn_Gas_Yr | Equipment | FRACTION | WntrDsn | 2014-01-01 | 2014-12-31 | Constant | 0 | [23 empty] | From eQ_Lib.dat in MASControl 2017
D17_EPr_Ktchn_Gas_Yr | Equipment | FRACTION | SmrDsn | 2014-01-01 | 2014-12-31 | Constant | 1 | [23 empty] | From eQ_Lib.dat in MASControl 2017
D17_EPr_Ktchn_Gas_Yr | Equipment | FRACTION | Hol | 2014-01-01 | 2014-12-31 | Constant | 0.02 | [23 empty] | From eQ_Lib.dat in MASControl 2017
D17_ESe_Ktchn_Elec_Yr | Equipment | FRACTION | Default¦Wkdy | 2014-01-01 | 2014-01-04 | Constant | 0 | [23 empty] | From eQ_Lib.dat in MASControl 2017
D17_ESe_Ktchn_Elec_Yr | Equipment | FRACTION | Wknd | 2014-01-01 | 2014-01-04 | Constant | 0 | [23 empty] | From eQ_Lib.dat in MASControl 2017
D17_ESe_Ktchn_Elec_Yr | Equipment | FRACTION | Default¦Wkdy | 2014-01-05 | 2014-04-03 | Hourly | 0.05 | 0.05 | 0.05 | 0.05 | 0.05 | 0.05 | 0.1 | 0.1 | 0.15 | 0.15 | 0.25 | 0.25 | 0.25 | 0.15 | 0.15 | 0.1 | 0.1 | 0.1 | 0.1 | 0.1 | 0.1 | 0.05 | 0.05 | 0.05 | From eQ_Lib.dat in MASControl 2017
D17_ESe_Ktchn_Elec_Yr | Equipment | FRACTION | Wknd | 2014-01-05 | 2014-04-03 | Hourly | 0.05 | 0.05 | 0.05 | 0.05 | 0.05 | 0.05 | 0.1 | 0.1 | 0.1 | 0.1 | 0.1 | 0.1 | 0.1 | 0.1 | 0.1 | 0.1 | 0.1 | 0.1 | 0.1 | 0.1 | 0.1 | 0.05 | 0.05 | 0.05 | From eQ_Lib.dat in MASControl 2017
D17_ESe_Ktchn_Elec_Yr | Equipment | FRACTION | Default¦Wkdy | 2014-04-04 | 2014-04-12 | Constant | 0 | [23 empty] | From eQ_Lib.dat in MASControl 2017
D17_ESe_Ktchn_Elec_Yr | Equipment | FRACTION | Wknd | 2014-04-04 | 2014-04-12 | Constant | 0 | [23 empty] | From eQ_Lib.dat in MASControl 2017
D17_ESe_Ktchn_Elec_Yr | Equipment | FRACTION | Default¦Wkdy | 2014-04-13 | 2014-06-12 | Hourly | 0.05 | 0.05 | 0.05 | 0.05 | 0.05 | 0.05 | 0.1 | 0.1 | 0.15 | 0.15 | 0.25 | 0.25 | 0.25 | 0.15 | 0.15 | 0.1 | 0.1 | 0.1 | 0.1 | 0.1 | 0.1 | 0.05 | 0.05 | 0.05 | From eQ_Lib.dat in MASControl 2017
D17_ESe_Ktchn_Elec_Yr | Equipment | FRACTION | Wknd | 2014-04-13 | 2014-06-12 | Hourly | 0.05 | 0.05 | 0.05 | 0.05 | 0.05 | 0.05 | 0.1 | 0.1 | 0.1 | 0.1 | 0.1 | 0.1 | 0.1 | 0.1 | 0.1 | 0.1 | 0.1 | 0.1 | 0.1 | 0.1 | 0.1 | 0.05 | 0.05 | 0.05 | From eQ_Lib.dat in MASControl 2017
D17_ESe_Ktchn_Elec_Yr | Equipment | FRACTION | Default¦Wkdy | 2014-06-13 | 2014-08-16 | Constant | 0 | [23 empty] | From eQ_Lib.dat in MASControl 2017
D17_ESe_Ktchn_Elec_Yr | Equipment | FRACTION | Wknd | 2014-06-13 | 2014-08-16 | Constant | 0 | [23 empty] | From eQ_Lib.dat in MASControl 2017
D17_ESe_Ktchn_Elec_Yr | Equipment | FRACTION | Default¦Wkdy | 2014-08-17 | 2014-12-11 | Hourly | 0.05 | 0.05 | 0.05 | 0.05 | 0.05 | 0.05 | 0.1 | 0.1 | 0.15 | 0.15 | 0.25 | 0.25 | 0.25 | 0.15 | 0.15 | 0.1 | 0.1 | 0.1 | 0.1 | 0.1 | 0.1 | 0.05 | 0.05 | 0.05 | From eQ_Lib.dat in MASControl 2017
D17_ESe_Ktchn_Elec_Yr | Equipment | FRACTION | Wknd | 2014-08-17 | 2014-12-11 | Hourly | 0.05 | 0.05 | 0.05 | 0.05 | 0.05 | 0.05 | 0.1 | 0.1 | 0.1 | 0.1 | 0.1 | 0.1 | 0.1 | 0.1 | 0.1 | 0.1 | 0.1 | 0.1 | 0.1 | 0.1 | 0.1 | 0.05 | 0.05 | 0.05 | From eQ_Lib.dat in MASControl 2017
D17_ESe_Ktchn_Elec_Yr | Equipment | FRACTION | Default¦Wkdy | 2014-12-12 | 2014-12-31 | Constant | 0 | [23 empty] | From eQ_Lib.dat in MASControl 2017
D17_ESe_Ktchn_Elec_Yr | Equipment | FRACTION | Wknd | 2014-12-12 | 2014-12-31 | Constant | 0 | [23 empty] | From eQ_Lib.dat in MASControl 2017
D17_ESe_Ktchn_Elec_Yr | Equipment | FRACTION | WntrDsn | 2014-01-01 | 2014-12-31 | Constant | 0 | [23 empty] | From eQ_Lib.dat in MASControl 2017
D17_ESe_Ktchn_Elec_Yr | Equipment | FRACTION | SmrDsn | 2014-01-01 | 2014-12-31 | Constant | 1 | [23 empty] | From eQ_Lib.dat in MASControl 2017
D17_ESe_Ktchn_Elec_Yr | Equipment | FRACTION | Hol | 2014-01-01 | 2014-12-31 | Constant | 0 | [23 empty] | From eQ_Lib.dat in MASControl 2017
D17_ESe_Ktchn_Gas_Yr | Equipment | FRACTION | SmrDsn | 2014-01-01 | 2014-01-04 | Constant | 1 | [23 empty] | From eQ_Lib.dat in MASControl 2017
D17_ESe_Ktchn_Gas_Yr | Equipment | FRACTION | WntrDsn | 2014-01-01 | 2014-01-04 | Constant | 0 | [23 empty] | From eQ_Lib.dat in MASControl 2017
D17_ESe_Ktchn_Gas_Yr | Equipment | FRACTION | Default | 2014-01-01 | 2014-01-04 | Constant | 0 | [23 empty] | From eQ_Lib.dat in MASControl 2017
D17_ESe_Ktchn_Gas_Yr | Equipment | FRACTION | Default¦Wkdy | 2014-01-05 | 2014-04-03 | Hourly | 0.02 | 0.02 | 0.02 | 0.02 | 0.02 | 0.02 | 0.02 | 0.02 | 0.15 | 0.15 | 0.2 | 0.2 | 0.2 | 0.1 | 0.1 | 0.02 | 0.02 | 0.02 | 0.02 | 0.02 | 0.02 | 0.02 | 0.02 | 0.02 | From eQ_Lib.dat in MASControl 2017
D17_ESe_Ktchn_Gas_Yr | Equipment | FRACTION | Wknd | 2014-01-05 | 2014-04-03 | Constant | 0.02 | [23 empty] | From eQ_Lib.dat in MASControl 2017
D17_ESe_Ktchn_Gas_Yr | Equipment | FRACTION | SmrDsn | 2014-04-04 | 2014-04-12 | Constant | 1 | [23 empty] | From eQ_Lib.dat in MASControl 2017
D17_ESe_Ktchn_Gas_Yr | Equipment | FRACTION | WntrDsn | 2014-04-04 | 2014-04-12 | Constant | 0 | [23 empty] | From eQ_Lib.dat in MASControl 2017
D17_ESe_Ktchn_Gas_Yr | Equipment | FRACTION | Default | 2014-04-04 | 2014-04-12 | Constant | 0 | [23 empty] | From eQ_Lib.dat in MASControl 2017
D17_ESe_Ktchn_Gas_Yr | Equipment | FRACTION | Default¦Wkdy | 2014-04-13 | 2014-06-12 | Hourly | 0.02 | 0.02 | 0.02 | 0.02 | 0.02 | 0.02 | 0.02 | 0.02 | 0.15 | 0.15 | 0.2 | 0.2 | 0.2 | 0.1 | 0.1 | 0.02 | 0.02 | 0.02 | 0.02 | 0.02 | 0.02 | 0.02 | 0.02 | 0.02 | From eQ_Lib.dat in MASControl 2017
D17_ESe_Ktchn_Gas_Yr | Equipment | FRACTION | Wknd | 2014-04-13 | 2014-06-12 | Constant | 0.02 | [23 empty] | From eQ_Lib.dat in MASControl 2017
D17_ESe_Ktchn_Gas_Yr | Equipment | FRACTION | SmrDsn | 2014-06-13 | 2014-08-16 | Constant | 1 | [23 empty] | From eQ_Lib.dat in MASControl 2017
D17_ESe_Ktchn_Gas_Yr | Equipment | FRACTION | WntrDsn | 2014-06-13 | 2014-08-16 | Constant | 0 | [23 empty] | From eQ_Lib.dat in MASControl 2017
D17_ESe_Ktchn_Gas_Yr | Equipment | FRACTION | Default | 2014-06-13 | 2014-08-16 | Constant | 0 | [23 empty] | From eQ_Lib.dat in MASControl 2017
D17_ESe_Ktchn_Gas_Yr | Equipment | FRACTION | Default¦Wkdy | 2014-08-17 | 2014-12-11 | Hourly | 0.02 | 0.02 | 0.02 | 0.02 | 0.02 | 0.02 | 0.02 | 0.02 | 0.15 | 0.15 | 0.2 | 0.2 | 0.2 | 0.1 | 0.1 | 0.02 | 0.02 | 0.02 | 0.02 | 0.02 | 0.02 | 0.02 | 0.02 | 0.02 | From eQ_Lib.dat in MASControl 2017
D17_ESe_Ktchn_Gas_Yr | Equipment | FRACTION | Wknd | 2014-08-17 | 2014-12-11 | Constant | 0.02 | [23 empty] | From eQ_Lib.dat in MASControl 2017
D17_ESe_Ktchn_Gas_Yr | Equipment | FRACTION | SmrDsn | 2014-12-12 | 2014-12-31 | Constant | 1 | [23 empty] | From eQ_Lib.dat in MASControl 2017
D17_ESe_Ktchn_Gas_Yr | Equipment | FRACTION | WntrDsn | 2014-12-12 | 2014-12-31 | Constant | 0 | [23 empty] | From eQ_Lib.dat in MASControl 2017
D17_ESe_Ktchn_Gas_Yr | Equipment | FRACTION | Default | 2014-12-12 | 2014-12-31 | Constant | 0 | [23 empty] | From eQ_Lib.dat in MASControl 2017
D17_ESe_Ktchn_Gas_Yr | Equipment | FRACTION | WntrDsn | 2014-01-01 | 2014-12-31 | Constant | 0 | [23 empty] | From eQ_Lib.dat in MASControl 2017
D17_ESe_Ktchn_Gas_Yr | Equipment | FRACTION | SmrDsn | 2014-01-01 | 2014-12-31 | Constant | 1 | [23 empty] | From eQ_Lib.dat in MASControl 2017
D17_ESe_Ktchn_Gas_Yr | Equipment | FRACTION | Hol | 2014-01-01 | 2014-12-31 | Constant | 0.02 | [23 empty] | From eQ_Lib.dat in MASControl 2017
D17_EUn_Ktchn_Elec_Yr | Equipment | FRACTION | Default¦Wkdy | 2014-01-01 | 2014-01-11 | Constant | 0 | [23 empty] | From eQ_Lib.dat in MASControl 2017
D17_EUn_Ktchn_Elec_Yr | Equipment | FRACTION | Wknd | 2014-01-01 | 2014-01-11 | Constant | 0 | [23 empty] | From eQ_Lib.dat in MASControl 2017
D17_EUn_Ktchn_Elec_Yr | Equipment | FRACTION | Default¦Wkdy | 2014-01-12 | 2014-04-03 | Hourly | 0.05 | 0.05 | 0.05 | 0.05 | 0.05 | 0.05 | 0.25 | 0.35 | 0.35 | 0.25 | 0.35 | 0.35 | 0.35 | 0.25 | 0.25 | 0.25 | 0.35 | 0.35 | 0.35 | 0.25 | 0.25 | 0.25 | 0.25 | 0.25 | From eQ_Lib.dat in MASControl 2017
D17_EUn_Ktchn_Elec_Yr | Equipment | FRACTION | Wknd | 2014-01-12 | 2014-04-03 | Hourly | 0.05 | 0.05 | 0.05 | 0.05 | 0.05 | 0.05 | 0.25 | 0.35 | 0.35 | 0.25 | 0.35 | 0.35 | 0.35 | 0.25 | 0.25 | 0.25 | 0.35 | 0.35 | 0.35 | 0.25 | 0.25 | 0.25 | 0.25 | 0.25 | From eQ_Lib.dat in MASControl 2017
D17_EUn_Ktchn_Elec_Yr | Equipment | FRACTION | Default¦Wkdy | 2014-04-04 | 2014-04-12 | Constant | 0 | [23 empty] | From eQ_Lib.dat in MASControl 2017
D17_EUn_Ktchn_Elec_Yr | Equipment | FRACTION | Wknd | 2014-04-04 | 2014-04-12 | Constant | 0 | [23 empty] | From eQ_Lib.dat in MASControl 2017
D17_EUn_Ktchn_Elec_Yr | Equipment | FRACTION | Default¦Wkdy | 2014-04-13 | 2014-05-22 | Hourly | 0.05 | 0.05 | 0.05 | 0.05 | 0.05 | 0.05 | 0.25 | 0.35 | 0.35 | 0.25 | 0.35 | 0.35 | 0.35 | 0.25 | 0.25 | 0.25 | 0.35 | 0.35 | 0.35 | 0.25 | 0.25 | 0.25 | 0.25 | 0.25 | From eQ_Lib.dat in MASControl 2017
D17_EUn_Ktchn_Elec_Yr | Equipment | FRACTION | Wknd | 2014-04-13 | 2014-05-22 | Hourly | 0.05 | 0.05 | 0.05 | 0.05 | 0.05 | 0.05 | 0.25 | 0.35 | 0.35 | 0.25 | 0.35 | 0.35 | 0.35 | 0.25 | 0.25 | 0.25 | 0.35 | 0.35 | 0.35 | 0.25 | 0.25 | 0.25 | 0.25 | 0.25 | From eQ_Lib.dat in MASControl 2017
D17_EUn_Ktchn_Elec_Yr | Equipment | FRACTION | Default¦Wkdy | 2014-05-23 | 2014-05-31 | Constant | 0 | [23 empty] | From eQ_Lib.dat in MASControl 2017
D17_EUn_Ktchn_Elec_Yr | Equipment | FRACTION | Wknd | 2014-05-23 | 2014-05-31 | Constant | 0 | [23 empty] | From eQ_Lib.dat in MASControl 2017
D17_EUn_Ktchn_Elec_Yr | Equipment | FRACTION | Default¦Wkdy | 2014-06-01 | 2014-08-07 | Hourly | 0.05 | 0.05 | 0.05 | 0.05 | 0.05 | 0.05 | 0.188 | 0.263 | 0.263 | 0.188 | 0.263 | 0.263 | 0.263 | 0.188 | 0.188 | 0.188 | 0.263 | 0.263 | 0.263 | 0.188 | 0.188 | 0.25 | 0.25 | 0.25 | From eQ_Lib.dat in MASControl 2017
D17_EUn_Ktchn_Elec_Yr | Equipment | FRACTION | Wknd | 2014-06-01 | 2014-08-07 | Hourly | 0.05 | 0.05 | 0.05 | 0.05 | 0.05 | 0.05 | 0.188 | 0.263 | 0.263 | 0.188 | 0.263 | 0.263 | 0.263 | 0.188 | 0.188 | 0.188 | 0.263 | 0.263 | 0.263 | 0.188 | 0.188 | 0.25 | 0.25 | 0.25 | From eQ_Lib.dat in MASControl 2017
D17_EUn_Ktchn_Elec_Yr | Equipment | FRACTION | Default¦Wkdy | 2014-08-08 | 2014-08-16 | Constant | 0 | [23 empty] | From eQ_Lib.dat in MASControl 2017
D17_EUn_Ktchn_Elec_Yr | Equipment | FRACTION | Wknd | 2014-08-08 | 2014-08-16 | Constant | 0 | [23 empty] | From eQ_Lib.dat in MASControl 2017
D17_EUn_Ktchn_Elec_Yr | Equipment | FRACTION | Default¦Wkdy | 2014-08-17 | 2014-12-11 | Hourly | 0.05 | 0.05 | 0.05 | 0.05 | 0.05 | 0.05 | 0.25 | 0.35 | 0.35 | 0.25 | 0.35 | 0.35 | 0.35 | 0.25 | 0.25 | 0.25 | 0.35 | 0.35 | 0.35 | 0.25 | 0.25 | 0.25 | 0.25 | 0.25 | From eQ_Lib.dat in MASControl 2017
D17_EUn_Ktchn_Elec_Yr | Equipment | FRACTION | Wknd | 2014-08-17 | 2014-12-11 | Hourly | 0.05 | 0.05 | 0.05 | 0.05 | 0.05 | 0.05 | 0.25 | 0.35 | 0.35 | 0.25 | 0.35 | 0.35 | 0.35 | 0.25 | 0.25 | 0.25 | 0.35 | 0.35 | 0.35 | 0.25 | 0.25 | 0.25 | 0.25 | 0.25 | From eQ_Lib.dat in MASControl 2017
D17_EUn_Ktchn_Elec_Yr | Equipment | FRACTION | Default¦Wkdy | 2014-12-12 | 2014-12-31 | Constant | 0 | [23 empty] | From eQ_Lib.dat in MASControl 2017
D17_EUn_Ktchn_Elec_Yr | Equipment | FRACTION | Wknd | 2014-12-12 | 2014-12-31 | Constant | 0 | [23 empty] | From eQ_Lib.dat in MASControl 2017
D17_EUn_Ktchn_Elec_Yr | Equipment | FRACTION | WntrDsn | 2014-01-01 | 2014-12-31 | Constant | 0 | [23 empty] | From eQ_Lib.dat in MASControl 2017
D17_EUn_Ktchn_Elec_Yr | Equipment | FRACTION | SmrDsn | 2014-01-01 | 2014-12-31 | Constant | 1 | [23 empty] | From eQ_Lib.dat in MASControl 2017
D17_EUn_Ktchn_Elec_Yr | Equipment | FRACTION | Hol | 2014-01-01 | 2014-12-31 | Constant | 0 | [23 empty] | From eQ_Lib.dat in MASControl 2017
D17_EUn_Ktchn_Gas_Yr | Equipment | FRACTION | Default¦Wkdy | 2014-01-01 | 2014-01-11 | Constant | 0 | [23 empty] | From eQ_Lib.dat in MASControl 2017
D17_EUn_Ktchn_Gas_Yr | Equipment | FRACTION | Wknd | 2014-01-01 | 2014-01-11 | Constant | 0 | [23 empty] | From eQ_Lib.dat in MASControl 2017
D17_EUn_Ktchn_Gas_Yr | Equipment | FRACTION | Default¦Wkdy | 2014-01-12 | 2014-04-03 | Hourly | 0.02 | 0.02 | 0.02 | 0.02 | 0.02 | 0.05 | 0.1 | 0.15 | 0.2 | 0.15 | 0.25 | 0.25 | 0.25 | 0.2 | 0.15 | 0.2 | 0.3 | 0.3 | 0.3 | 0.2 | 0.2 | 0.15 | 0.1 | 0.05 | From eQ_Lib.dat in MASControl 2017
D17_EUn_Ktchn_Gas_Yr | Equipment | FRACTION | Wknd | 2014-01-12 | 2014-04-03 | Hourly | 0.02 | 0.02 | 0.02 | 0.02 | 0.02 | 0.05 | 0.1 | 0.15 | 0.2 | 0.15 | 0.25 | 0.25 | 0.25 | 0.2 | 0.15 | 0.2 | 0.3 | 0.3 | 0.3 | 0.2 | 0.2 | 0.15 | 0.1 | 0.05 | From eQ_Lib.dat in MASControl 2017
D17_EUn_Ktchn_Gas_Yr | Equipment | FRACTION | Default¦Wkdy | 2014-04-04 | 2014-04-12 | Constant | 0 | [23 empty] | From eQ_Lib.dat in MASControl 2017
D17_EUn_Ktchn_Gas_Yr | Equipment | FRACTION | Wknd | 2014-04-04 | 2014-04-12 | Constant | 0 | [23 empty] | From eQ_Lib.dat in MASControl 2017
D17_EUn_Ktchn_Gas_Yr | Equipment | FRACTION | Default¦Wkdy | 2014-04-13 | 2014-05-22 | Hourly | 0.02 | 0.02 | 0.02 | 0.02 | 0.02 | 0.05 | 0.1 | 0.15 | 0.2 | 0.15 | 0.25 | 0.25 | 0.25 | 0.2 | 0.15 | 0.2 | 0.3 | 0.3 | 0.3 | 0.2 | 0.2 | 0.15 | 0.1 | 0.05 | From eQ_Lib.dat in MASControl 2017
D17_EUn_Ktchn_Gas_Yr | Equipment | FRACTION | Wknd | 2014-04-13 | 2014-05-22 | Hourly | 0.02 | 0.02 | 0.02 | 0.02 | 0.02 | 0.05 | 0.1 | 0.15 | 0.2 | 0.15 | 0.25 | 0.25 | 0.25 | 0.2 | 0.15 | 0.2 | 0.3 | 0.3 | 0.3 | 0.2 | 0.2 | 0.15 | 0.1 | 0.05 | From eQ_Lib.dat in MASControl 2017
D17_EUn_Ktchn_Gas_Yr | Equipment | FRACTION | Default¦Wkdy | 2014-05-23 | 2014-05-31 | Constant | 0 | [23 empty] | From eQ_Lib.dat in MASControl 2017
D17_EUn_Ktchn_Gas_Yr | Equipment | FRACTION | Wknd | 2014-05-23 | 2014-05-31 | Constant | 0 | [23 empty] | From eQ_Lib.dat in MASControl 2017
D17_EUn_Ktchn_Gas_Yr | Equipment | FRACTION | Default¦Wkdy | 2014-06-01 | 2014-08-07 | Hourly | 0.02 | 0.02 | 0.02 | 0.02 | 0.02 | 0.05 | 0.075 | 0.113 | 0.15 | 0.113 | 0.188 | 0.188 | 0.188 | 0.15 | 0.113 | 0.15 | 0.225 | 0.225 | 0.225 | 0.15 | 0.15 | 0.113 | 0.075 | 0.05 | From eQ_Lib.dat in MASControl 2017
D17_EUn_Ktchn_Gas_Yr | Equipment | FRACTION | Wknd | 2014-06-01 | 2014-08-07 | Hourly | 0.02 | 0.02 | 0.02 | 0.02 | 0.02 | 0.05 | 0.075 | 0.113 | 0.15 | 0.113 | 0.188 | 0.188 | 0.188 | 0.15 | 0.113 | 0.15 | 0.225 | 0.225 | 0.225 | 0.15 | 0.15 | 0.113 | 0.075 | 0.05 | From eQ_Lib.dat in MASControl 2017
D17_EUn_Ktchn_Gas_Yr | Equipment | FRACTION | Default¦Wkdy | 2014-08-08 | 2014-08-16 | Constant | 0 | [23 empty] | From eQ_Lib.dat in MASControl 2017
D17_EUn_Ktchn_Gas_Yr | Equipment | FRACTION | Wknd | 2014-08-08 | 2014-08-16 | Constant | 0 | [23 empty] | From eQ_Lib.dat in MASControl 2017
D17_EUn_Ktchn_Gas_Yr | Equipment | FRACTION | Default¦Wkdy | 2014-08-17 | 2014-12-11 | Hourly | 0.02 | 0.02 | 0.02 | 0.02 | 0.02 | 0.05 | 0.1 | 0.15 | 0.2 | 0.15 | 0.25 | 0.25 | 0.25 | 0.2 | 0.15 | 0.2 | 0.3 | 0.3 | 0.3 | 0.2 | 0.2 | 0.15 | 0.1 | 0.05 | From eQ_Lib.dat in MASControl 2017
D17_EUn_Ktchn_Gas_Yr | Equipment | FRACTION | Wknd | 2014-08-17 | 2014-12-11 | Hourly | 0.02 | 0.02 | 0.02 | 0.02 | 0.02 | 0.05 | 0.1 | 0.15 | 0.2 | 0.15 | 0.25 | 0.25 | 0.25 | 0.2 | 0.15 | 0.2 | 0.3 | 0.3 | 0.3 | 0.2 | 0.2 | 0.15 | 0.1 | 0.05 | From eQ_Lib.dat in MASControl 2017
D17_EUn_Ktchn_Gas_Yr | Equipment | FRACTION | Default¦Wkdy | 2014-12-12 | 2014-12-31 | Constant | 0 | [23 empty] | From eQ_Lib.dat in MASControl 2017
D17_EUn_Ktchn_Gas_Yr | Equipment | FRACTION | Wknd | 2014-12-12 | 2014-12-31 | Constant | 0 | [23 empty] | From eQ_Lib.dat in MASControl 2017
D17_EUn_Ktchn_Gas_Yr | Equipment | FRACTION | WntrDsn | 2014-01-01 | 2014-12-31 | Constant | 0 | [23 empty] | From eQ_Lib.dat in MASControl 2017
D17_EUn_Ktchn_Gas_Yr | Equipment | FRACTION | SmrDsn | 2014-01-01 | 2014-12-31 | Constant | 1 | [23 empty] | From eQ_Lib.dat in MASControl 2017
D17_EUn_Ktchn_Gas_Yr | Equipment | FRACTION | Hol | 2014-01-01 | 2014-12-31 | Constant | 0 | [23 empty] | From eQ_Lib.dat in MASControl 2017
D17_Hsp_Ktchn_Elec_Yr | Equipment | FRACTION | Default¦Wkdy | 2014-01-01 | 2014-12-31 | Hourly | 0.05 | 0.05 | 0.05 | 0.05 | 0.05 | 0.05 | 0.25 | 0.35 | 0.35 | 0.25 | 0.35 | 0.35 | 0.35 | 0.25 | 0.25 | 0.25 | 0.35 | 0.35 | 0.35 | 0.25 | 0.25 | 0.25 | 0.25 | 0.25 | From eQ_Lib.dat in MASControl 2017
D17_Hsp_Ktchn_Elec_Yr | Equipment | FRACTION | Wknd | 2014-01-01 | 2014-12-31 | Hourly | 0.05 | 0.05 | 0.05 | 0.05 | 0.05 | 0.05 | 0.25 | 0.35 | 0.35 | 0.25 | 0.35 | 0.35 | 0.35 | 0.25 | 0.25 | 0.25 | 0.35 | 0.35 | 0.35 | 0.25 | 0.25 | 0.25 | 0.25 | 0.25 | From eQ_Lib.dat in MASControl 2017
D17_Hsp_Ktchn_Elec_Yr | Equipment | FRACTION | WntrDsn | 2014-01-01 | 2014-12-31 | Constant | 0 | [23 empty] | From eQ_Lib.dat in MASControl 2017
D17_Hsp_Ktchn_Elec_Yr | Equipment | FRACTION | SmrDsn | 2014-01-01 | 2014-12-31 | Constant | 1 | [23 empty] | From eQ_Lib.dat in MASControl 2017
D17_Hsp_Ktchn_Elec_Yr | Equipment | FRACTION | Hol | 2014-01-01 | 2014-12-31 | Hourly | 0.05 | 0.05 | 0.05 | 0.05 | 0.05 | 0.05 | 0.25 | 0.35 | 0.35 | 0.25 | 0.35 | 0.35 | 0.35 | 0.25 | 0.25 | 0.25 | 0.35 | 0.35 | 0.35 | 0.25 | 0.25 | 0.25 | 0.25 | 0.25 | From eQ_Lib.dat in MASControl 2017
D17_Hsp_Ktchn_Gas_Yr | Equipment | FRACTION | Default¦Wkdy | 2014-01-01 | 2014-12-31 | Hourly | 0.02 | 0.02 | 0.02 | 0.02 | 0.02 | 0.05 | 0.1 | 0.15 | 0.2 | 0.15 | 0.25 | 0.25 | 0.25 | 0.2 | 0.15 | 0.2 | 0.3 | 0.3 | 0.3 | 0.2 | 0.2 | 0.15 | 0.1 | 0.05 | From eQ_Lib.dat in MASControl 2017
D17_Hsp_Ktchn_Gas_Yr | Equipment | FRACTION | Wknd | 2014-01-01 | 2014-12-31 | Hourly | 0.02 | 0.02 | 0.02 | 0.02 | 0.02 | 0.05 | 0.1 | 0.15 | 0.2 | 0.15 | 0.25 | 0.25 | 0.25 | 0.2 | 0.15 | 0.2 | 0.3 | 0.3 | 0.3 | 0.2 | 0.2 | 0.15 | 0.1 | 0.05 | From eQ_Lib.dat in MASControl 2017
D17_Hsp_Ktchn_Gas_Yr | Equipment | FRACTION | WntrDsn | 2014-01-01 | 2014-12-31 | Constant | 0 | [23 empty] | From eQ_Lib.dat in MASControl 2017
D17_Hsp_Ktchn_Gas_Yr | Equipment | FRACTION | SmrDsn | 2014-01-01 | 2014-12-31 | Constant | 1 | [23 empty] | From eQ_Lib.dat in MASControl 2017
D17_Hsp_Ktchn_Gas_Yr | Equipment | FRACTION | Hol | 2014-01-01 | 2014-12-31 | Hourly | 0.02 | 0.02 | 0.02 | 0.02 | 0.02 | 0.05 | 0.1 | 0.15 | 0.2 | 0.15 | 0.25 | 0.25 | 0.25 | 0.2 | 0.15 | 0.2 | 0.3 | 0.3 | 0.3 | 0.2 | 0.2 | 0.15 | 0.1 | 0.05 | From eQ_Lib.dat in MASControl 2017
D17_Htl_Ktchn_Elec_Yr | Equipment | FRACTION | Default¦Wkdy | 2014-01-01 | 2014-12-31 | Hourly | 0.1 | 0.1 | 0.1 | 0.1 | 0.1 | 0.1 | 0.25 | 0.35 | 0.35 | 0.25 | 0.35 | 0.35 | 0.35 | 0.25 | 0.25 | 0.25 | 0.35 | 0.35 | 0.35 | 0.25 | 0.25 | 0.25 | 0.25 | 0.25 | From eQ_Lib.dat in MASControl 2017
D17_Htl_Ktchn_Elec_Yr | Equipment | FRACTION | Wknd | 2014-01-01 | 2014-12-31 | Hourly | 0.1 | 0.1 | 0.1 | 0.1 | 0.1 | 0.1 | 0.25 | 0.35 | 0.35 | 0.25 | 0.35 | 0.35 | 0.35 | 0.25 | 0.25 | 0.25 | 0.35 | 0.35 | 0.35 | 0.25 | 0.25 | 0.25 | 0.25 | 0.25 | From eQ_Lib.dat in MASControl 2017
D17_Htl_Ktchn_Elec_Yr | Equipment | FRACTION | WntrDsn | 2014-01-01 | 2014-12-31 | Constant | 0 | [23 empty] | From eQ_Lib.dat in MASControl 2017
D17_Htl_Ktchn_Elec_Yr | Equipment | FRACTION | SmrDsn | 2014-01-01 | 2014-12-31 | Constant | 1 | [23 empty] | From eQ_Lib.dat in MASControl 2017
D17_Htl_Ktchn_Elec_Yr | Equipment | FRACTION | Hol | 2014-01-01 | 2014-12-31 | Hourly | 0.1 | 0.1 | 0.1 | 0.1 | 0.1 | 0.1 | 0.25 | 0.35 | 0.35 | 0.25 | 0.35 | 0.35 | 0.35 | 0.25 | 0.25 | 0.25 | 0.35 | 0.35 | 0.35 | 0.25 | 0.25 | 0.25 | 0.25 | 0.25 | From eQ_Lib.dat in MASControl 2017
D17_Htl_Ktchn_Gas_Yr | Equipment | FRACTION | Default¦Wkdy | 2014-01-01 | 2014-12-31 | Hourly | 0.02 | 0.02 | 0.02 | 0.02 | 0.02 | 0.05 | 0.1 | 0.15 | 0.2 | 0.15 | 0.25 | 0.25 | 0.25 | 0.2 | 0.15 | 0.2 | 0.3 | 0.3 | 0.3 | 0.2 | 0.2 | 0.15 | 0.1 | 0.05 | From eQ_Lib.dat in MASControl 2017
D17_Htl_Ktchn_Gas_Yr | Equipment | FRACTION | Wknd | 2014-01-01 | 2014-12-31 | Hourly | 0.02 | 0.02 | 0.02 | 0.02 | 0.02 | 0.05 | 0.1 | 0.15 | 0.2 | 0.15 | 0.25 | 0.25 | 0.25 | 0.2 | 0.15 | 0.2 | 0.3 | 0.3 | 0.3 | 0.2 | 0.2 | 0.15 | 0.1 | 0.05 | From eQ_Lib.dat in MASControl 2017
D17_Htl_Ktchn_Gas_Yr | Equipment | FRACTION | WntrDsn | 2014-01-01 | 2014-12-31 | Constant | 0 | [23 empty] | From eQ_Lib.dat in MASControl 2017
D17_Htl_Ktchn_Gas_Yr | Equipment | FRACTION | SmrDsn | 2014-01-01 | 2014-12-31 | Constant | 1 | [23 empty] | From eQ_Lib.dat in MASControl 2017
D17_Htl_Ktchn_Gas_Yr | Equipment | FRACTION | Hol | 2014-01-01 | 2014-12-31 | Hourly | 0.02 | 0.02 | 0.02 | 0.02 | 0.02 | 0.05 | 0.1 | 0.15 | 0.2 | 0.15 | 0.25 | 0.25 | 0.25 | 0.2 | 0.15 | 0.2 | 0.3 | 0.3 | 0.3 | 0.2 | 0.2 | 0.15 | 0.1 | 0.05 | From eQ_Lib.dat in MASControl 2017
D17_RFF_Ktchn_Elec_Yr | Equipment | FRACTION | Default¦Wkdy | 2014-01-01 | 2014-12-31 | Hourly | 0.1 | 0.1 | 0.1 | 0.1 | 0.1 | 0.1 | 0.35 | 0.35 | 0.25 | 0.25 | 0.35 | 0.35 | 0.35 | 0.35 | 0.25 | 0.25 | 0.25 | 0.35 | 0.35 | 0.35 | 0.25 | 0.25 | 0.25 | 0.25 | From eQ_Lib.dat in MASControl 2017
D17_RFF_Ktchn_Elec_Yr | Equipment | FRACTION | Wknd | 2014-01-01 | 2014-12-31 | Hourly | 0.1 | 0.1 | 0.1 | 0.1 | 0.1 | 0.1 | 0.35 | 0.35 | 0.25 | 0.25 | 0.35 | 0.35 | 0.35 | 0.35 | 0.25 | 0.25 | 0.25 | 0.35 | 0.35 | 0.35 | 0.25 | 0.25 | 0.25 | 0.25 | From eQ_Lib.dat in MASControl 2017
D17_RFF_Ktchn_Elec_Yr | Equipment | FRACTION | WntrDsn | 2014-01-01 | 2014-12-31 | Constant | 0 | [23 empty] | From eQ_Lib.dat in MASControl 2017
D17_RFF_Ktchn_Elec_Yr | Equipment | FRACTION | SmrDsn | 2014-01-01 | 2014-12-31 | Constant | 1 | [23 empty] | From eQ_Lib.dat in MASControl 2017
D17_RFF_Ktchn_Elec_Yr | Equipment | FRACTION | Hol | 2014-01-01 | 2014-12-31 | Hourly | 0.1 | 0.1 | 0.1 | 0.1 | 0.1 | 0.1 | 0.35 | 0.35 | 0.25 | 0.25 | 0.35 | 0.35 | 0.35 | 0.35 | 0.25 | 0.25 | 0.25 | 0.35 | 0.35 | 0.35 | 0.25 | 0.25 | 0.25 | 0.25 | From eQ_Lib.dat in MASControl 2017
D17_RFF_Ktchn_Gas_Yr | Equipment | FRACTION | Default¦Wkdy | 2014-01-01 | 2014-12-31 | Hourly | 0.02 | 0.02 | 0.02 | 0.02 | 0.02 | 0.03 | 0.09 | 0.14 | 0.1 | 0.1 | 0.22 | 0.27 | 0.24 | 0.21 | 0.14 | 0.13 | 0.15 | 0.17 | 0.17 | 0.17 | 0.15 | 0.14 | 0.12 | 0.02 | From eQ_Lib.dat in MASControl 2017
D17_RFF_Ktchn_Gas_Yr | Equipment | FRACTION | Wknd | 2014-01-01 | 2014-12-31 | Hourly | 0.02 | 0.02 | 0.02 | 0.02 | 0.02 | 0.03 | 0.09 | 0.14 | 0.1 | 0.1 | 0.22 | 0.27 | 0.24 | 0.21 | 0.14 | 0.13 | 0.15 | 0.17 | 0.17 | 0.17 | 0.15 | 0.14 | 0.12 | 0.02 | From eQ_Lib.dat in MASControl 2017
D17_RFF_Ktchn_Gas_Yr | Equipment | FRACTION | WntrDsn | 2014-01-01 | 2014-12-31 | Constant | 0 | [23 empty] | From eQ_Lib.dat in MASControl 2017
D17_RFF_Ktchn_Gas_Yr | Equipment | FRACTION | SmrDsn | 2014-01-01 | 2014-12-31 | Constant | 1 | [23 empty] | From eQ_Lib.dat in MASControl 2017
D17_RFF_Ktchn_Gas_Yr | Equipment | FRACTION | Hol | 2014-01-01 | 2014-12-31 | Hourly | 0.02 | 0.02 | 0.02 | 0.02 | 0.02 | 0.03 | 0.09 | 0.14 | 0.1 | 0.1 | 0.22 | 0.27 | 0.24 | 0.21 | 0.14 | 0.13 | 0.15 | 0.17 | 0.17 | 0.17 | 0.15 | 0.14 | 0.12 | 0.02 | From eQ_Lib.dat in MASControl 2017
D17_RSD_Ktchn_Elec_Yr | Equipment | FRACTION | Default¦Wkdy | 2014-01-01 | 2014-12-31 | Hourly | 0.1 | 0.1 | 0.1 | 0.1 | 0.1 | 0.1 | 0.25 | 0.35 | 0.35 | 0.25 | 0.35 | 0.35 | 0.35 | 0.25 | 0.25 | 0.25 | 0.35 | 0.35 | 0.35 | 0.25 | 0.25 | 0.25 | 0.25 | 0.25 | From eQ_Lib.dat in MASControl 2017
D17_RSD_Ktchn_Elec_Yr | Equipment | FRACTION | Wknd | 2014-01-01 | 2014-12-31 | Hourly | 0.1 | 0.1 | 0.1 | 0.1 | 0.1 | 0.1 | 0.25 | 0.35 | 0.35 | 0.25 | 0.35 | 0.35 | 0.35 | 0.25 | 0.25 | 0.25 | 0.35 | 0.35 | 0.35 | 0.25 | 0.25 | 0.25 | 0.25 | 0.25 | From eQ_Lib.dat in MASControl 2017
D17_RSD_Ktchn_Elec_Yr | Equipment | FRACTION | WntrDsn | 2014-01-01 | 2014-12-31 | Constant | 0 | [23 empty] | From eQ_Lib.dat in MASControl 2017
D17_RSD_Ktchn_Elec_Yr | Equipment | FRACTION | SmrDsn | 2014-01-01 | 2014-12-31 | Constant | 1 | [23 empty] | From eQ_Lib.dat in MASControl 2017
D17_RSD_Ktchn_Elec_Yr | Equipment | FRACTION | Hol | 2014-01-01 | 2014-12-31 | Hourly | 0.1 | 0.1 | 0.1 | 0.1 | 0.1 | 0.1 | 0.25 | 0.35 | 0.35 | 0.25 | 0.35 | 0.35 | 0.35 | 0.25 | 0.25 | 0.25 | 0.35 | 0.35 | 0.35 | 0.25 | 0.25 | 0.25 | 0.25 | 0.25 | From eQ_Lib.dat in MASControl 2017
D17_RSD_Ktchn_Gas_Yr | Equipment | FRACTION | Default¦Wkdy | 2014-01-01 | 2014-12-31 | Hourly | 0.02 | 0.02 | 0.02 | 0.02 | 0.02 | 0.05 | 0.1 | 0.15 | 0.2 | 0.15 | 0.25 | 0.25 | 0.25 | 0.2 | 0.15 | 0.2 | 0.3 | 0.3 | 0.3 | 0.2 | 0.2 | 0.15 | 0.1 | 0.05 | From eQ_Lib.dat in MASControl 2017
D17_RSD_Ktchn_Gas_Yr | Equipment | FRACTION | Wknd | 2014-01-01 | 2014-12-31 | Hourly | 0.02 | 0.02 | 0.02 | 0.02 | 0.02 | 0.05 | 0.1 | 0.15 | 0.2 | 0.15 | 0.25 | 0.25 | 0.25 | 0.2 | 0.15 | 0.2 | 0.3 | 0.3 | 0.3 | 0.2 | 0.2 | 0.15 | 0.1 | 0.05 | From eQ_Lib.dat in MASControl 2017
D17_RSD_Ktchn_Gas_Yr | Equipment | FRACTION | WntrDsn | 2014-01-01 | 2014-12-31 | Constant | 0 | [23 empty] | From eQ_Lib.dat in MASControl 2017
D17_RSD_Ktchn_Gas_Yr | Equipment | FRACTION | SmrDsn | 2014-01-01 | 2014-12-31 | Constant | 1 | [23 empty] | From eQ_Lib.dat in MASControl 2017
D17_RSD_Ktchn_Gas_Yr | Equipment | FRACTION | Hol | 2014-01-01 | 2014-12-31 | Hourly | 0.02 | 0.02 | 0.02 | 0.02 | 0.02 | 0.05 | 0.1 | 0.15 | 0.2 | 0.15 | 0.25 | 0.25 | 0.25 | 0.2 | 0.15 | 0.2 | 0.3 | 0.3 | 0.3 | 0.2 | 0.2 | 0.15 | 0.1 | 0.05 | From eQ_Lib.dat in MASControl 2017
DEER Community College Kitchen Exhaust Fan Balance Exhaust Fraction Schedule | Equipment | FRACTION | Default | 2014-01-01 | 2014-12-31 | Constant | 0 | [23 empty] | From DEER Prototype Buildings
DEER Community College Kitchen Exhaust Fan Balance Exhaust Fraction Schedule | Equipment | FRACTION | Wkdy | 2014-01-12 | 2014-04-03 | Hourly | 0 | 0 | 0 | 0 | 0 | 0 | 0 | 1 | 1 | 1 | 1 | 1 | 1 | 1 | 1 | 1 | 1 | 0 | 0 | 0 | 0 | 0 | 0 | 0 | From DEER Prototype Buildings
DEER Community College Kitchen Exhaust Fan Balance Exhaust Fraction Schedule | Equipment | FRACTION | Sat | 2014-01-12 | 2014-04-03 | Hourly | 0 | 0 | 0 | 0 | 0 | 0 | 0 | 0 | 1 | 1 | 0 | 1 | 1 | 0 | 0 | 0 | 0 | 0 | 0 | 0 | 0 | 0 | 0 | 0 | From DEER Prototype Buildings
DEER Community College Kitchen Exhaust Fan Balance Exhaust Fraction Schedule | Equipment | FRACTION | Sun | 2014-01-12 | 2014-04-03 | Constant | 0 | [23 empty] | From DEER Prototype Buildings
DEER Community College Kitchen Exhaust Fan Balance Exhaust Fraction Schedule | Equipment | FRACTION | Wkdy | 2014-04-13 | 2014-05-22 | Hourly | 0 | 0 | 0 | 0 | 0 | 0 | 1 | 1 | 1 | 1 | 1 | 1 | 1 | 1 | 1 | 1 | 1 | 0 | 1 | 0 | 1 | 0 | 0 | 0 | From DEER Prototype Buildings
DEER Community College Kitchen Exhaust Fan Balance Exhaust Fraction Schedule | Equipment | FRACTION | Sat | 2014-04-13 | 2014-05-22 | Hourly | 0 | 0 | 0 | 0 | 0 | 0 | 0 | 1 | 1 | 1 | 1 | 1 | 1 | 0 | 1 | 0 | 0 | 0 | 0 | 0 | 0 | 0 | 0 | 0 | From DEER Prototype Buildings
DEER Community College Kitchen Exhaust Fan Balance Exhaust Fraction Schedule | Equipment | FRACTION | Sun | 2014-04-13 | 2014-05-22 | Constant | 0 | [23 empty] | From DEER Prototype Buildings
DEER Community College Kitchen Exhaust Fan Balance Exhaust Fraction Schedule | Equipment | FRACTION | Wkdy | 2014-06-01 | 2014-08-07 | Hourly | 0 | 0 | 0 | 0 | 0 | 0 | 0 | 1 | 1 | 1 | 1 | 1 | 1 | 0 | 1 | 0 | 1 | 0 | 1 | 0 | 0 | 0 | 0 | 0 | From DEER Prototype Buildings
DEER Community College Kitchen Exhaust Fan Balance Exhaust Fraction Schedule | Equipment | FRACTION | Sat | 2014-06-01 | 2014-08-07 | Hourly | 0 | 0 | 0 | 0 | 0 | 0 | 0 | 1 | 0 | 1 | 0 | 1 | 0 | 1 | 0 | 0 | 0 | 0 | 0 | 0 | 0 | 0 | 0 | 0 | From DEER Prototype Buildings
DEER Community College Kitchen Exhaust Fan Balance Exhaust Fraction Schedule | Equipment | FRACTION | Sun | 2014-06-01 | 2014-08-07 | Constant | 0 | [23 empty] | From DEER Prototype Buildings
DEER Community College Kitchen Exhaust Fan Balance Exhaust Fraction Schedule | Equipment | FRACTION | Wkdy | 2014-08-17 | 2014-12-11 | Hourly | 0 | 0 | 0 | 0 | 0 | 0 | 1 | 1 | 1 | 1 | 1 | 1 | 1 | 1 | 1 | 1 | 1 | 0 | 1 | 0 | 1 | 0 | 0 | 0 | From DEER Prototype Buildings
DEER Community College Kitchen Exhaust Fan Balance Exhaust Fraction Schedule | Equipment | FRACTION | Sat | 2014-08-17 | 2014-12-11 | Hourly | 0 | 0 | 0 | 0 | 0 | 0 | 0 | 1 | 1 | 1 | 1 | 1 | 1 | 0 | 1 | 0 | 0 | 0 | 0 | 0 | 0 | 0 | 0 | 0 | From DEER Prototype Buildings
DEER Community College Kitchen Exhaust Fan Balance Exhaust Fraction Schedule | Equipment | FRACTION | Sun | 2014-08-17 | 2014-12-11 | Constant | 0 | [23 empty] | From DEER Prototype Buildings
DEER Community College Kitchen Exhaust Fan Balance Exhaust Fraction Schedule | Equipment | FRACTION | WntrDsn | 2014-01-01 | 2014-12-31 | Hourly | 0 | 0 | 0 | 0 | 0 | 0 | 1 | 1 | 1 | 1 | 1 | 1 | 1 | 1 | 1 | 1 | 1 | 0 | 0 | 0 | 0 | 0 | 0 | 0 | From DEER Prototype Buildings
DEER Community College Kitchen Exhaust Fan Balance Exhaust Fraction Schedule | Equipment | FRACTION | SmrDsn | 2014-01-01 | 2014-12-31 | Hourly | 0 | 0 | 0 | 0 | 0 | 0 | 1 | 1 | 1 | 1 | 1 | 1 | 1 | 1 | 1 | 1 | 1 | 0 | 0 | 0 | 0 | 0 | 0 | 0 | From DEER Prototype Buildings
DEER Community College Kitchen Exhaust Fan Balance Exhaust Fraction Schedule | Equipment | FRACTION | Hol | 2014-01-01 | 2014-12-31 | Constant | 0 | [23 empty] | From DEER Prototype Buildings
DEER Fast Food Restaurant Kitchen Exhaust Fan Balance Exhaust Fraction Schedule | Equipment | FRACTION | Default¦WntrDsn¦SmrDsn | 2014-01-01 | 2014-12-31 | Hourly | 0 | 0 | 0 | 0 | 0 | 0.2695 | 0.2695 | 0.2695 | 0.2695 | 0.2695 | 0.2695 | 0.2695 | 0.2695 | 0.2695 | 0.2695 | 0.2695 | 0.2695 | 0.2695 | 0.2695 | 0.2695 | 0.2695 | 0.2695 | 0.2695 | 0 | From DEER Prototype Buildings
DEER Hospital Kitchen Exhaust Fan Balance Exhaust Fraction Schedule | Equipment | FRACTION | Default¦WntrDsn¦SmrDsn | 2014-01-01 | 2014-12-31 | Hourly | 0 | 0 | 0 | 0 | 0 | 0 | 0 | 0 | 0.404 | 0.404 | 0.404 | 0.404 | 0.404 | 0.404 | 0.404 | 0.404 | 0.404 | 0.404 | 0.404 | 0.404 | 0 | 0 | 0 | 0 | From DEER Prototype Buildings
DEER Hotel Kitchen Exhaust Fan Balance Exhaust Fraction Schedule | Equipment | FRACTION | Default¦WntrDsn¦SmrDsn | 2014-01-01 | 2014-12-31 | Hourly | 0 | 0 | 0 | 0 | 0 | 0.1083 | 0.1083 | 0.1083 | 0.1083 | 0.1083 | 0.1083 | 0.1083 | 0.1083 | 0.1083 | 0.1083 | 0.1083 | 0.1083 | 0.1083 | 0.1083 | 0.1083 | 0.1083 | 0.1083 | 0.1083 | 0 | From DEER Prototype Buildings
DEER Nursing Home Kitchen Exhaust Fan Balance Exhaust Fraction Schedule | Equipment | FRACTION | Default¦WntrDsn¦SmrDsn | 2014-01-01 | 2014-12-31 | Hourly | 0 | 0 | 0 | 0 | 0 | 0 | 0 | 0 | 1 | 1 | 1 | 1 | 1 | 1 | 1 | 1 | 1 | 1 | 1 | 0 | 0 | 0 | 0 | 0 | From DEER Prototype Buildings
DEER Primary School Kitchen Exhaust Fan Balance Exhaust Fraction Schedule | Equipment | FRACTION | Default | 2014-01-01 | 2014-12-31 | Constant | 0 | [23 empty] | From DEER Prototype Buildings
DEER Primary School Kitchen Exhaust Fan Balance Exhaust Fraction Schedule | Equipment | FRACTION | Wkdy | 2014-01-05 | 2014-04-03 | Hourly | 0 | 0 | 0 | 0 | 0 | 0 | 0 | 0 | 0 | 0 | 0 | 0 | 1 | 1 | 0 | 0 | 0 | 0 | 0 | 0 | 0 | 0 | 0 | 0 | From DEER Prototype Buildings
DEER Primary School Kitchen Exhaust Fan Balance Exhaust Fraction Schedule | Equipment | FRACTION | Sat | 2014-01-05 | 2014-04-03 | Hourly | 0 | 0 | 0 | 0 | 0 | 0 | 0 | 0 | 0 | 0 | 0 | 0 | 1 | 0 | 0 | 0 | 0 | 0 | 0 | 0 | 0 | 0 | 0 | 0 | From DEER Prototype Buildings
DEER Primary School Kitchen Exhaust Fan Balance Exhaust Fraction Schedule | Equipment | FRACTION | Sun | 2014-01-05 | 2014-04-03 | Constant | 0 | [23 empty] | From DEER Prototype Buildings
DEER Primary School Kitchen Exhaust Fan Balance Exhaust Fraction Schedule | Equipment | FRACTION | Wkdy | 2014-04-13 | 2014-06-12 | Hourly | 0 | 0 | 0 | 0 | 0 | 0 | 0 | 0 | 0 | 0 | 0 | 1 | 1 | 0 | 0 | 0 | 0 | 0 | 0 | 0 | 0 | 0 | 0 | 0 | From DEER Prototype Buildings
DEER Primary School Kitchen Exhaust Fan Balance Exhaust Fraction Schedule | Equipment | FRACTION | Sat | 2014-04-13 | 2014-06-12 | Hourly | 0 | 0 | 0 | 0 | 0 | 0 | 0 | 0 | 0 | 0 | 0 | 1 | 0 | 0 | 0 | 0 | 0 | 0 | 0 | 0 | 0 | 0 | 0 | 0 | From DEER Prototype Buildings
DEER Primary School Kitchen Exhaust Fan Balance Exhaust Fraction Schedule | Equipment | FRACTION | Sun | 2014-04-13 | 2014-06-12 | Constant | 0 | [23 empty] | From DEER Prototype Buildings
DEER Primary School Kitchen Exhaust Fan Balance Exhaust Fraction Schedule | Equipment | FRACTION | Wkdy | 2014-08-17 | 2014-12-11 | Hourly | 0 | 0 | 0 | 0 | 0 | 0 | 0 | 0 | 0 | 0 | 0 | 1 | 1 | 0 | 0 | 0 | 0 | 0 | 0 | 0 | 0 | 0 | 0 | 0 | From DEER Prototype Buildings
DEER Primary School Kitchen Exhaust Fan Balance Exhaust Fraction Schedule | Equipment | FRACTION | Sat | 2014-08-17 | 2014-12-11 | Hourly | 0 | 0 | 0 | 0 | 0 | 0 | 0 | 0 | 0 | 0 | 0 | 1 | 0 | 0 | 0 | 0 | 0 | 0 | 0 | 0 | 0 | 0 | 0 | 0 | From DEER Prototype Buildings
DEER Primary School Kitchen Exhaust Fan Balance Exhaust Fraction Schedule | Equipment | FRACTION | Sun | 2014-08-17 | 2014-12-11 | Constant | 0 | [23 empty] | From DEER Prototype Buildings
DEER Primary School Kitchen Exhaust Fan Balance Exhaust Fraction Schedule | Equipment | FRACTION | SmrDsn¦WntrDsn | 2014-01-01 | 2014-12-31 | Hourly | 0 | 0 | 0 | 0 | 0 | 0 | 0 | 0 | 0 | 0 | 0 | 1 | 1 | 1 | 0 | 0 | 0 | 0 | 0 | 0 | 0 | 0 | 0 | 0 | From DEER Prototype Buildings
DEER Primary School Kitchen Exhaust Fan Balance Exhaust Fraction Schedule | Equipment | FRACTION | Hol | 2014-01-01 | 2014-12-31 | Constant | 0 | [23 empty] | From DEER Prototype Buildings
DEER Retail Large Kitchen Exhaust Fan Balance Exhaust Fraction Schedule | Equipment | FRACTION | Default¦WntrDsn¦SmrDsn | 2014-01-01 | 2014-12-31 | Hourly | 0 | 0 | 0 | 0 | 0 | 0 | 0 | 0 | 1 | 1 | 1 | 1 | 1 | 1 | 1 | 1 | 1 | 1 | 1 | 1 | 1 | 1 | 0 | 0 | From DEER Prototype Buildings
DEER Secondary School Kitchen Exhaust Fan Balance Exhaust Fraction Schedule | Equipment | FRACTION | Default | 2014-01-01 | 2014-12-31 | Constant | 0 | [23 empty] | From DEER Prototype Buildings
DEER Secondary School Kitchen Exhaust Fan Balance Exhaust Fraction Schedule | Equipment | FRACTION | Wkdy | 2014-01-05 | 2014-04-03 | Hourly | 0 | 0 | 0 | 0 | 0 | 0 | 0 | 0 | 1 | 1 | 1 | 1 | 1 | 1 | 1 | 1 | 1 | 1 | 0 | 0 | 0 | 0 | 0 | 0 | From DEER Prototype Buildings
DEER Secondary School Kitchen Exhaust Fan Balance Exhaust Fraction Schedule | Equipment | FRACTION | Sat | 2014-01-05 | 2014-04-03 | Hourly | 0 | 0 | 0 | 0 | 0 | 0 | 0 | 0 | 0 | 0 | 0 | 1 | 1 | 1 | 0 | 0 | 0 | 0 | 0 | 0 | 0 | 0 | 0 | 0 | From DEER Prototype Buildings
DEER Secondary School Kitchen Exhaust Fan Balance Exhaust Fraction Schedule | Equipment | FRACTION | Sun | 2014-01-05 | 2014-04-03 | Constant | 0 | [23 empty] | From DEER Prototype Buildings
DEER Secondary School Kitchen Exhaust Fan Balance Exhaust Fraction Schedule | Equipment | FRACTION | Wkdy | 2014-04-13 | 2014-06-12 | Hourly | 0 | 0 | 0 | 0 | 0 | 0 | 0 | 1 | 1 | 1 | 1 | 1 | 1 | 1 | 1 | 1 | 1 | 1 | 0 | 0 | 0 | 0 | 0 | 0 | From DEER Prototype Buildings
DEER Secondary School Kitchen Exhaust Fan Balance Exhaust Fraction Schedule | Equipment | FRACTION | Sat | 2014-04-13 | 2014-06-12 | Hourly | 0 | 0 | 0 | 0 | 0 | 0 | 0 | 1 | 0 | 1 | 1 | 1 | 1 | 1 | 0 | 1 | 0 | 0 | 0 | 0 | 0 | 0 | 0 | 0 | From DEER Prototype Buildings
DEER Secondary School Kitchen Exhaust Fan Balance Exhaust Fraction Schedule | Equipment | FRACTION | Sun | 2014-04-13 | 2014-06-12 | Constant | 0 | [23 empty] | From DEER Prototype Buildings
DEER Secondary School Kitchen Exhaust Fan Balance Exhaust Fraction Schedule | Equipment | FRACTION | Wkdy | 2014-08-17 | 2014-12-11 | Hourly | 0 | 0 | 0 | 0 | 0 | 0 | 0 | 1 | 1 | 1 | 1 | 1 | 1 | 1 | 1 | 1 | 1 | 1 | 0 | 0 | 0 | 0 | 0 | 0 | From DEER Prototype Buildings
DEER Secondary School Kitchen Exhaust Fan Balance Exhaust Fraction Schedule | Equipment | FRACTION | Sat | 2014-08-17 | 2014-12-11 | Hourly | 0 | 0 | 0 | 0 | 0 | 0 | 0 | 1 | 0 | 1 | 1 | 1 | 1 | 1 | 0 | 1 | 0 | 0 | 0 | 0 | 0 | 0 | 0 | 0 | From DEER Prototype Buildings
DEER Secondary School Kitchen Exhaust Fan Balance Exhaust Fraction Schedule | Equipment | FRACTION | Sun | 2014-08-17 | 2014-12-11 | Constant | 0 | [23 empty] | From DEER Prototype Buildings
DEER Secondary School Kitchen Exhaust Fan Balance Exhaust Fraction Schedule | Equipment | FRACTION | SmrDsn¦WntrDsn | 2014-01-01 | 2014-12-31 | Hourly | 0 | 0 | 0 | 0 | 0 | 0 | 0 | 1 | 1 | 1 | 1 | 1 | 1 | 1 | 1 | 1 | 1 | 1 | 0 | 0 | 0 | 0 | 0 | 0 | From DEER Prototype Buildings
DEER Secondary School Kitchen Exhaust Fan Balance Exhaust Fraction Schedule | Equipment | FRACTION | Hol | 2014-01-01 | 2014-12-31 | Constant | 0 | [23 empty] | From DEER Prototype Buildings
DEER Sit Down Restaurant Kitchen Exhaust Fan Balance Exhaust Fraction Schedule | Equipment | FRACTION | Default¦WntrDsn¦SmrDsn | 2014-01-01 | 2014-12-31 | Hourly | 0 | 0 | 0 | 0 | 0 | 0 | 0 | 0 | 0 | 0.666 | 0.666 | 0.666 | 0.666 | 0.666 | 0.666 | 0.666 | 0.666 | 0.666 | 0.666 | 0.666 | 0.666 | 0.666 | 0.666 | 0 | From DEER Prototype Buildings
DEER University Kitchen Exhaust Fan Balance Exhaust Fraction Schedule | Equipment | FRACTION | Default | 2014-01-01 | 2014-12-31 | Constant | 0 | [23 empty] | From DEER Prototype Buildings
DEER University Kitchen Exhaust Fan Balance Exhaust Fraction Schedule | Equipment | FRACTION | Wkdy | 2014-01-12 | 2014-04-03 | Hourly | 0 | 0 | 0 | 0 | 0 | 0 | 0.9608 | 0.9608 | 0.9608 | 0.9608 | 0.9608 | 0.9608 | 0.9608 | 0.9608 | 0.9608 | 0.9608 | 0.9608 | 0.9608 | 0.9608 | 0.9608 | 0 | 0 | 0 | 0 | From DEER Prototype Buildings
DEER University Kitchen Exhaust Fan Balance Exhaust Fraction Schedule | Equipment | FRACTION | Wknd | 2014-01-12 | 2014-04-03 | Hourly | 0 | 0 | 0 | 0 | 0 | 0 | 0 | 0.9608 | 0.9608 | 0 | 0.9608 | 0.9608 | 0 | 0 | 0.9608 | 0.9608 | 0.9608 | 0.9608 | 0 | 0 | 0 | 0 | 0 | 0 | From DEER Prototype Buildings
DEER University Kitchen Exhaust Fan Balance Exhaust Fraction Schedule | Equipment | FRACTION | Wkdy | 2014-04-13 | 2014-05-22 | Hourly | 0 | 0 | 0 | 0 | 0 | 0 | 0.9608 | 0.9608 | 0.9608 | 0.9608 | 0.9608 | 0.9608 | 0.9608 | 0.9608 | 0.9608 | 0.9608 | 0.9608 | 0.9608 | 0.9608 | 0 | 0 | 0 | 0 | 0 | From DEER Prototype Buildings
DEER University Kitchen Exhaust Fan Balance Exhaust Fraction Schedule | Equipment | FRACTION | Wknd | 2014-04-13 | 2014-05-22 | Hourly | 0 | 0 | 0 | 0 | 0 | 0 | 0 | 0.9608 | 0.9608 | 0 | 0.9608 | 0.9608 | 0 | 0 | 0.9608 | 0.9608 | 0.9608 | 0.9608 | 0 | 0 | 0 | 0 | 0 | 0 | From DEER Prototype Buildings
DEER University Kitchen Exhaust Fan Balance Exhaust Fraction Schedule | Equipment | FRACTION | Wkdy | 2014-06-01 | 2014-08-07 | Hourly | 0 | 0 | 0 | 0 | 0 | 0 | 0.9608 | 0.9608 | 0.9608 | 0.9608 | 0.9608 | 0.9608 | 0.9608 | 0.9608 | 0.9608 | 0.9608 | 0.9608 | 0.9608 | 0.9608 | 0 | 0 | 0 | 0 | 0 | From DEER Prototype Buildings
DEER University Kitchen Exhaust Fan Balance Exhaust Fraction Schedule | Equipment | FRACTION | Wknd | 2014-06-01 | 2014-08-07 | Hourly | 0 | 0 | 0 | 0 | 0 | 0 | 0 | 0.9608 | 0 | 0.9608 | 0.9608 | 0.9608 | 0.9608 | 0 | 0 | 0 | 0 | 0 | 0 | 0 | 0 | 0 | 0 | 0 | From DEER Prototype Buildings
DEER University Kitchen Exhaust Fan Balance Exhaust Fraction Schedule | Equipment | FRACTION | Wkdy | 2014-08-17 | 2014-12-11 | Hourly | 0 | 0 | 0 | 0 | 0 | 0 | 0.9608 | 0.9608 | 0.9608 | 0.9608 | 0.9608 | 0.9608 | 0.9608 | 0.9608 | 0.9608 | 0.9608 | 0.9608 | 0.9608 | 0.9608 | 0.9608 | 0 | 0 | 0 | 0 | From DEER Prototype Buildings
DEER University Kitchen Exhaust Fan Balance Exhaust Fraction Schedule | Equipment | FRACTION | Wknd | 2014-08-17 | 2014-12-11 | Hourly | 0 | 0 | 0 | 0 | 0 | 0 | 0 | 0.9608 | 0.9608 | 0 | 0.9608 | 0.9608 | 0 | 0 | 0.9608 | 0.9608 | 0.9608 | 0.9608 | 0 | 0 | 0 | 0 | 0 | 0 | From DEER Prototype Buildings
DEER University Kitchen Exhaust Fan Balance Exhaust Fraction Schedule | Equipment | FRACTION | WntrDsn | 2014-01-01 | 2014-12-31 | Hourly | 0 | 0 | 0 | 0 | 0 | 0 | 0.9608 | 0.9608 | 0.9608 | 0.9608 | 0.9608 | 0.9608 | 0.9608 | 0.9608 | 0.9608 | 0.9608 | 0.9608 | 0.9608 | 0.9608 | 0.9608 | 0 | 0 | 0 | 0 | From DEER Prototype Buildings
DEER University Kitchen Exhaust Fan Balance Exhaust Fraction Schedule | Equipment | FRACTION | SmrDsn | 2014-01-01 | 2014-12-31 | Hourly | 0 | 0 | 0 | 0 | 0 | 0 | 0.9608 | 0.9608 | 0.9608 | 0.9608 | 0.9608 | 0.9608 | 0.9608 | 0.9608 | 0.9608 | 0.9608 | 0.9608 | 0.9608 | 0.9608 | 0.9608 | 0 | 0 | 0 | 0 | From DEER Prototype Buildings
DEER University Kitchen Exhaust Fan Balance Exhaust Fraction Schedule | Equipment | FRACTION | Hol | 2014-01-01 | 2014-12-31 | Hourly | 0 | 0 | 0 | 0 | 0 | 0 | 0 | 0 | 0.9608 | 0.9608 | 0.9608 | 0.9608 | 0.9608 | 0.9608 | 0.9608 | 0 | 0 | 0 | 0 | 0 | 0 | 0 | 0 | 0 | From DEER Prototype Buildings
FullServiceRestaurant Bldg Equip | Equipment |  | Default¦Sun¦Wkdy | 2014-01-01 | 2014-12-31 | Hourly | 0.1 | 0.1 | 0.1 | 0.1 | 0.1 | 0.1 | 0.25 | 0.35 | 0.35 | 0.25 | 0.35 | 0.35 | 0.35 | 0.25 | 0.25 | 0.25 | 0.35 | 0.35 | 0.35 | 0.25 | 0.25 | 0.25 | 0.25 | 0.25 | From DOE Reference Buildings
FullServiceRestaurant Bldg Equip | Equipment |  | WntrDsn | 2014-01-01 | 2014-12-31 | Constant | 0 | [23 empty] | From DOE Reference Buildings
FullServiceRestaurant Bldg Equip | Equipment |  | SmrDsn | 2014-01-01 | 2014-12-31 | Constant | 0.35 | [23 empty] | From DOE Reference Buildings
FullServiceRestaurant Gas Equip | Equipment |  | Default¦Sun | 2014-01-01 | 2014-12-31 | Hourly | 0.02 | 0.02 | 0.02 | 0.02 | 0.02 | 0.05 | 0.1 | 0.15 | 0.2 | 0.15 | 0.25 | 0.25 | 0.25 | 0.2 | 0.15 | 0.2 | 0.3 | 0.3 | 0.3 | 0.2 | 0.2 | 0.15 | 0.1 | 0.05 | From DOE Reference Buildings
FullServiceRestaurant Gas Equip | Equipment |  | WntrDsn | 2014-01-01 | 2014-12-31 | Constant | 0 | [23 empty] | From DOE Reference Buildings
FullServiceRestaurant Gas Equip | Equipment |  | SmrDsn | 2014-01-01 | 2014-12-31 | Constant | 0.25 | [23 empty] | From DOE Reference Buildings
Hospital Admin Equipment | Equipment |  | Default¦WntrDsn¦SmrDsn¦Sun¦Sat | 2014-01-01 | 2014-12-31 | Hourly | 0.3 | 0.3 | 0.3 | 0.3 | 0.5 | 0.5 | 1 | 1 | 1 | 1 | 1 | 1 | 1 | 1 | 1 | 1 | 1 | 1 | 0.5 | 0.5 | 0.3 | 0.3 | 0.3 | 0.3 | From DOE Reference Buildings
Hospital Admin Equipment | Equipment |  | Sat | 2014-01-01 | 2014-12-31 | Hourly | 0.3 | 0.3 | 0.3 | 0.3 | 0.3 | 0.3 | 0.3 | 0.5 | 0.5 | 0.8 | 0.8 | 0.8 | 0.8 | 0.8 | 0.8 | 0.5 | 0.5 | 0.5 | 0.5 | 0.5 | 0.3 | 0.3 | 0.3 | 0.3
Hospital Admin Equipment | Equipment |  | Sun | 2014-01-01 | 2014-12-31 | Hourly | 0.3 | 0.3 | 0.3 | 0.3 | 0.3 | 0.3 | 0.3 | 0.3 | 0.5 | 0.5 | 0.5 | 0.5 | 0.5 | 0.5 | 0.5 | 0.5 | 0.5 | 0.3 | 0.3 | 0.3 | 0.3 | 0.3 | 0.3 | 0.3
Hospital Bldg Equip | Equipment |  | Default¦SmrDsn | 2014-01-01 | 2014-12-31 | Hourly | 0.3 | 0.3 | 0.3 | 0.3 | 0.5 | 0.5 | 1 | 1 | 1 | 1 | 1 | 1 | 1 | 1 | 1 | 1 | 1 | 1 | 0.5 | 0.5 | 0.3 | 0.3 | 0.3 | 0.3 | From DOE Reference Buildings
Hospital Bldg Equip | Equipment |  | WntrDsn | 2014-01-01 | 2014-12-31 | Constant | 0.3 | [23 empty] | From DOE Reference Buildings
Hospital Bldg Equip | Equipment |  | Sun | 2014-01-01 | 2014-12-31 | Hourly | 0.3 | 0.3 | 0.3 | 0.3 | 0.3 | 0.3 | 0.3 | 0.3 | 0.5 | 0.5 | 0.5 | 0.5 | 0.5 | 0.5 | 0.5 | 0.5 | 0.5 | 0.3 | 0.3 | 0.3 | 0.3 | 0.3 | 0.3 | 0.3 | From DOE Reference Buildings
Hospital Bldg Equip | Equipment |  | Sat | 2014-01-01 | 2014-12-31 | Hourly | 0.3 | 0.3 | 0.3 | 0.3 | 0.3 | 0.3 | 0.3 | 0.5 | 0.5 | 0.8 | 0.8 | 0.8 | 0.8 | 0.8 | 0.8 | 0.5 | 0.5 | 0.5 | 0.5 | 0.5 | 0.3 | 0.3 | 0.3 | 0.3 | From DOE Reference Buildings
Hospital BLDG_EQUIP_EXTD_SCH | Equipment |  | Default | 2014-01-01 | 2014-12-31 | Hourly | 0.4 | 0.4 | 0.4 | 0.4 | 0.4 | 0.4 | 0.4 | 0.4 | 0.6 | 0.6 | 0.6 | 0.6 | 0.6 | 0.6 | 0.6 | 0.6 | 0.4 | 0.4 | 0.4 | 0.4 | 0.4 | 0.4 | 0.4 | 0.4 | From DOE Prototype Buildings
Hospital BLDG_EQUIP_EXTD_SCH | Equipment |  | WntrDsn | 2014-01-01 | 2014-12-31 | Constant | 0 | [23 empty] | From DOE Prototype Buildings
Hospital BLDG_EQUIP_EXTD_SCH | Equipment |  | SmrDsn | 2014-01-01 | 2014-12-31 | Constant | 1 | [23 empty] | From DOE Prototype Buildings
Hospital BLDG_EQUIP_EXTD_SCH | Equipment |  | Sat | 2014-01-01 | 2014-12-31 | Hourly | 0.4 | 0.4 | 0.4 | 0.4 | 0.4 | 0.4 | 0.4 | 0.5 | 0.65 | 0.65 | 0.65 | 0.65 | 0.65 | 0.65 | 0.65 | 0.65 | 0.65 | 0.65 | 0.4 | 0.4 | 0.4 | 0.4 | 0.4 | 0.4 | From DOE Prototype Buildings
Hospital BLDG_EQUIP_EXTD_SCH | Equipment |  | Wkdy | 2014-01-01 | 2014-12-31 | Hourly | 0.4 | 0.4 | 0.4 | 0.4 | 0.4 | 0.4 | 0.4 | 0.7 | 0.9 | 0.9 | 0.9 | 0.9 | 0.9 | 0.9 | 0.9 | 0.9 | 0.6 | 0.6 | 0.6 | 0.6 | 0.6 | 0.6 | 0.6 | 0.4 | From DOE Prototype Buildings
Hospital BLDG_EQUIP_SCH | Equipment |  | Default | 2014-01-01 | 2014-12-31 | Hourly | 0.26195 | 0.26195 | 0.26195 | 0.26195 | 0.26195 | 0.26195 | 0.26195 | 0.26195 | 0.34927 | 0.34927 | 0.34927 | 0.34927 | 0.34927 | 0.34927 | 0.34927 | 0.34927 | 0.26195 | 0.26195 | 0.26195 | 0.26195 | 0.26195 | 0.26195 | 0.26195 | 0.26195 | From DOE Prototype Buildings
Hospital BLDG_EQUIP_SCH | Equipment |  | WntrDsn | 2014-01-01 | 2014-12-31 | Constant | 0 | [23 empty] | From DOE Prototype Buildings
Hospital BLDG_EQUIP_SCH | Equipment |  | SmrDsn | 2014-01-01 | 2014-12-31 | Constant | 1 | [23 empty] | From DOE Prototype Buildings
Hospital BLDG_EQUIP_SCH | Equipment |  | Sat | 2014-01-01 | 2014-12-31 | Hourly | 0.34927 | 0.34927 | 0.34927 | 0.34927 | 0.34927 | 0.34927 | 0.34927 | 0.487 | 0.6331 | 0.6331 | 0.6331 | 0.6331 | 0.6331 | 0.6331 | 0.6331 | 0.6331 | 0.6331 | 0.6331 | 0.34927 | 0.34927 | 0.34927 | 0.34927 | 0.34927 | 0.34927 | From DOE Prototype Buildings
Hospital BLDG_EQUIP_SCH | Equipment |  | Wkdy | 2014-01-01 | 2014-12-31 | Hourly | 0.34927 | 0.34927 | 0.34927 | 0.34927 | 0.34927 | 0.34927 | 0.34927 | 0.6818 | 0.8766 | 0.8766 | 0.8766 | 0.8766 | 0.8766 | 0.8766 | 0.8766 | 0.8766 | 0.5844 | 0.5844 | 0.5844 | 0.5844 | 0.5844 | 0.5844 | 0.5239 | 0.34927 | From DOE Prototype Buildings
Hospital Critical Equip | Equipment |  | Default¦SmrDsn¦Sun¦Sat | 2014-01-01 | 2014-12-31 | Hourly | 0.5 | 0.5 | 0.5 | 0.5 | 0.5 | 0.5 | 1 | 1 | 1 | 1 | 1 | 1 | 1 | 1 | 1 | 1 | 1 | 1 | 0.8 | 0.8 | 0.5 | 0.5 | 0.5 | 0.5 | From DOE Reference Buildings
Hospital Critical Equip | Equipment |  | WntrDsn | 2014-01-01 | 2014-12-31 | Constant | 0.3 | [23 empty] | From DOE Reference Buildings
Hospital Kitchen Exhaust | Equipment |  | Default¦SmrDsn | 2014-01-01 | 2014-12-31 | Hourly | 0 | 0 | 0 | 0 | 0 | 1 | 1 | 1 | 1 | 1 | 1 | 1 | 1 | 1 | 1 | 1 | 1 | 1 | 0 | 0 | 0 | 0 | 0 | 0 | From DOE Reference Buildings
Hospital Kitchen Exhaust | Equipment |  | WntrDsn | 2014-01-01 | 2014-12-31 | Hourly | 0 | 0 | 0 | 0 | 0 | 0 | 0 | 1 | 1 | 1 | 1 | 1 | 1 | 1 | 1 | 0 | 0 | 0 | 0 | 0 | 0 | 0 | 0 | 0 | From DOE Reference Buildings
Hospital Kitchen Exhaust | Equipment |  | Wknd | 2014-01-01 | 2014-12-31 | Constant | 0 | [23 empty] | From DOE Reference Buildings
Hospital Kitchen Exhaust Fan Balanced Exhaust Fraction Schedule | Equipment |  | Default¦WntrDsn¦SmrDsn | 2014-01-01 | 2014-12-31 | Hourly | 0 | 0 | 0 | 0 | 0 | 0 | 0 | 0.4458 | 0.4458 | 0.4458 | 0.4458 | 0.4458 | 0.4458 | 0.4458 | 0.4458 | 0.4458 | 0.4458 | 0.4458 | 0.4458 | 0.4458 | 0.4458 | 0.4458 | 0.4458 | 0.4458 | From DOE Prototype Buildings
Hospital Kitchen Gas | Equipment |  | Default¦Sun | 2014-01-01 | 2014-12-31 | Hourly | 0.02 | 0.02 | 0.02 | 0.02 | 0.02 | 0.05 | 0.1 | 0.15 | 0.2 | 0.15 | 0.25 | 0.25 | 0.25 | 0.2 | 0.15 | 0.2 | 0.3 | 0.3 | 0.3 | 0.2 | 0.2 | 0.15 | 0.1 | 0.05 | From DOE Reference Buildings
Hospital Kitchen Gas | Equipment |  | WntrDsn | 2014-01-01 | 2014-12-31 | Constant | 0 | [23 empty] | From DOE Reference Buildings
Hospital Kitchen Gas | Equipment |  | SmrDsn | 2014-01-01 | 2014-12-31 | Constant | 0.25 | [23 empty] | From DOE Reference Buildings
Hospital Kitchen_Elec_Equip_SCH | Equipment |  | Default¦WntrDsn¦SmrDsn¦Sun¦Sat | 2014-01-01 | 2014-12-31 | Hourly | 0.1 | 0.1 | 0.1 | 0.1 | 0.1 | 0.1 | 0.25 | 0.35 | 0.35 | 0.25 | 0.35 | 0.35 | 0.35 | 0.25 | 0.25 | 0.25 | 0.35 | 0.35 | 0.35 | 0.25 | 0.25 | 0.25 | 0.25 | 0.25 | From DOE Reference Buildings
Hospital Kitchen_Exhaust_SCH | Equipment |  | Default¦WntrDsn¦SmrDsn | 2014-01-01 | 2014-12-31 | Hourly | 0 | 0 | 0 | 0 | 0 | 0 | 0 | 1 | 1 | 1 | 1 | 1 | 1 | 1 | 1 | 1 | 1 | 1 | 1 | 1 | 1 | 1 | 1 | 1 | From DOE Prototype Buildings
Hospital Kitchen_Flr_5 sub cat Latent fract sched | Equipment |  | Default¦WntrDsn¦SmrDsn | 2014-01-01 | 2014-12-31 | Constant | 0.05 | [23 empty] | From DOE Prototype Buildings
Hospital Kitchen_Flr_5 sub cat Sensible fract sched | Equipment |  | Default¦WntrDsn¦SmrDsn | 2014-01-01 | 2014-12-31 | Constant | 0.2 | [23 empty] | From DOE Prototype Buildings
Hospital Kitchen_Flr_5 sub cat Temp Sched | Equipment | C | Default¦WntrDsn¦SmrDsn | 2014-01-01 | 2014-12-31 | Constant | 60 | [23 empty] | From DOE Prototype Buildings
Hospital Kitchen_Flr_5 sub catHot Supply Temp Sched | Equipment | C | Default¦WntrDsn¦SmrDsn | 2014-01-01 | 2014-12-31 | Constant | 55 | [23 empty] | From DOE Prototype Buildings
Hospital Kitchen_Flr_5_Case:1_WALKINFREEZER_WalkInStockingSched | Equipment | W | Default | 2014-01-01 | 2014-12-31 | Hourly | 0 | 0 | 0 | 0 | 725 | 417 | 290 | 0 | 0 | 0 | 0 | 0 | 0 | 0 | 0 | 0 | 0 | 0 | 0 | 0 | 0 | 0 | 0 | 0 | From DOE Prototype Buildings
Hospital Kitchen_Flr_5_Case:1_WALKINFREEZER_WalkInStockingSched | Equipment | W | WntrDsn¦SmrDsn¦Wknd¦Mon¦Wed¦Thu | 2014-01-01 | 2014-12-31 | Hourly | 0 | 0 | 0 | 0 | 125 | 117 | 90 | 0 | 0 | 0 | 0 | 0 | 0 | 0 | 0 | 0 | 0 | 0 | 0 | 125 | 117 | 90 | 0 | 0 | From DOE Prototype Buildings
Hospital Kitchen_Flr_5_Case:2_SELFCONTAINEDDISPLAYCASE_CaseStockingSched | Equipment | W | Default¦WntrDsn¦SmrDsn | 2014-01-01 | 2014-12-31 | Hourly | 0 | 0 | 0 | 0 | 0 | 0 | 50 | 70 | 70 | 80 | 70 | 50 | 50 | 80 | 90 | 80 | 0 | 0 | 0 | 0 | 0 | 0 | 0 | 0 | From DOE Prototype Buildings
Hospital Kitchen_SAT_SCH | Equipment | C | Default¦WntrDsn¦SmrDsn | 2014-01-01 | 2014-12-31 | Constant | 15.6 | [23 empty] | From DOE Prototype Buildings
Hospital Laundry Setpoint Temp Schedule | Equipment | W | Default¦WntrDsn¦SmrDsn | 2014-01-01 | 2014-12-31 | Constant | 82.22 | [23 empty] | From DOE Prototype Buildings
Hospital LAUNDRY_SWH_SCH | Equipment |  | Default¦WntrDsn¦SmrDsn | 2014-01-01 | 2014-12-31 | Hourly | 0 | 0 | 0 | 0 | 0 | 0 | 0 | 0 | 1 | 1 | 1 | 1 | 1 | 1 | 1 | 0 | 0 | 0 | 0 | 0 | 0 | 0 | 0 | 0 | From DOE Prototype Buildings
HotelLarge BASEMENT_EQUIP_SCH | Equipment |  | Default | 2014-01-01 | 2014-12-31 | Hourly | 0.4 | 0.4 | 0.3 | 0.3 | 0.3 | 0.3 | 0.4 | 0.5 | 0.5 | 0.4 | 0.4 | 0.4 | 0.4 | 0.3 | 0.3 | 0.3 | 0.3 | 0.3 | 0.6 | 0.8 | 0.9 | 0.7 | 0.6 | 0.4 | From DOE Prototype Buildings
HotelLarge BASEMENT_EQUIP_SCH | Equipment |  | WntrDsn | 2014-01-01 | 2014-12-31 | Constant | 0 | [23 empty] | From DOE Prototype Buildings
HotelLarge BASEMENT_EQUIP_SCH | Equipment |  | SmrDsn | 2014-01-01 | 2014-12-31 | Constant | 1 | [23 empty] | From DOE Prototype Buildings
HotelLarge BASEMENT_EQUIP_SCH | Equipment |  | Sat | 2014-01-01 | 2014-12-31 | Hourly | 0.3 | 0.3 | 0.2 | 0.2 | 0.2 | 0.2 | 0.4 | 0.4 | 0.5 | 0.5 | 0.4 | 0.35 | 0.35 | 0.35 | 0.35 | 0.35 | 0.35 | 0.35 | 0.7 | 0.8 | 0.8 | 0.8 | 0.7 | 0.4 | From DOE Prototype Buildings
HotelLarge BASEMENT_EQUIP_SCH | Equipment |  | Wkdy | 2014-01-01 | 2014-12-31 | Hourly | 0.3 | 0.25 | 0.2 | 0.2 | 0.2 | 0.3 | 0.5 | 0.6 | 0.5 | 0.5 | 0.35 | 0.35 | 0.35 | 0.35 | 0.35 | 0.35 | 0.35 | 0.35 | 0.7 | 0.9 | 0.95 | 0.9 | 0.7 | 0.4 | From DOE Prototype Buildings
HotelLarge BASEMENT_EQUIP_SCH_2010 | Equipment |  | Default | 2014-01-01 | 2014-12-31 | Hourly | 0.38414 | 0.38414 | 0.28811 | 0.28811 | 0.28811 | 0.28811 | 0.38414 | 0.48018 | 0.48018 | 0.38414 | 0.38414 | 0.38414 | 0.38414 | 0.28811 | 0.28811 | 0.28811 | 0.28811 | 0.28811 | 0.57621 | 0.76829 | 0.86432 | 0.67225 | 0.57621 | 0.38414 | From DOE Prototype Buildings
HotelLarge BASEMENT_EQUIP_SCH_2010 | Equipment |  | WntrDsn | 2014-01-01 | 2014-12-31 | Constant | 0 | [23 empty] | From DOE Prototype Buildings
HotelLarge BASEMENT_EQUIP_SCH_2010 | Equipment |  | SmrDsn | 2014-01-01 | 2014-12-31 | Constant | 1 | [23 empty] | From DOE Prototype Buildings
HotelLarge BASEMENT_EQUIP_SCH_2010 | Equipment |  | Sat | 2014-01-01 | 2014-12-31 | Hourly | 0.28811 | 0.28811 | 0.19207 | 0.19207 | 0.19207 | 0.19207 | 0.38414 | 0.38414 | 0.48018 | 0.48018 | 0.38414 | 0.33613 | 0.33613 | 0.33613 | 0.33613 | 0.33613 | 0.33613 | 0.33613 | 0.67225 | 0.76829 | 0.76829 | 0.76829 | 0.67225 | 0.38414 | From DOE Prototype Buildings
HotelLarge BASEMENT_EQUIP_SCH_2010 | Equipment |  | Wkdy | 2014-01-01 | 2014-12-31 | Hourly | 0.28811 | 0.24009 | 0.19207 | 0.19207 | 0.19207 | 0.28811 | 0.48018 | 0.57621 | 0.48018 | 0.48018 | 0.33613 | 0.33613 | 0.33613 | 0.33613 | 0.33613 | 0.33613 | 0.33613 | 0.33613 | 0.67225 | 0.86432 | 0.91234 | 0.86432 | 0.67225 | 0.38414 | From DOE Prototype Buildings
HotelLarge BASEMENT_EQUIP_SCH_2013 | Equipment |  | Default | 2014-01-01 | 2014-12-31 | Hourly | 0.38097 | 0.38097 | 0.28572 | 0.28572 | 0.28572 | 0.28572 | 0.38097 | 0.47621 | 0.47621 | 0.38097 | 0.38097 | 0.38097 | 0.38097 | 0.28572 | 0.28572 | 0.28572 | 0.28572 | 0.28572 | 0.57145 | 0.76193 | 0.85717 | 0.66669 | 0.57145 | 0.38097 | From DOE Prototype Buildings
HotelLarge BASEMENT_EQUIP_SCH_2013 | Equipment |  | WntrDsn | 2014-01-01 | 2014-12-31 | Constant | 0 | [23 empty] | From DOE Prototype Buildings
HotelLarge BASEMENT_EQUIP_SCH_2013 | Equipment |  | SmrDsn | 2014-01-01 | 2014-12-31 | Constant | 1 | [23 empty] | From DOE Prototype Buildings
HotelLarge BASEMENT_EQUIP_SCH_2013 | Equipment |  | Sat | 2014-01-01 | 2014-12-31 | Hourly | 0.28572 | 0.28572 | 0.19048 | 0.19048 | 0.19048 | 0.19048 | 0.38097 | 0.38097 | 0.47621 | 0.47621 | 0.38097 | 0.33335 | 0.33335 | 0.33335 | 0.33335 | 0.33335 | 0.33335 | 0.33335 | 0.66669 | 0.76193 | 0.76193 | 0.76193 | 0.66669 | 0.38097 | From DOE Prototype Buildings
HotelLarge BASEMENT_EQUIP_SCH_2013 | Equipment |  | Wkdy | 2014-01-01 | 2014-12-31 | Hourly | 0.28572 | 0.2381 | 0.19048 | 0.19048 | 0.19048 | 0.28572 | 0.47621 | 0.57145 | 0.47621 | 0.47621 | 0.33335 | 0.33335 | 0.33335 | 0.33335 | 0.33335 | 0.33335 | 0.33335 | 0.33335 | 0.66669 | 0.85717 | 0.90479 | 0.85717 | 0.66669 | 0.38097 | From DOE Prototype Buildings
HotelLarge BLDG_EQUIP_SCH | Equipment |  | Default | 2014-01-01 | 2014-12-31 | Hourly | 0.4 | 0.4 | 0.3 | 0.3 | 0.3 | 0.3 | 0.4 | 0.5 | 0.5 | 0.4 | 0.4 | 0.4 | 0.4 | 0.3 | 0.3 | 0.3 | 0.3 | 0.3 | 0.6 | 0.8 | 0.9 | 0.7 | 0.6 | 0.4 | From DOE Prototype Buildings
HotelLarge BLDG_EQUIP_SCH | Equipment |  | WntrDsn | 2014-01-01 | 2014-12-31 | Constant | 0 | [23 empty] | From DOE Prototype Buildings
HotelLarge BLDG_EQUIP_SCH | Equipment |  | SmrDsn | 2014-01-01 | 2014-12-31 | Constant | 1 | [23 empty] | From DOE Prototype Buildings
HotelLarge BLDG_EQUIP_SCH | Equipment |  | Sat | 2014-01-01 | 2014-12-31 | Hourly | 0.3 | 0.3 | 0.2 | 0.2 | 0.2 | 0.2 | 0.4 | 0.4 | 0.5 | 0.5 | 0.4 | 0.35 | 0.35 | 0.35 | 0.35 | 0.35 | 0.35 | 0.35 | 0.7 | 0.8 | 0.8 | 0.8 | 0.7 | 0.4 | From DOE Prototype Buildings
HotelLarge BLDG_EQUIP_SCH | Equipment |  | Wkdy | 2014-01-01 | 2014-12-31 | Hourly | 0.3 | 0.25 | 0.2 | 0.2 | 0.2 | 0.3 | 0.5 | 0.6 | 0.5 | 0.5 | 0.35 | 0.35 | 0.35 | 0.35 | 0.35 | 0.35 | 0.35 | 0.35 | 0.7 | 0.9 | 0.95 | 0.9 | 0.7 | 0.4 | From DOE Prototype Buildings
HotelLarge EmployeeLounge_Eqp_Sch | Equipment |  | Default¦Wkdy | 2014-01-01 | 2014-12-31 | Hourly | 0.11 | 0.11 | 0.11 | 0.11 | 0.11 | 0.19 | 0.19 | 0.25 | 1 | 1 | 0.86 | 0.86 | 1 | 0.86 | 0.86 | 0.86 | 0.86 | 0.86 | 0.25 | 0.19 | 0.11 | 0.11 | 0.11 | 0.11 | From DOE Prototype Buildings
HotelLarge EmployeeLounge_Eqp_Sch | Equipment |  | WntrDsn | 2014-01-01 | 2014-12-31 | Constant | 0 | [23 empty] | From DOE Prototype Buildings
HotelLarge EmployeeLounge_Eqp_Sch | Equipment |  | SmrDsn | 2014-01-01 | 2014-12-31 | Constant | 1 | [23 empty] | From DOE Prototype Buildings
HotelLarge ExerciseRoom_Eqp_Sch | Equipment |  | Default¦WntrDsn¦SmrDsn | 2014-01-01 | 2014-12-31 | Hourly | 0 | 0 | 0 | 0 | 0 | 0 | 0.5 | 1 | 1 | 0.5 | 0.5 | 0.5 | 0 | 0.5 | 0.5 | 0.5 | 1 | 0.5 | 0.5 | 1 | 1 | 0.5 | 0.5 | 0 | From DOE Prototype Buildings
HotelLarge GuestRoom_Eqp_Sch_Adva | Equipment |  | Default | 2014-01-01 | 2014-12-31 | Hourly | 0.17 | 0.17 | 0.17 | 0.17 | 0.17 | 0.17 | 0.3 | 0.62 | 0.9 | 0.62 | 0.13 | 0.13 | 0.13 | 0.13 | 0.13 | 0.13 | 0.21 | 0.4 | 0.48 | 0.46 | 0.62 | 0.69 | 0.34 | 0.17 | From DOE Prototype Buildings
HotelLarge GuestRoom_Eqp_Sch_Adva | Equipment |  | WntrDsn | 2014-01-01 | 2014-12-31 | Constant | 0 | [23 empty] | From DOE Prototype Buildings
HotelLarge GuestRoom_Eqp_Sch_Adva | Equipment |  | SmrDsn | 2014-01-01 | 2014-12-31 | Constant | 1 | [23 empty] | From DOE Prototype Buildings
HotelLarge GuestRoom_Eqp_Sch_Adva | Equipment |  | Wkdy | 2014-01-01 | 2014-12-31 | Hourly | 0.17 | 0.17 | 0.17 | 0.17 | 0.17 | 0.17 | 0.62 | 0.9 | 0.43 | 0.43 | 0.12 | 0.12 | 0.12 | 0.12 | 0.12 | 0.12 | 0.19 | 0.48 | 0.48 | 0.46 | 0.62 | 0.69 | 0.34 | 0.17 | From DOE Prototype Buildings
HotelLarge GuestRoom_Eqp_Sch_Base | Equipment |  | Default | 2014-01-01 | 2014-12-31 | Hourly | 0.2 | 0.2 | 0.2 | 0.2 | 0.2 | 0.2 | 0.3 | 0.62 | 0.9 | 0.62 | 0.29 | 0.29 | 0.29 | 0.29 | 0.29 | 0.29 | 0.29 | 0.43 | 0.51 | 0.49 | 0.66 | 0.7 | 0.35 | 0.2 | From DOE Prototype Buildings
HotelLarge GuestRoom_Eqp_Sch_Base | Equipment |  | WntrDsn | 2014-01-01 | 2014-12-31 | Constant | 0 | [23 empty] | From DOE Prototype Buildings
HotelLarge GuestRoom_Eqp_Sch_Base | Equipment |  | SmrDsn | 2014-01-01 | 2014-12-31 | Constant | 1 | [23 empty] | From DOE Prototype Buildings
HotelLarge GuestRoom_Eqp_Sch_Base | Equipment |  | Wkdy | 2014-01-01 | 2014-12-31 | Hourly | 0.2 | 0.2 | 0.2 | 0.2 | 0.2 | 0.2 | 0.62 | 0.9 | 0.43 | 0.43 | 0.26 | 0.26 | 0.26 | 0.26 | 0.26 | 0.26 | 0.26 | 0.51 | 0.51 | 0.49 | 0.66 | 0.7 | 0.35 | 0.2 | From DOE Prototype Buildings
HotelLarge Kitchen Exhaust Fan Balanced Exhaust Fraction Schedule | Equipment |  | Default¦WntrDsn¦SmrDsn | 2014-01-01 | 2014-12-31 | Hourly | 0 | 0 | 0 | 0 | 0 | 0 | 0 | 0.50872 | 0.50872 | 0.50872 | 0.50872 | 0.50872 | 0.50872 | 0.50872 | 0.50872 | 0.50872 | 0.50872 | 0.50872 | 0.50872 | 0.50872 | 0.50872 | 0.50872 | 0.50872 | 0.50872 | From DOE Prototype Buildings
HotelLarge Kitchen_Elec_Equip_SCH | Equipment |  | Default¦Sun¦Wkdy | 2014-01-01 | 2014-12-31 | Hourly | 0.1 | 0.1 | 0.1 | 0.1 | 0.1 | 0.1 | 0.25 | 0.3 | 0.3 | 0.3 | 0.3 | 0.3 | 0.3 | 0.3 | 0.3 | 0.3 | 0.3 | 0.3 | 0.3 | 0.3 | 0.3 | 0.3 | 0.3 | 0.3 | From DOE Prototype Buildings
HotelLarge Kitchen_Elec_Equip_SCH | Equipment |  | WntrDsn | 2014-01-01 | 2014-12-31 | Constant | 0 | [23 empty] | From DOE Prototype Buildings
HotelLarge Kitchen_Elec_Equip_SCH | Equipment |  | SmrDsn | 2014-01-01 | 2014-12-31 | Constant | 0.3 | [23 empty] | From DOE Prototype Buildings
HotelLarge Kitchen_Exhaust_SCH | Equipment |  | Default¦WntrDsn¦SmrDsn | 2014-01-01 | 2014-12-31 | Hourly | 0 | 0 | 0 | 0 | 0 | 0 | 0 | 1 | 1 | 1 | 1 | 1 | 1 | 1 | 1 | 1 | 1 | 1 | 1 | 1 | 1 | 1 | 1 | 1 | From DOE Prototype Buildings
HotelLarge Kitchen_Flr_6 Water Equipment Hot Supply Temp Sched | Equipment | C | Default¦WntrDsn¦SmrDsn | 2014-01-01 | 2014-12-31 | Constant | 55 | [23 empty] | From DOE Prototype Buildings
HotelLarge Kitchen_Flr_6 Water Equipment Latent fract sched | Equipment |  | Default¦WntrDsn¦SmrDsn | 2014-01-01 | 2014-12-31 | Constant | 0.05 | [23 empty] | From DOE Prototype Buildings
HotelLarge Kitchen_Flr_6 Water Equipment Sensible fract sched | Equipment |  | Default¦WntrDsn¦SmrDsn | 2014-01-01 | 2014-12-31 | Constant | 0.2 | [23 empty] | From DOE Prototype Buildings
HotelLarge Kitchen_Flr_6 Water Equipment Temp Sched | Equipment | C | Default¦WntrDsn¦SmrDsn | 2014-01-01 | 2014-12-31 | Constant | 60 | [23 empty] | From DOE Prototype Buildings
HotelLarge Kitchen_Flr_6_Case:1_WALKINFREEZER_WalkInStockingSched | Equipment | W | Default | 2014-01-01 | 2014-12-31 | Hourly | 0 | 0 | 0 | 0 | 725 | 417 | 290 | 0 | 0 | 0 | 0 | 0 | 0 | 0 | 0 | 0 | 0 | 0 | 0 | 0 | 0 | 0 | 0 | 0 | From DOE Prototype Buildings
HotelLarge Kitchen_Flr_6_Case:1_WALKINFREEZER_WalkInStockingSched | Equipment | W | WntrDsn¦SmrDsn¦Wknd¦Mon¦Wed¦Thu | 2014-01-01 | 2014-12-31 | Hourly | 0 | 0 | 0 | 0 | 125 | 117 | 90 | 0 | 0 | 0 | 0 | 0 | 0 | 0 | 0 | 0 | 0 | 0 | 0 | 125 | 117 | 90 | 0 | 0 | From DOE Prototype Buildings
HotelLarge Kitchen_Flr_6_Case:2_SELFCONTAINEDDISPLAYCASE_CaseStockingSched | Equipment | W | Default¦WntrDsn¦SmrDsn | 2014-01-01 | 2014-12-31 | Hourly | 0 | 0 | 0 | 0 | 0 | 0 | 50 | 70 | 70 | 80 | 70 | 50 | 50 | 80 | 90 | 80 | 0 | 0 | 0 | 0 | 0 | 0 | 0 | 0 | From DOE Prototype Buildings
HotelLarge Kitchen_Gas_Equip_SCH | Equipment |  | Default¦Sat¦Wkdy | 2014-01-01 | 2014-12-31 | Hourly | 0.02 | 0.02 | 0.02 | 0.02 | 0.02 | 0.05 | 0.1 | 0.15 | 0.2 | 0.15 | 0.25 | 0.25 | 0.25 | 0.2 | 0.15 | 0.2 | 0.3 | 0.3 | 0.3 | 0.2 | 0.2 | 0.15 | 0.1 | 0.05 | From DOE Prototype Buildings
HotelLarge Kitchen_Gas_Equip_SCH | Equipment |  | WntrDsn | 2014-01-01 | 2014-12-31 | Constant | 0 | [23 empty] | From DOE Prototype Buildings
HotelLarge Kitchen_Gas_Equip_SCH | Equipment |  | SmrDsn | 2014-01-01 | 2014-12-31 | Constant | 0.25 | [23 empty] | From DOE Prototype Buildings
HotelLarge Laundry Setpoint Temp Schedule | Equipment | W | Default¦WntrDsn¦SmrDsn | 2014-01-01 | 2014-12-31 | Constant | 82.22 | [23 empty] | From DOE Prototype Buildings
HotelLarge LAUNDRY_SWH_SCH | Equipment |  | Default¦WntrDsn¦SmrDsn | 2014-01-01 | 2014-12-31 | Hourly | 0 | 0 | 0 | 0 | 0 | 0 | 0 | 0 | 0 | 0 | 0 | 0 | 0 | 0 | 0 | 0 | 0 | 1 | 1 | 1 | 1 | 1 | 1 | 1 | From DOE Prototype Buildings
HotelLarge LaundryRoom_Eqp_Elec_Sch | Equipment |  | Default | 2014-01-01 | 2014-12-31 | Hourly | 0 | 0 | 0 | 0 | 0 | 0 | 0 | 0 | 1 | 1 | 1 | 1 | 1 | 1 | 1 | 1 | 0 | 0 | 0 | 0 | 0 | 0 | 0 | 0 | From DOE Prototype Buildings
HotelLarge LaundryRoom_Eqp_Elec_Sch | Equipment |  | WntrDsn | 2014-01-01 | 2014-12-31 | Constant | 0 | [23 empty] | From DOE Prototype Buildings
HotelLarge LaundryRoom_Eqp_Elec_Sch | Equipment |  | SmrDsn | 2014-01-01 | 2014-12-31 | Constant | 1 | [23 empty] | From DOE Prototype Buildings
HotelLarge LaundryRoom_Eqp_Gas_Sch | Equipment |  | Default | 2014-01-01 | 2014-12-31 | Hourly | 0 | 0 | 0 | 0 | 0 | 0 | 0 | 0 | 0 | 1 | 1 | 1 | 1 | 1 | 1 | 1 | 1 | 0 | 0 | 0 | 0 | 0 | 0 | 0 | From DOE Prototype Buildings
HotelLarge LaundryRoom_Eqp_Gas_Sch | Equipment |  | WntrDsn | 2014-01-01 | 2014-12-31 | Constant | 0 | [23 empty] | From DOE Prototype Buildings
HotelLarge LaundryRoom_Eqp_Gas_Sch | Equipment |  | SmrDsn | 2014-01-01 | 2014-12-31 | Constant | 1 | [23 empty] | From DOE Prototype Buildings
HotelLarge LaundryRoom_SWH_Sch_Post2004 | Equipment |  | Default¦WntrDsn¦SmrDsn | 2014-01-01 | 2014-12-31 | Hourly | 0 | 0 | 0 | 0 | 0 | 0 | 0 | 0 | 0 | 0 | 0 | 0 | 0 | 0 | 0 | 0 | 0 | 1 | 1 | 1 | 1 | 1 | 1 | 1 | From DOE Prototype Buildings
HotelLarge LaundryRoom_SWH_Sch_Pre2004 | Equipment |  | Default¦WntrDsn¦SmrDsn | 2014-01-01 | 2014-12-31 | Hourly | 0 | 0 | 0 | 0 | 0 | 0 | 0 | 0 | 1 | 1 | 1 | 1 | 1 | 1 | 1 | 1 | 0 | 0 | 0 | 0 | 0 | 0 | 0 | 0 | From DOE Prototype Buildings
HotelLarge Lobby_Eqp_Sch | Equipment |  | Default | 2014-01-01 | 2014-12-31 | Hourly | 0.21 | 0.21 | 0.21 | 0.21 | 0.21 | 0.68 | 1 | 1 | 1 | 1 | 0.32 | 0.23 | 0.23 | 0.23 | 0.23 | 0.23 | 0.23 | 0.23 | 0.23 | 0.23 | 0.23 | 0.23 | 0.23 | 0.21 | From DOE Prototype Buildings
HotelLarge Lobby_Eqp_Sch | Equipment |  | WntrDsn | 2014-01-01 | 2014-12-31 | Constant | 0 | [23 empty] | From DOE Prototype Buildings
HotelLarge Lobby_Eqp_Sch | Equipment |  | SmrDsn | 2014-01-01 | 2014-12-31 | Constant | 1 | [23 empty] | From DOE Prototype Buildings
HotelLarge MeetingRoom_Eqp_Sch | Equipment |  | Default¦WntrDsn¦SmrDsn | 2014-01-01 | 2014-12-31 | Hourly | 0 | 0 | 0 | 0 | 0 | 0 | 0 | 0.05 | 0.54 | 0.54 | 0.26 | 0.26 | 0.05 | 0.54 | 0.54 | 0.26 | 0.26 | 0.26 | 0.05 | 0.05 | 0 | 0 | 0 | 0 | From DOE Prototype Buildings
HotelLarge Office_Eqp_Sch | Equipment |  | Default | 2014-01-01 | 2014-12-31 | Hourly | 0.33 | 0.33 | 0.33 | 0.33 | 0.33 | 0.38 | 0.38 | 0.43 | 0.63 | 0.63 | 0.63 | 0.63 | 0.63 | 0.63 | 0.63 | 0.63 | 0.63 | 0.63 | 0.48 | 0.48 | 0.48 | 0.48 | 0.33 | 0.33 | From DOE Prototype Buildings
HotelLarge Office_Eqp_Sch | Equipment |  | WntrDsn | 2014-01-01 | 2014-12-31 | Constant | 0 | [23 empty] | From DOE Prototype Buildings
HotelLarge Office_Eqp_Sch | Equipment |  | SmrDsn | 2014-01-01 | 2014-12-31 | Constant | 1 | [23 empty] | From DOE Prototype Buildings
HotelLarge Office_Eqp_Sch | Equipment |  | Wkdy | 2014-01-01 | 2014-12-31 | Hourly | 0.33 | 0.33 | 0.33 | 0.33 | 0.33 | 0.38 | 0.38 | 0.43 | 0.43 | 0.43 | 1 | 1 | 0.94 | 1 | 1 | 1 | 1 | 0.75 | 0.63 | 0.63 | 0.48 | 0.48 | 0.33 | 0.33 | From DOE Prototype Buildings
HotelLarge Room_1_Flr_3 Water Equipment Hot Supply Temp Sched | Equipment | C | Default¦WntrDsn¦SmrDsn | 2014-01-01 | 2014-12-31 | Constant | 55 | [23 empty] | From DOE Prototype Buildings
HotelLarge Room_1_Flr_3 Water Equipment Latent fract sched | Equipment |  | Default¦WntrDsn¦SmrDsn | 2014-01-01 | 2014-12-31 | Constant | 0.05 | [23 empty] | From DOE Prototype Buildings
HotelLarge Room_1_Flr_3 Water Equipment Sensible fract sched | Equipment |  | Default¦WntrDsn¦SmrDsn | 2014-01-01 | 2014-12-31 | Constant | 0.2 | [23 empty] | From DOE Prototype Buildings
HotelLarge Room_1_Flr_3 Water Equipment Temp Sched | Equipment | C | Default¦WntrDsn¦SmrDsn | 2014-01-01 | 2014-12-31 | Constant | 60 | [23 empty] | From DOE Prototype Buildings
HotelLarge Room_1_Flr_6 Water Equipment Hot Supply Temp Sched | Equipment | C | Default¦WntrDsn¦SmrDsn | 2014-01-01 | 2014-12-31 | Constant | 55 | [23 empty] | From DOE Prototype Buildings
HotelLarge Room_1_Flr_6 Water Equipment Latent fract sched | Equipment |  | Default¦WntrDsn¦SmrDsn | 2014-01-01 | 2014-12-31 | Constant | 0.05 | [23 empty] | From DOE Prototype Buildings
HotelLarge Room_1_Flr_6 Water Equipment Sensible fract sched | Equipment |  | Default¦WntrDsn¦SmrDsn | 2014-01-01 | 2014-12-31 | Constant | 0.2 | [23 empty] | From DOE Prototype Buildings
HotelLarge Room_1_Flr_6 Water Equipment Temp Sched | Equipment | C | Default¦WntrDsn¦SmrDsn | 2014-01-01 | 2014-12-31 | Constant | 60 | [23 empty] | From DOE Prototype Buildings
HotelLarge Room_2_Flr_3 Water Equipment Hot Supply Temp Sched | Equipment | C | Default¦WntrDsn¦SmrDsn | 2014-01-01 | 2014-12-31 | Constant | 55 | [23 empty] | From DOE Prototype Buildings
HotelLarge Room_2_Flr_3 Water Equipment Latent fract sched | Equipment |  | Default¦WntrDsn¦SmrDsn | 2014-01-01 | 2014-12-31 | Constant | 0.05 | [23 empty] | From DOE Prototype Buildings
HotelLarge Room_2_Flr_3 Water Equipment Sensible fract sched | Equipment |  | Default¦WntrDsn¦SmrDsn | 2014-01-01 | 2014-12-31 | Constant | 0.2 | [23 empty] | From DOE Prototype Buildings
HotelLarge Room_2_Flr_3 Water Equipment Temp Sched | Equipment | C | Default¦WntrDsn¦SmrDsn | 2014-01-01 | 2014-12-31 | Constant | 60 | [23 empty] | From DOE Prototype Buildings
HotelLarge Room_2_Flr_6 Water Equipment Hot Supply Temp Sched | Equipment | C | Default¦WntrDsn¦SmrDsn | 2014-01-01 | 2014-12-31 | Constant | 55 | [23 empty] | From DOE Prototype Buildings
HotelLarge Room_2_Flr_6 Water Equipment Latent fract sched | Equipment |  | Default¦WntrDsn¦SmrDsn | 2014-01-01 | 2014-12-31 | Constant | 0.05 | [23 empty] | From DOE Prototype Buildings
HotelLarge Room_2_Flr_6 Water Equipment Sensible fract sched | Equipment |  | Default¦WntrDsn¦SmrDsn | 2014-01-01 | 2014-12-31 | Constant | 0.2 | [23 empty] | From DOE Prototype Buildings
HotelLarge Room_2_Flr_6 Water Equipment Temp Sched | Equipment | C | Default¦WntrDsn¦SmrDsn | 2014-01-01 | 2014-12-31 | Constant | 60 | [23 empty] | From DOE Prototype Buildings
HotelLarge Room_3_Mult19_Flr_3 Water Equipment Hot Supply Temp Sched | Equipment | C | Default¦WntrDsn¦SmrDsn | 2014-01-01 | 2014-12-31 | Constant | 55 | [23 empty] | From DOE Prototype Buildings
HotelLarge Room_3_Mult19_Flr_3 Water Equipment Latent fract sched | Equipment |  | Default¦WntrDsn¦SmrDsn | 2014-01-01 | 2014-12-31 | Constant | 0.05 | [23 empty] | From DOE Prototype Buildings
HotelLarge Room_3_Mult19_Flr_3 Water Equipment Sensible fract sched | Equipment |  | Default¦WntrDsn¦SmrDsn | 2014-01-01 | 2014-12-31 | Constant | 0.2 | [23 empty] | From DOE Prototype Buildings
HotelLarge Room_3_Mult19_Flr_3 Water Equipment Temp Sched | Equipment | C | Default¦WntrDsn¦SmrDsn | 2014-01-01 | 2014-12-31 | Constant | 60 | [23 empty] | From DOE Prototype Buildings
HotelLarge Room_3_Mult9_Flr_6 Water Equipment Hot Supply Temp Sched | Equipment | C | Default¦WntrDsn¦SmrDsn | 2014-01-01 | 2014-12-31 | Constant | 55 | [23 empty] | From DOE Prototype Buildings
HotelLarge Room_3_Mult9_Flr_6 Water Equipment Latent fract sched | Equipment |  | Default¦WntrDsn¦SmrDsn | 2014-01-01 | 2014-12-31 | Constant | 0.05 | [23 empty] | From DOE Prototype Buildings
HotelLarge Room_3_Mult9_Flr_6 Water Equipment Sensible fract sched | Equipment |  | Default¦WntrDsn¦SmrDsn | 2014-01-01 | 2014-12-31 | Constant | 0.2 | [23 empty] | From DOE Prototype Buildings
HotelLarge Room_3_Mult9_Flr_6 Water Equipment Temp Sched | Equipment | C | Default¦WntrDsn¦SmrDsn | 2014-01-01 | 2014-12-31 | Constant | 60 | [23 empty] | From DOE Prototype Buildings
HotelLarge Room_4_Mult19_Flr_3 Water Equipment Hot Supply Temp Sched | Equipment | C | Default¦WntrDsn¦SmrDsn | 2014-01-01 | 2014-12-31 | Constant | 55 | [23 empty] | From DOE Prototype Buildings
HotelLarge Room_4_Mult19_Flr_3 Water Equipment Latent fract sched | Equipment |  | Default¦WntrDsn¦SmrDsn | 2014-01-01 | 2014-12-31 | Constant | 0.05 | [23 empty] | From DOE Prototype Buildings
HotelLarge Room_4_Mult19_Flr_3 Water Equipment Sensible fract sched | Equipment |  | Default¦WntrDsn¦SmrDsn | 2014-01-01 | 2014-12-31 | Constant | 0.2 | [23 empty] | From DOE Prototype Buildings
HotelLarge Room_4_Mult19_Flr_3 Water Equipment Temp Sched | Equipment | C | Default¦WntrDsn¦SmrDsn | 2014-01-01 | 2014-12-31 | Constant | 60 | [23 empty] | From DOE Prototype Buildings
HotelLarge Room_5_Flr_3 Water Equipment Hot Supply Temp Sched | Equipment | C | Default¦WntrDsn¦SmrDsn | 2014-01-01 | 2014-12-31 | Constant | 55 | [23 empty] | From DOE Prototype Buildings
HotelLarge Room_5_Flr_3 Water Equipment Latent fract sched | Equipment |  | Default¦WntrDsn¦SmrDsn | 2014-01-01 | 2014-12-31 | Constant | 0.05 | [23 empty] | From DOE Prototype Buildings
HotelLarge Room_5_Flr_3 Water Equipment Sensible fract sched | Equipment |  | Default¦WntrDsn¦SmrDsn | 2014-01-01 | 2014-12-31 | Constant | 0.2 | [23 empty] | From DOE Prototype Buildings
HotelLarge Room_5_Flr_3 Water Equipment Temp Sched | Equipment | C | Default¦WntrDsn¦SmrDsn | 2014-01-01 | 2014-12-31 | Constant | 60 | [23 empty] | From DOE Prototype Buildings
HotelLarge Room_6_Flr_3 Water Equipment Hot Supply Temp Sched | Equipment | C | Default¦WntrDsn¦SmrDsn | 2014-01-01 | 2014-12-31 | Constant | 55 | [23 empty] | From DOE Prototype Buildings
HotelLarge Room_6_Flr_3 Water Equipment Latent fract sched | Equipment |  | Default¦WntrDsn¦SmrDsn | 2014-01-01 | 2014-12-31 | Constant | 0.05 | [23 empty] | From DOE Prototype Buildings
HotelLarge Room_6_Flr_3 Water Equipment Sensible fract sched | Equipment |  | Default¦WntrDsn¦SmrDsn | 2014-01-01 | 2014-12-31 | Constant | 0.2 | [23 empty] | From DOE Prototype Buildings
HotelLarge Room_6_Flr_3 Water Equipment Temp Sched | Equipment | C | Default¦WntrDsn¦SmrDsn | 2014-01-01 | 2014-12-31 | Constant | 60 | [23 empty] | From DOE Prototype Buildings
HotelSmall EmployeeLounge_Eqp_Sch | Equipment |  | Default¦Wkdy | 2014-01-01 | 2014-12-31 | Hourly | 0.079503 | 0.079503 | 0.079503 | 0.079503 | 0.079503 | 0.1821 | 0.1821 | 0.2396 | 0.95841 | 0.95841 | 0.82424 | 0.82424 | 0.95841 | 0.82424 | 0.82424 | 0.82424 | 0.82424 | 0.82424 | 0.2396 | 0.1821 | 0.079503 | 0.079503 | 0.079503 | 0.079503 | From DOE Prototype Buildings
HotelSmall EmployeeLounge_Eqp_Sch | Equipment |  | WntrDsn | 2014-01-01 | 2014-12-31 | Constant | 0 | [23 empty] | From DOE Prototype Buildings
HotelSmall EmployeeLounge_Eqp_Sch | Equipment |  | SmrDsn | 2014-01-01 | 2014-12-31 | Constant | 1 | [23 empty] | From DOE Prototype Buildings
HotelSmall ExerciseCenter_Eqp_Sch | Equipment |  | Default¦WntrDsn¦SmrDsn | 2014-01-01 | 2014-12-31 | Hourly | 0 | 0 | 0 | 0 | 0 | 0 | 0.5 | 1 | 1 | 0.5 | 0.5 | 0.5 | 0 | 0.5 | 0.5 | 0.5 | 1 | 0.5 | 0.5 | 1 | 1 | 0.5 | 0.5 | 0 | From DOE Prototype Buildings
HotelSmall GuestRoom_Eqp_Sch_Adva | Equipment |  | Default | 2014-01-01 | 2014-12-31 | Hourly | 0.09 | 0.09 | 0.09 | 0.09 | 0.09 | 0.09 | 0.3 | 0.62 | 0.9 | 0.62 | 0.13 | 0.13 | 0.13 | 0.13 | 0.13 | 0.13 | 0.21 | 0.4 | 0.48 | 0.46 | 0.62 | 0.69 | 0.34 | 0.09 | From DOE Prototype Buildings
HotelSmall GuestRoom_Eqp_Sch_Adva | Equipment |  | WntrDsn | 2014-01-01 | 2014-12-31 | Constant | 0 | [23 empty] | From DOE Prototype Buildings
HotelSmall GuestRoom_Eqp_Sch_Adva | Equipment |  | SmrDsn | 2014-01-01 | 2014-12-31 | Constant | 1 | [23 empty] | From DOE Prototype Buildings
HotelSmall GuestRoom_Eqp_Sch_Adva | Equipment |  | Wkdy | 2014-01-01 | 2014-12-31 | Hourly | 0.09 | 0.09 | 0.09 | 0.09 | 0.09 | 0.09 | 0.62 | 0.9 | 0.43 | 0.43 | 0.12 | 0.12 | 0.12 | 0.12 | 0.12 | 0.12 | 0.19 | 0.48 | 0.48 | 0.46 | 0.62 | 0.69 | 0.34 | 0.09 | From DOE Prototype Buildings
HotelSmall GuestRoom_Eqp_Sch_Base | Equipment |  | Default | 2014-01-01 | 2014-12-31 | Hourly | 0.11 | 0.11 | 0.11 | 0.11 | 0.11 | 0.11 | 0.3 | 0.62 | 0.9 | 0.62 | 0.29 | 0.29 | 0.29 | 0.29 | 0.29 | 0.29 | 0.29 | 0.43 | 0.51 | 0.49 | 0.66 | 0.7 | 0.35 | 0.11 | From DOE Prototype Buildings
HotelSmall GuestRoom_Eqp_Sch_Base | Equipment |  | WntrDsn | 2014-01-01 | 2014-12-31 | Constant | 0 | [23 empty] | From DOE Prototype Buildings
HotelSmall GuestRoom_Eqp_Sch_Base | Equipment |  | SmrDsn | 2014-01-01 | 2014-12-31 | Constant | 1 | [23 empty] | From DOE Prototype Buildings
HotelSmall GuestRoom_Eqp_Sch_Base | Equipment |  | Wkdy | 2014-01-01 | 2014-12-31 | Hourly | 0.11 | 0.11 | 0.11 | 0.11 | 0.11 | 0.11 | 0.62 | 0.9 | 0.43 | 0.43 | 0.26 | 0.26 | 0.26 | 0.26 | 0.26 | 0.26 | 0.26 | 0.51 | 0.51 | 0.49 | 0.66 | 0.7 | 0.35 | 0.11 | From DOE Prototype Buildings
HotelSmall LaundryRoom_Eqp_Elec_Sch | Equipment |  | Default | 2014-01-01 | 2014-12-31 | Hourly | 0 | 0 | 0 | 0 | 0 | 0 | 0 | 0 | 1 | 1 | 1 | 1 | 1 | 1 | 1 | 1 | 0 | 0 | 0 | 0 | 0 | 0 | 0 | 0 | From DOE Prototype Buildings
HotelSmall LaundryRoom_Eqp_Elec_Sch | Equipment |  | WntrDsn | 2014-01-01 | 2014-12-31 | Constant | 0 | [23 empty] | From DOE Prototype Buildings
HotelSmall LaundryRoom_Eqp_Elec_Sch | Equipment |  | SmrDsn | 2014-01-01 | 2014-12-31 | Constant | 1 | [23 empty] | From DOE Prototype Buildings
HotelSmall LaundryRoom_Eqp_Gas_Sch | Equipment |  | Default | 2014-01-01 | 2014-12-31 | Hourly | 0 | 0 | 0 | 0 | 0 | 0 | 0 | 0 | 0 | 1 | 1 | 1 | 1 | 1 | 1 | 1 | 1 | 0 | 0 | 0 | 0 | 0 | 0 | 0 | From DOE Prototype Buildings
HotelSmall LaundryRoom_Eqp_Gas_Sch | Equipment |  | WntrDsn | 2014-01-01 | 2014-12-31 | Constant | 0 | [23 empty] | From DOE Prototype Buildings
HotelSmall LaundryRoom_Eqp_Gas_Sch | Equipment |  | SmrDsn | 2014-01-01 | 2014-12-31 | Constant | 1 | [23 empty] | From DOE Prototype Buildings
HotelSmall LaundryRoom_SHW_Sch | Equipment |  | Default¦WntrDsn¦SmrDsn | 2014-01-01 | 2014-12-31 | Hourly | 0 | 0 | 0 | 0 | 0 | 0 | 0 | 0 | 1 | 1 | 1 | 1 | 1 | 1 | 1 | 1 | 0 | 0 | 0 | 0 | 0 | 0 | 0 | 0 | From DOE Prototype Buildings
HotelSmall Lobby_Eqp_Sch | Equipment |  | Default | 2014-01-01 | 2014-12-31 | Hourly | 0.21 | 0.21 | 0.21 | 0.21 | 0.21 | 0.68 | 1 | 1 | 1 | 1 | 0.32 | 0.23 | 0.23 | 0.23 | 0.23 | 0.23 | 0.23 | 0.23 | 0.23 | 0.23 | 0.23 | 0.23 | 0.23 | 0.21 | From DOE Prototype Buildings
HotelSmall Lobby_Eqp_Sch | Equipment |  | WntrDsn | 2014-01-01 | 2014-12-31 | Constant | 0 | [23 empty] | From DOE Prototype Buildings
HotelSmall Lobby_Eqp_Sch | Equipment |  | SmrDsn | 2014-01-01 | 2014-12-31 | Constant | 1 | [23 empty] | From DOE Prototype Buildings
HotelSmall MeetingRoom_Eqp_Sch | Equipment |  | Default¦WntrDsn¦SmrDsn | 2014-01-01 | 2014-12-31 | Hourly | 0 | 0 | 0 | 0 | 0 | 0 | 0 | 0.05 | 0.54 | 0.54 | 0.26 | 0.26 | 0.05 | 0.54 | 0.54 | 0.26 | 0.26 | 0.26 | 0.05 | 0.05 | 0 | 0 | 0 | 0 | From DOE Prototype Buildings
HotelSmall OFF_EQUIP_SCH | Equipment |  | Default | 2014-01-01 | 2014-12-31 | Hourly | 0.3055 | 0.3055 | 0.3055 | 0.3055 | 0.3055 | 0.35179 | 0.35179 | 0.39807 | 0.58322 | 0.58322 | 0.58322 | 0.58322 | 0.58322 | 0.58322 | 0.58322 | 0.58322 | 0.58322 | 0.58322 | 0.44436 | 0.44436 | 0.44436 | 0.44436 | 0.3055 | 0.3055 | From DOE Prototype Buildings
HotelSmall OFF_EQUIP_SCH | Equipment |  | WntrDsn | 2014-01-01 | 2014-12-31 | Constant | 0 | [23 empty] | From DOE Prototype Buildings
HotelSmall OFF_EQUIP_SCH | Equipment |  | SmrDsn | 2014-01-01 | 2014-12-31 | Constant | 1 | [23 empty] | From DOE Prototype Buildings
HotelSmall OFF_EQUIP_SCH | Equipment |  | Wkdy | 2014-01-01 | 2014-12-31 | Hourly | 0.3055 | 0.3055 | 0.3055 | 0.3055 | 0.3055 | 0.35179 | 0.35179 | 0.39807 | 0.39807 | 0.39807 | 0.92575 | 0.92575 | 0.87021 | 0.92575 | 0.92575 | 0.92575 | 0.92575 | 0.69431 | 0.58322 | 0.58322 | 0.44436 | 0.44436 | 0.3055 | 0.3055 | From DOE Prototype Buildings
HotelSmall SHW Laundry Temp Sched | Equipment | C | Default¦WntrDsn¦SmrDsn | 2014-01-01 | 2014-12-31 | Constant | 82.22 | [23 empty] | From DOE Prototype Buildings
HotelSmall SHWSysLaundry Water Heater Setpoint Temperature Schedule | Equipment | C | Default¦WntrDsn¦SmrDsn | 2014-01-01 | 2014-12-31 | Constant | 60 | [23 empty] | From DOE Prototype Buildings
HotelSmall SHWSysLaundry-Loop-Temp-Schedule | Equipment | C | Default¦WntrDsn¦SmrDsn | 2014-01-01 | 2014-12-31 | Constant | 60 | [23 empty] | From DOE Prototype Buildings
Large Office Bldg Equip | Equipment |  | Default | 2014-01-01 | 2014-12-31 | Hourly | 0.4 | 0.4 | 0.4 | 0.4 | 0.4 | 0.4 | 0.4 | 0.4 | 0.9 | 0.9 | 0.9 | 0.9 | 0.8 | 0.9 | 0.9 | 0.9 | 0.9 | 0.8 | 0.6 | 0.6 | 0.5 | 0.5 | 0.4 | 0.4 | From DOE Reference Buildings
Large Office Bldg Equip | Equipment |  | WntrDsn | 2014-01-01 | 2014-12-31 | Constant | 0 | [23 empty] | From DOE Reference Buildings
Large Office Bldg Equip | Equipment |  | SmrDsn | 2014-01-01 | 2014-12-31 | Constant | 1 | [23 empty] | From DOE Reference Buildings
Large Office Bldg Equip | Equipment |  | Sun | 2014-01-01 | 2014-12-31 | Constant | 0.3 | [23 empty] | From DOE Reference Buildings
Large Office Bldg Equip | Equipment |  | Sat | 2014-01-01 | 2014-12-31 | Hourly | 0.3 | 0.3 | 0.3 | 0.3 | 0.3 | 0.3 | 0.4 | 0.4 | 0.5 | 0.5 | 0.5 | 0.5 | 0.5 | 0.5 | 0.35 | 0.35 | 0.35 | 0.3 | 0.3 | 0.3 | 0.3 | 0.3 | 0.3 | 0.3 | From DOE Reference Buildings
LargeHotel Bldg Equip | Equipment |  | Default | 2014-01-01 | 2014-12-31 | Hourly | 0.3 | 0.25 | 0.2 | 0.2 | 0.2 | 0.3 | 0.5 | 0.6 | 0.5 | 0.5 | 0.35 | 0.35 | 0.35 | 0.35 | 0.35 | 0.35 | 0.35 | 0.35 | 0.7 | 0.9 | 0.95 | 0.9 | 0.7 | 0.4 | From DOE Reference Buildings
LargeHotel Bldg Equip | Equipment |  | WntrDsn | 2014-01-01 | 2014-12-31 | Constant | 0 | [23 empty] | From DOE Reference Buildings
LargeHotel Bldg Equip | Equipment |  | SmrDsn | 2014-01-01 | 2014-12-31 | Constant | 1 | [23 empty] | From DOE Reference Buildings
LargeHotel Bldg Equip | Equipment |  | Sun | 2014-01-01 | 2014-12-31 | Hourly | 0.4 | 0.4 | 0.3 | 0.3 | 0.3 | 0.3 | 0.4 | 0.5 | 0.5 | 0.4 | 0.4 | 0.4 | 0.4 | 0.3 | 0.3 | 0.3 | 0.3 | 0.3 | 0.6 | 0.8 | 0.9 | 0.7 | 0.6 | 0.4 | From DOE Reference Buildings
LargeHotel Bldg Equip | Equipment |  | Sat | 2014-01-01 | 2014-12-31 | Hourly | 0.3 | 0.3 | 0.2 | 0.2 | 0.2 | 0.2 | 0.4 | 0.4 | 0.5 | 0.5 | 0.4 | 0.35 | 0.35 | 0.35 | 0.35 | 0.35 | 0.35 | 0.35 | 0.7 | 0.8 | 0.8 | 0.8 | 0.7 | 0.4 | From DOE Reference Buildings
LargeHotel GuestRoom Equip | Equipment |  | Default | 2014-01-01 | 2014-12-31 | Hourly | 0.2 | 0.2 | 0.2 | 0.2 | 0.2 | 0.2 | 0.62 | 0.9 | 0.43 | 0.43 | 0.26 | 0.26 | 0.26 | 0.26 | 0.26 | 0.26 | 0.26 | 0.51 | 0.51 | 0.49 | 0.66 | 0.7 | 0.35 | 0.2 | From DOE Reference Buildings
LargeHotel GuestRoom Equip | Equipment |  | WntrDsn | 2014-01-01 | 2014-12-31 | Constant | 0 | [23 empty] | From DOE Reference Buildings
LargeHotel GuestRoom Equip | Equipment |  | SmrDsn | 2014-01-01 | 2014-12-31 | Constant | 1 | [23 empty] | From DOE Reference Buildings
LargeHotel GuestRoom Equip | Equipment |  | Wknd | 2014-01-01 | 2014-12-31 | Hourly | 0.2 | 0.2 | 0.2 | 0.2 | 0.2 | 0.2 | 0.3 | 0.62 | 0.9 | 0.62 | 0.29 | 0.29 | 0.29 | 0.29 | 0.29 | 0.29 | 0.29 | 0.43 | 0.51 | 0.49 | 0.66 | 0.7 | 0.35 | 0.2 | From DOE Reference Buildings
LargeHotel Kitchen Equip | Equipment |  | Default¦Sun¦Wkdy | 2014-01-01 | 2014-12-31 | Hourly | 0.1 | 0.1 | 0.1 | 0.1 | 0.1 | 0.1 | 0.25 | 0.35 | 0.35 | 0.25 | 0.35 | 0.35 | 0.35 | 0.25 | 0.25 | 0.25 | 0.35 | 0.35 | 0.35 | 0.25 | 0.25 | 0.25 | 0.25 | 0.25 | From DOE Reference Buildings
LargeHotel Kitchen Equip | Equipment |  | WntrDsn | 2014-01-01 | 2014-12-31 | Constant | 0 | [23 empty] | From DOE Reference Buildings
LargeHotel Kitchen Equip | Equipment |  | SmrDsn | 2014-01-01 | 2014-12-31 | Constant | 0.35 | [23 empty] | From DOE Reference Buildings
LargeHotel Kitchen Exhaust | Equipment |  | Default¦WntrDsn¦SmrDsn | 2014-01-01 | 2014-12-31 | Hourly | 0 | 0 | 0 | 0 | 0 | 0 | 0 | 1 | 1 | 1 | 1 | 1 | 1 | 1 | 1 | 1 | 1 | 1 | 1 | 1 | 1 | 1 | 1 | 1 | From DOE Reference Buildings
LargeHotel Kitchen Gas | Equipment |  | Default¦Sun | 2014-01-01 | 2014-12-31 | Hourly | 0.02 | 0.02 | 0.02 | 0.02 | 0.02 | 0.05 | 0.1 | 0.15 | 0.2 | 0.15 | 0.25 | 0.25 | 0.25 | 0.2 | 0.15 | 0.2 | 0.3 | 0.3 | 0.3 | 0.2 | 0.2 | 0.15 | 0.1 | 0.05 | From DOE Reference Buildings
LargeHotel Kitchen Gas | Equipment |  | WntrDsn | 2014-01-01 | 2014-12-31 | Constant | 0 | [23 empty] | From DOE Reference Buildings
LargeHotel Kitchen Gas | Equipment |  | SmrDsn | 2014-01-01 | 2014-12-31 | Constant | 0.25 | [23 empty] | From DOE Reference Buildings
LargeHotel Kitchen_Elec_Equip_SCH | Equipment |  | Default¦Wkdy¦Sat | 2014-01-01 | 2014-12-31 | Hourly | 0.1 | 0.1 | 0.1 | 0.1 | 0.1 | 0.1 | 0.25 | 0.35 | 0.35 | 0.25 | 0.35 | 0.35 | 0.35 | 0.25 | 0.25 | 0.25 | 0.35 | 0.35 | 0.35 | 0.25 | 0.25 | 0.25 | 0.25 | 0.25 | From DOE Reference Buildings
LargeHotel Kitchen_Elec_Equip_SCH | Equipment |  | SmrDsn | 2014-01-01 | 2014-12-31 | Constant | 0.35 | [23 empty] | From DOE Reference Buildings
LargeHotel Kitchen_Elec_Equip_SCH | Equipment |  | WntrDsn | 2014-01-01 | 2014-12-31 | Constant | 0 | [23 empty] | From DOE Reference Buildings
LargeHotel LaundryRoom Equip | Equipment |  | Default | 2014-01-01 | 2014-12-31 | Hourly | 0 | 0 | 0 | 0 | 0 | 0 | 0 | 0 | 1 | 1 | 1 | 1 | 1 | 1 | 1 | 1 | 0 | 0 | 0 | 0 | 0 | 0 | 0 | 0 | From DOE Reference Buildings
LargeHotel LaundryRoom Equip | Equipment |  | WntrDsn | 2014-01-01 | 2014-12-31 | Constant | 0 | [23 empty] | From DOE Reference Buildings
LargeHotel LaundryRoom Equip | Equipment |  | SmrDsn | 2014-01-01 | 2014-12-31 | Constant | 1 | [23 empty] | From DOE Reference Buildings
LargeHotel LaundryRoom Gas | Equipment |  | Default | 2014-01-01 | 2014-12-31 | Hourly | 0 | 0 | 0 | 0 | 0 | 0 | 0 | 0 | 0 | 1 | 1 | 1 | 1 | 1 | 1 | 1 | 1 | 0 | 0 | 0 | 0 | 0 | 0 | 0 | From DOE Reference Buildings
LargeHotel LaundryRoom Gas | Equipment |  | WntrDsn | 2014-01-01 | 2014-12-31 | Constant | 0 | [23 empty] | From DOE Reference Buildings
LargeHotel LaundryRoom Gas | Equipment |  | SmrDsn | 2014-01-01 | 2014-12-31 | Constant | 1 | [23 empty] | From DOE Reference Buildings
Medium Office Bldg Equip | Equipment |  | Default¦Wkdy | 2014-01-01 | 2014-12-31 | Hourly | 0.4 | 0.4 | 0.4 | 0.4 | 0.4 | 0.4 | 0.4 | 0.4 | 0.9 | 0.9 | 0.9 | 0.9 | 0.8 | 0.9 | 0.9 | 0.9 | 0.9 | 0.8 | 0.6 | 0.6 | 0.5 | 0.5 | 0.4 | 0.4 | From DOE Reference Buildings
Medium Office Bldg Equip | Equipment |  | WntrDsn | 2014-01-01 | 2014-12-31 | Constant | 0 | [23 empty] | From DOE Reference Buildings
Medium Office Bldg Equip | Equipment |  | SmrDsn | 2014-01-01 | 2014-12-31 | Constant | 1 | [23 empty] | From DOE Reference Buildings
Medium Office Bldg Equip | Equipment |  | Sun | 2014-01-01 | 2014-12-31 | Constant | 0.3 | [23 empty] | From DOE Reference Buildings
Medium Office Bldg Equip | Equipment |  | Sat | 2014-01-01 | 2014-12-31 | Hourly | 0.3 | 0.3 | 0.3 | 0.3 | 0.3 | 0.3 | 0.4 | 0.4 | 0.5 | 0.5 | 0.5 | 0.5 | 0.5 | 0.5 | 0.35 | 0.35 | 0.35 | 0.3 | 0.3 | 0.3 | 0.3 | 0.3 | 0.3 | 0.3 | From DOE Reference Buildings
MidriseApartment Apartment Equip | Equipment |  | Default¦WntrDsn¦SmrDsn | 2014-01-01 | 2014-12-31 | Hourly | 0.45 | 0.41 | 0.39 | 0.38 | 0.38 | 0.43 | 0.54 | 0.65 | 0.66 | 0.67 | 0.69 | 0.7 | 0.69 | 0.66 | 0.65 | 0.68 | 0.8 | 1 | 1 | 0.93 | 0.89 | 0.85 | 0.71 | 0.58 | From DOE Reference Buildings
MidriseApartment Office Equip | Equipment |  | Default¦SmrDsn | 2014-01-01 | 2014-12-31 | Hourly | 0.33 | 0.33 | 0.33 | 0.33 | 0.33 | 0.33 | 0.33 | 0.5 | 1 | 1 | 1 | 1 | 0.94 | 1 | 1 | 1 | 1 | 0.5 | 0.33 | 0.33 | 0.33 | 0.33 | 0.33 | 0.33 | From DOE Reference Buildings
MidriseApartment Office Equip | Equipment |  | WntrDsn¦Wknd | 2014-01-01 | 2014-12-31 | Constant | 0.33 | [23 empty] | From DOE Reference Buildings
NECB-*-Electric-Equipment | Equipment | FRACTION | Default¦WntrDsn¦SmrDsn | 2014-01-01 | 2014-12-31 | Constant | 0
NECB-A-Electric-Equipment | Equipment | FRACTION | Default¦Wkdy | 2014-01-01 | 2014-12-31 | Hourly | 0.2 | 0.2 | 0.2 | 0.2 | 0.2 | 0.2 | 0.2 | 0.3 | 0.8 | 0.9 | 0.9 | 0.9 | 0.9 | 0.9 | 0.9 | 0.9 | 0.9 | 0.9 | 0.5 | 0.3 | 0.3 | 0.2 | 0.2 | 0.2
NECB-A-Electric-Equipment | Equipment | FRACTION | Sat | 2014-01-01 | 2014-12-31 | Hourly | 0.2 | 0.2 | 0.2 | 0.2 | 0.2 | 0.2 | 0.2 | 0.2 | 0.2 | 0.2 | 0.2 | 0.2 | 0.2 | 0.2 | 0.2 | 0.2 | 0.2 | 0.2 | 0.2 | 0.2 | 0.2 | 0.2 | 0.2 | 0.2
NECB-A-Electric-Equipment | Equipment | FRACTION | Sun¦Hol | 2014-01-01 | 2014-12-31 | Hourly | 0.2 | 0.2 | 0.2 | 0.2 | 0.2 | 0.2 | 0.2 | 0.2 | 0.2 | 0.2 | 0.2 | 0.2 | 0.2 | 0.2 | 0.2 | 0.2 | 0.2 | 0.2 | 0.2 | 0.2 | 0.2 | 0.2 | 0.2 | 0.2
NECB-B-Electric-Equipment | Equipment | FRACTION | Default¦Wkdy | 2014-01-01 | 2014-12-31 | Hourly | 0.9 | 0.5 | 0.1 | 0.1 | 0.1 | 0.1 | 0.1 | 0.1 | 0.1 | 0.5 | 0.7 | 0.9 | 0.9 | 0.9 | 0.9 | 0.9 | 0.9 | 0.9 | 0.9 | 0.9 | 0.9 | 0.9 | 0.9 | 0.9
NECB-B-Electric-Equipment | Equipment | FRACTION | Sat | 2014-01-01 | 2014-12-31 | Hourly | 0.9 | 0.5 | 0.1 | 0.1 | 0.1 | 0.1 | 0.1 | 0.1 | 0.1 | 0.5 | 0.7 | 0.9 | 0.9 | 0.9 | 0.9 | 0.9 | 0.9 | 0.9 | 0.9 | 0.9 | 0.9 | 0.9 | 0.9 | 0.9
NECB-B-Electric-Equipment | Equipment | FRACTION | Sun¦Hol | 2014-01-01 | 2014-12-31 | Hourly | 0.5 | 0.5 | 0.1 | 0.1 | 0.1 | 0.1 | 0.1 | 0.1 | 0.1 | 0.1 | 0.5 | 0.9 | 0.9 | 0.9 | 0.9 | 0.9 | 0.9 | 0.9 | 0.9 | 0.9 | 0.9 | 0.9 | 0.9 | 0.5
NECB-C-Electric-Equipment | Equipment | FRACTION | Default¦Wkdy | 2014-01-01 | 2014-12-31 | Hourly | 0.05 | 0.05 | 0.05 | 0.05 | 0.05 | 0.05 | 0.05 | 0.05 | 0.5 | 0.9 | 0.9 | 0.9 | 0.9 | 0.9 | 0.9 | 0.9 | 0.9 | 0.9 | 0.9 | 0.6 | 0.5 | 0.05 | 0.05 | 0.05
NECB-C-Electric-Equipment | Equipment | FRACTION | Sat | 2014-01-01 | 2014-12-31 | Hourly | 0.05 | 0.05 | 0.05 | 0.05 | 0.05 | 0.05 | 0.05 | 0.05 | 0.5 | 0.9 | 0.9 | 0.9 | 0.9 | 0.9 | 0.9 | 0.9 | 0.9 | 0.9 | 0.9 | 0.6 | 0.5 | 0.05 | 0.05 | 0.05
NECB-C-Electric-Equipment | Equipment | FRACTION | Sun¦Hol | 2014-01-01 | 2014-12-31 | Hourly | 0.05 | 0.05 | 0.05 | 0.05 | 0.05 | 0.05 | 0.05 | 0.05 | 0.05 | 0.05 | 0.5 | 0.9 | 0.9 | 0.9 | 0.9 | 0.9 | 0.9 | 0.9 | 0.6 | 0.05 | 0.05 | 0.05 | 0.05 | 0.05
NECB-D-Electric-Equipment | Equipment | FRACTION | Default¦Wkdy | 2014-01-01 | 2014-12-31 | Hourly | 0.05 | 0.05 | 0.05 | 0.05 | 0.05 | 0.05 | 0.05 | 0.05 | 0.3 | 0.9 | 0.9 | 0.9 | 0.9 | 0.9 | 0.9 | 0.9 | 0.7 | 0.5 | 0.5 | 0.7 | 0.7 | 0.7 | 0.3 | 0.05
NECB-D-Electric-Equipment | Equipment | FRACTION | Sat | 2014-01-01 | 2014-12-31 | Hourly | 0.05 | 0.05 | 0.05 | 0.05 | 0.05 | 0.05 | 0.05 | 0.05 | 0.05 | 0.05 | 0.05 | 0.05 | 0.05 | 0.05 | 0.05 | 0.05 | 0.05 | 0.05 | 0.05 | 0.05 | 0.05 | 0.05 | 0.05 | 0.05
NECB-D-Electric-Equipment | Equipment | FRACTION | Sun¦Hol | 2014-01-01 | 2014-12-31 | Hourly | 0.05 | 0.05 | 0.05 | 0.05 | 0.05 | 0.05 | 0.05 | 0.05 | 0.05 | 0.05 | 0.05 | 0.05 | 0.05 | 0.05 | 0.05 | 0.05 | 0.05 | 0.05 | 0.05 | 0.05 | 0.05 | 0.05 | 0.05 | 0.05
NECB-E-Electric-Equipment | Equipment | FRACTION | Default¦Wkdy | 2014-01-01 | 2014-12-31 | Hourly | 0.05 | 0.05 | 0.05 | 0.05 | 0.05 | 0.05 | 0.05 | 0.05 | 0.4 | 0.7 | 0.9 | 0.9 | 0.9 | 0.9 | 0.9 | 0.9 | 0.9 | 0.9 | 0.4 | 0.05 | 0.05 | 0.05 | 0.05 | 0.05
NECB-E-Electric-Equipment | Equipment | FRACTION | Sat | 2014-01-01 | 2014-12-31 | Hourly | 0.05 | 0.05 | 0.05 | 0.05 | 0.05 | 0.05 | 0.05 | 0.05 | 0.05 | 0.5 | 0.9 | 0.9 | 0.9 | 0.9 | 0.9 | 0.7 | 0.5 | 0.05 | 0.05 | 0.05 | 0.05 | 0.05 | 0.05 | 0.05
NECB-E-Electric-Equipment | Equipment | FRACTION | Sun¦Hol | 2014-01-01 | 2014-12-31 | Hourly | 0.05 | 0.05 | 0.05 | 0.05 | 0.05 | 0.05 | 0.05 | 0.05 | 0.05 | 0.05 | 0.05 | 0.05 | 0.05 | 0.05 | 0.05 | 0.05 | 0.05 | 0.05 | 0.05 | 0.05 | 0.05 | 0.05 | 0.05 | 0.05
NECB-F-Electric-Equipment | Equipment | FRACTION | Default¦Wkdy | 2014-01-01 | 2014-12-31 | Hourly | 0.3 | 0.2 | 0.2 | 0.1 | 0.1 | 0.1 | 0.2 | 0.4 | 0.5 | 0.4 | 0.4 | 0.3 | 0.2 | 0.2 | 0.2 | 0.2 | 0.2 | 0.2 | 0.2 | 0.6 | 0.8 | 0.9 | 0.8 | 0.6
NECB-F-Electric-Equipment | Equipment | FRACTION | Sat | 2014-01-01 | 2014-12-31 | Hourly | 0.3 | 0.2 | 0.2 | 0.1 | 0.1 | 0.1 | 0.1 | 0.3 | 0.3 | 0.4 | 0.4 | 0.3 | 0.2 | 0.2 | 0.2 | 0.2 | 0.2 | 0.2 | 0.2 | 0.6 | 0.7 | 0.7 | 0.7 | 0.6
NECB-F-Electric-Equipment | Equipment | FRACTION | Sun¦Hol | 2014-01-01 | 2014-12-31 | Hourly | 0.3 | 0.3 | 0.3 | 0.2 | 0.2 | 0.2 | 0.2 | 0.3 | 0.4 | 0.4 | 0.3 | 0.3 | 0.3 | 0.3 | 0.2 | 0.2 | 0.2 | 0.2 | 0.2 | 0.5 | 0.7 | 0.8 | 0.6 | 0.5
NECB-G-Electric-Equipment | Equipment | FRACTION | Default¦Wkdy | 2014-01-01 | 2014-12-31 | Hourly | 0.3 | 0.2 | 0.2 | 0.2 | 0.2 | 0.2 | 0.2 | 0.8 | 0.8 | 0.4 | 0.4 | 0.4 | 0.4 | 0.4 | 0.4 | 0.4 | 0.5 | 0.2 | 0.9 | 0.9 | 0.7 | 0.5 | 0.5 | 0.5
NECB-G-Electric-Equipment | Equipment | FRACTION | Sat | 2014-01-01 | 2014-12-31 | Hourly | 0.3 | 0.2 | 0.2 | 0.2 | 0.2 | 0.2 | 0.2 | 0.8 | 0.8 | 0.4 | 0.4 | 0.4 | 0.4 | 0.4 | 0.4 | 0.4 | 0.5 | 0.2 | 0.9 | 0.9 | 0.7 | 0.5 | 0.5 | 0.5
NECB-G-Electric-Equipment | Equipment | FRACTION | Sun¦Hol | 2014-01-01 | 2014-12-31 | Hourly | 0.3 | 0.2 | 0.2 | 0.2 | 0.2 | 0.2 | 0.2 | 0.8 | 0.8 | 0.4 | 0.4 | 0.4 | 0.4 | 0.4 | 0.4 | 0.4 | 0.5 | 0.2 | 0.9 | 0.9 | 0.7 | 0.5 | 0.5 | 0.5
NECB-H-Electric-Equipment | Equipment | FRACTION | Default¦Wkdy | 2014-01-01 | 2014-12-31 | Hourly | 0.9 | 0.9 | 0.9 | 0.9 | 0.9 | 0.9 | 0.9 | 0.9 | 0.9 | 0.9 | 0.9 | 0.9 | 0.9 | 0.9 | 0.9 | 0.9 | 0.9 | 0.9 | 0.9 | 0.9 | 0.9 | 0.9 | 0.9 | 0.9
NECB-H-Electric-Equipment | Equipment | FRACTION | Sat | 2014-01-01 | 2014-12-31 | Hourly | 0.9 | 0.9 | 0.9 | 0.9 | 0.9 | 0.9 | 0.9 | 0.9 | 0.9 | 0.9 | 0.9 | 0.9 | 0.9 | 0.9 | 0.9 | 0.9 | 0.9 | 0.9 | 0.9 | 0.9 | 0.9 | 0.9 | 0.9 | 0.9
NECB-H-Electric-Equipment | Equipment | FRACTION | Sun¦Hol | 2014-01-01 | 2014-12-31 | Hourly | 0.9 | 0.9 | 0.9 | 0.9 | 0.9 | 0.9 | 0.9 | 0.9 | 0.9 | 0.9 | 0.9 | 0.9 | 0.9 | 0.9 | 0.9 | 0.9 | 0.9 | 0.9 | 0.9 | 0.9 | 0.9 | 0.9 | 0.9 | 0.9
NECB-I-Electric-Equipment | Equipment | FRACTION | Default¦Wkdy | 2014-01-01 | 2014-12-31 | Hourly | 0.1 | 0.1 | 0.1 | 0.1 | 0.1 | 0.1 | 0.1 | 0.1 | 0.1 | 0.1 | 0.1 | 0.1 | 0.1 | 0.1 | 0.1 | 0.2 | 0.2 | 0.2 | 0.8 | 0.8 | 0.8 | 0.8 | 0.8 | 0.8
NECB-I-Electric-Equipment | Equipment | FRACTION | Sat | 2014-01-01 | 2014-12-31 | Hourly | 0.1 | 0.1 | 0.1 | 0.1 | 0.1 | 0.1 | 0.1 | 0.1 | 0.1 | 0.1 | 0.2 | 0.2 | 0.2 | 0.8 | 0.8 | 0.8 | 0.8 | 0.8 | 0.8 | 0.8 | 0.8 | 0.8 | 0.8 | 0.8
NECB-I-Electric-Equipment | Equipment | FRACTION | Sun¦Hol | 2014-01-01 | 2014-12-31 | Hourly | 0.1 | 0.1 | 0.1 | 0.1 | 0.1 | 0.1 | 0.1 | 0.1 | 0.8 | 0.8 | 0.8 | 0.8 | 0.8 | 0.2 | 0.1 | 0.1 | 0.1 | 0.1 | 0.1 | 0.1 | 0.1 | 0.1 | 0.1 | 0.1
Office Bldg Equip | Equipment |  | Default | 2014-01-01 | 2014-12-31 | Hourly | 0.4 | 0.4 | 0.4 | 0.4 | 0.4 | 0.4 | 0.4 | 0.4 | 0.9 | 0.9 | 0.9 | 0.9 | 0.8 | 0.9 | 0.9 | 0.9 | 0.9 | 0.8 | 0.6 | 0.6 | 0.5 | 0.5 | 0.4 | 0.4 | From DOE Reference Buildings
Office Bldg Equip | Equipment |  | WntrDsn | 2014-01-01 | 2014-12-31 | Constant | 0 | [23 empty] | From DOE Reference Buildings
Office Bldg Equip | Equipment |  | SmrDsn | 2014-01-01 | 2014-12-31 | Constant | 1 | [23 empty] | From DOE Reference Buildings
Office Bldg Equip | Equipment |  | Sun | 2014-01-01 | 2014-12-31 | Constant | 0.3 | [23 empty] | From DOE Reference Buildings
Office Bldg Equip | Equipment |  | Sat | 2014-01-01 | 2014-12-31 | Hourly | 0.3 | 0.3 | 0.3 | 0.3 | 0.3 | 0.3 | 0.4 | 0.4 | 0.5 | 0.5 | 0.5 | 0.5 | 0.5 | 0.5 | 0.35 | 0.35 | 0.35 | 0.3 | 0.3 | 0.3 | 0.3 | 0.3 | 0.3 | 0.3 | From DOE Reference Buildings
OfficeLarge BLDG_EQUIP_SCH | Equipment |  | Default | 2014-01-01 | 2014-12-31 | Constant | 0.3 | [23 empty] | From DOE Prototype Buildings
OfficeLarge BLDG_EQUIP_SCH | Equipment |  | WntrDsn | 2014-01-01 | 2014-12-31 | Constant | 0 | [23 empty] | From DOE Prototype Buildings
OfficeLarge BLDG_EQUIP_SCH | Equipment |  | SmrDsn | 2014-01-01 | 2014-12-31 | Constant | 1 | [23 empty] | From DOE Prototype Buildings
OfficeLarge BLDG_EQUIP_SCH | Equipment |  | Sat | 2014-01-01 | 2014-12-31 | Hourly | 0.3 | 0.3 | 0.3 | 0.3 | 0.3 | 0.3 | 0.4 | 0.4 | 0.5 | 0.5 | 0.5 | 0.5 | 0.35 | 0.35 | 0.35 | 0.35 | 0.35 | 0.3 | 0.3 | 0.3 | 0.3 | 0.3 | 0.3 | 0.3 | From DOE Prototype Buildings
OfficeLarge BLDG_EQUIP_SCH | Equipment |  | Wkdy | 2014-01-01 | 2014-12-31 | Hourly | 0.4 | 0.4 | 0.4 | 0.4 | 0.4 | 0.4 | 0.4 | 0.4 | 0.9 | 0.9 | 0.9 | 0.9 | 0.8 | 0.9 | 0.9 | 0.9 | 0.9 | 0.5 | 0.4 | 0.4 | 0.4 | 0.4 | 0.4 | 0.4 | From DOE Prototype Buildings
OfficeLarge BLDG_EQUIP_SCH_2010 | Equipment |  | Default | 2014-01-01 | 2014-12-31 | Hourly | 0.22331 | 0.22331 | 0.22331 | 0.22331 | 0.22331 | 0.22331 | 0.28545 | 0.28545 | 0.28545 | 0.28545 | 0.28545 | 0.28545 | 0.28545 | 0.28545 | 0.28545 | 0.28545 | 0.28545 | 0.28545 | 0.22331 | 0.22331 | 0.22331 | 0.22331 | 0.22331 | 0.22331 | From DOE Prototype Buildings
OfficeLarge BLDG_EQUIP_SCH_2010 | Equipment |  | WntrDsn | 2014-01-01 | 2014-12-31 | Constant | 0 | [23 empty] | From DOE Prototype Buildings
OfficeLarge BLDG_EQUIP_SCH_2010 | Equipment |  | SmrDsn | 2014-01-01 | 2014-12-31 | Constant | 1 | [23 empty] | From DOE Prototype Buildings
OfficeLarge BLDG_EQUIP_SCH_2010 | Equipment |  | Sat | 2014-01-01 | 2014-12-31 | Hourly | 0.22331 | 0.22331 | 0.22331 | 0.22331 | 0.22331 | 0.22331 | 0.3806 | 0.3806 | 0.47574 | 0.47574 | 0.47574 | 0.47574 | 0.33302 | 0.33302 | 0.33302 | 0.33302 | 0.33302 | 0.28545 | 0.28545 | 0.22331 | 0.22331 | 0.22331 | 0.22331 | 0.22331 | From DOE Prototype Buildings
OfficeLarge BLDG_EQUIP_SCH_2010 | Equipment |  | Wkdy | 2014-01-01 | 2014-12-31 | Hourly | 0.29775 | 0.29775 | 0.29775 | 0.29775 | 0.29775 | 0.29775 | 0.3806 | 0.3806 | 0.85634 | 0.85634 | 0.85634 | 0.85634 | 0.76119 | 0.85634 | 0.85634 | 0.85634 | 0.85634 | 0.47574 | 0.3806 | 0.3806 | 0.3806 | 0.3806 | 0.3806 | 0.3806 | From DOE Prototype Buildings
OfficeLarge BLDG_EQUIP_SCH_2013 | Equipment |  | Default | 2014-01-01 | 2014-12-31 | Hourly | 0.22108 | 0.22108 | 0.22108 | 0.22108 | 0.22108 | 0.22108 | 0.28474 | 0.28474 | 0.28474 | 0.28474 | 0.28474 | 0.28474 | 0.28474 | 0.28474 | 0.28474 | 0.28474 | 0.28474 | 0.28474 | 0.22108 | 0.22108 | 0.22108 | 0.22108 | 0.22108 | 0.22108 | From DOE Prototype Buildings
OfficeLarge BLDG_EQUIP_SCH_2013 | Equipment |  | WntrDsn | 2014-01-01 | 2014-12-31 | Constant | 0 | [23 empty] | From DOE Prototype Buildings
OfficeLarge BLDG_EQUIP_SCH_2013 | Equipment |  | SmrDsn | 2014-01-01 | 2014-12-31 | Constant | 1 | [23 empty] | From DOE Prototype Buildings
OfficeLarge BLDG_EQUIP_SCH_2013 | Equipment |  | Sat | 2014-01-01 | 2014-12-31 | Hourly | 0.22108 | 0.22108 | 0.22108 | 0.22108 | 0.22108 | 0.22108 | 0.37966 | 0.37966 | 0.47457 | 0.47457 | 0.47457 | 0.47457 | 0.3322 | 0.3322 | 0.3322 | 0.3322 | 0.3322 | 0.28474 | 0.28474 | 0.22108 | 0.22108 | 0.22108 | 0.22108 | 0.22108 | From DOE Prototype Buildings
OfficeLarge BLDG_EQUIP_SCH_2013 | Equipment |  | Wkdy | 2014-01-01 | 2014-12-31 | Hourly | 0.29478 | 0.29478 | 0.29478 | 0.29478 | 0.29478 | 0.29478 | 0.37966 | 0.37966 | 0.85423 | 0.85423 | 0.85423 | 0.85423 | 0.75931 | 0.85423 | 0.85423 | 0.85423 | 0.85423 | 0.47457 | 0.37966 | 0.37966 | 0.37966 | 0.37966 | 0.37966 | 0.37966 | From DOE Prototype Buildings
OfficeMedium BLDG_EQUIP_SCH | Equipment |  | Default | 2014-01-01 | 2014-12-31 | Hourly | 0.23814 | 0.23814 | 0.23814 | 0.23814 | 0.23814 | 0.23814 | 0.28811 | 0.28811 | 0.28811 | 0.28811 | 0.28811 | 0.28811 | 0.28811 | 0.28811 | 0.28811 | 0.28811 | 0.28811 | 0.28811 | 0.23814 | 0.23814 | 0.23814 | 0.23814 | 0.23814 | 0.23814 | From DOE Prototype Buildings
OfficeMedium BLDG_EQUIP_SCH_2004 | Equipment |  | WntrDsn | 2014-01-01 | 2014-12-31 | Constant | 0 | [23 empty] | From DOE Prototype Buildings
OfficeMedium BLDG_EQUIP_SCH_2004 | Equipment |  | SmrDsn | 2014-01-01 | 2014-12-31 | Constant | 1 | [23 empty] | From DOE Prototype Buildings
OfficeMedium BLDG_EQUIP_SCH_2004 | Equipment |  | Sun | 2014-01-01 | 2014-12-31 | Constant | 0.3 | [23 empty] | From DOE Prototype Buildings
OfficeMedium BLDG_EQUIP_SCH_2004 | Equipment |  | Sat | 2014-01-01 | 2014-12-31 | Hourly | 0.3 | 0.3 | 0.3 | 0.3 | 0.3 | 0.3 | 0.4 | 0.4 | 0.5 | 0.5 | 0.5 | 0.5 | 0.35 | 0.35 | 0.35 | 0.35 | 0.35 | 0.3 | 0.3 | 0.3 | 0.3 | 0.3 | 0.3 | 0.3 | From DOE Prototype Buildings
OfficeMedium BLDG_EQUIP_SCH_2004 | Equipment |  | Wkdy | 2014-01-01 | 2014-12-31 | Hourly | 0.4 | 0.4 | 0.4 | 0.4 | 0.4 | 0.4 | 0.4 | 0.4 | 0.9 | 0.9 | 0.9 | 0.9 | 0.8 | 0.9 | 0.9 | 0.9 | 0.9 | 0.5 | 0.4 | 0.4 | 0.4 | 0.4 | 0.4 | 0.4 | From DOE Prototype Buildings
OfficeMedium BLDG_EQUIP_SCH_2010 | Equipment |  | WntrDsn | 2014-01-01 | 2014-12-31 | Constant | 0 | [23 empty] | From DOE Prototype Buildings
OfficeMedium BLDG_EQUIP_SCH_2010 | Equipment |  | SmrDsn | 2014-01-01 | 2014-12-31 | Constant | 1 | [23 empty] | From DOE Prototype Buildings
OfficeMedium BLDG_EQUIP_SCH_2010 | Equipment |  | Sun | 2014-01-01 | 2014-12-31 | Hourly | 0.23814 | 0.23814 | 0.23814 | 0.23814 | 0.23814 | 0.23814 | 0.28811 | 0.28811 | 0.28811 | 0.28811 | 0.28811 | 0.28811 | 0.28811 | 0.28811 | 0.28811 | 0.28811 | 0.28811 | 0.28811 | 0.23814 | 0.23814 | 0.23814 | 0.23814 | 0.23814 | 0.23814 | From DOE Prototype Buildings
OfficeMedium BLDG_EQUIP_SCH_2010 | Equipment |  | Sat | 2014-01-01 | 2014-12-31 | Hourly | 0.23814 | 0.23814 | 0.23814 | 0.23814 | 0.23814 | 0.23814 | 0.38414 | 0.38414 | 0.48018 | 0.48018 | 0.48018 | 0.48018 | 0.33613 | 0.33613 | 0.33613 | 0.33613 | 0.33613 | 0.28811 | 0.28811 | 0.23814 | 0.23814 | 0.23814 | 0.23814 | 0.23814 | From DOE Prototype Buildings
OfficeMedium BLDG_EQUIP_SCH_2010 | Equipment |  | Wkdy | 2014-01-01 | 2014-12-31 | Hourly | 0.31751 | 0.31751 | 0.31751 | 0.31751 | 0.31751 | 0.31751 | 0.38414 | 0.38414 | 0.86432 | 0.86432 | 0.86432 | 0.86432 | 0.76829 | 0.86432 | 0.86432 | 0.86432 | 0.86432 | 0.48018 | 0.38414 | 0.38414 | 0.38414 | 0.38414 | 0.38414 | 0.38414 | From DOE Prototype Buildings
OfficeMedium BLDG_EQUIP_SCH_2013 | Equipment |  | WntrDsn | 2014-01-01 | 2014-12-31 | Constant | 0 | [23 empty] | From DOE Prototype Buildings
OfficeMedium BLDG_EQUIP_SCH_2013 | Equipment |  | SmrDsn | 2014-01-01 | 2014-12-31 | Constant | 1 | [23 empty] | From DOE Prototype Buildings
OfficeMedium BLDG_EQUIP_SCH_2013 | Equipment |  | Sun | 2014-01-01 | 2014-12-31 | Hourly | 0.23076 | 0.23076 | 0.23076 | 0.23076 | 0.23076 | 0.23076 | 0.28811 | 0.28811 | 0.28811 | 0.28811 | 0.28811 | 0.28811 | 0.28811 | 0.28811 | 0.28811 | 0.28811 | 0.28811 | 0.28811 | 0.23076 | 0.23076 | 0.23076 | 0.23076 | 0.23076 | 0.23076 | From DOE Prototype Buildings
OfficeMedium BLDG_EQUIP_SCH_2013 | Equipment |  | Sat | 2014-01-01 | 2014-12-31 | Hourly | 0.23076 | 0.23076 | 0.23076 | 0.23076 | 0.23076 | 0.23076 | 0.38123 | 0.38123 | 0.47654 | 0.47654 | 0.47654 | 0.47654 | 0.33358 | 0.33358 | 0.33358 | 0.33358 | 0.33358 | 0.28593 | 0.28593 | 0.23076 | 0.23076 | 0.23076 | 0.23076 | 0.23076 | From DOE Prototype Buildings
OfficeMedium BLDG_EQUIP_SCH_2013 | Equipment |  | Wkdy | 2014-01-01 | 2014-12-31 | Hourly | 0.30767 | 0.30767 | 0.30767 | 0.30767 | 0.30767 | 0.30767 | 0.38123 | 0.38123 | 0.85778 | 0.85778 | 0.85778 | 0.85778 | 0.76247 | 0.85778 | 0.85778 | 0.85778 | 0.85778 | 0.47654 | 0.38123 | 0.38123 | 0.38123 | 0.38123 | 0.38123 | 0.38123 | From DOE Prototype Buildings
OfficeReceptacle | Equipment |  | Sat | 2017-01-01 | 2017-12-31 | Hourly | 0.05 | 0.05 | 0.05 | 0.05 | 0.05 | 0.05 | 0.1 | 0.1 | 0.3 | 0.3 | 0.3 | 0.3 | 0.15 | 0.15 | 0.15 | 0.15 | 0.15 | 0.05 | 0.05 | 0.05 | 0.05 | 0.05 | 0.05 | 0.05 | From Commercial Building Energy Saver (CBES) Prototype Models: cbes.lbl.gov
OfficeReceptacle | Equipment |  | Sun | 2017-01-01 | 2017-12-31 | Hourly | 0.05 | 0.05 | 0.05 | 0.05 | 0.05 | 0.05 | 0.05 | 0.05 | 0.05 | 0.05 | 0.05 | 0.05 | 0.05 | 0.05 | 0.05 | 0.05 | 0.05 | 0.05 | 0.05 | 0.05 | 0.05 | 0.05 | 0.05 | 0.05 | From Commercial Building Energy Saver (CBES) Prototype Models: cbes.lbl.gov
OfficeReceptacle | Equipment |  | Default | 2017-01-01 | 2017-12-31 | Hourly | 0.05 | 0.05 | 0.05 | 0.05 | 0.05 | 0.1 | 0.1 | 0.3 | 0.9 | 0.9 | 0.9 | 0.9 | 0.9 | 0.9 | 0.9 | 0.9 | 0.9 | 0.5 | 0.3 | 0.3 | 0.2 | 0.2 | 0.1 | 0.05 | From Commercial Building Energy Saver (CBES) Prototype Models: cbes.lbl.gov
OfficeReceptacle | Equipment |  | WntrDsn | 2017-01-01 | 2017-12-31 | Constant | 0 | [23 empty] | From Commercial Building Energy Saver (CBES) Prototype Models: cbes.lbl.gov
OfficeReceptacle | Equipment |  | SmrDsn | 2017-01-01 | 2017-12-31 | Constant | 1 | [23 empty] | From Commercial Building Energy Saver (CBES) Prototype Models: cbes.lbl.gov
OfficeSmall BLDG_EQUIP_SCH | Equipment |  | Wknd | 2014-01-01 | 2014-12-31 | Constant | 0.2 | [23 empty] | From DOE Prototype Buildings
OfficeSmall BLDG_EQUIP_SCH | Equipment |  | SmrDsn | 2014-01-01 | 2014-12-31 | Constant | 1 | [23 empty] | From DOE Prototype Buildings
OfficeSmall BLDG_EQUIP_SCH | Equipment |  | WntrDsn | 2014-01-01 | 2014-12-31 | Constant | 0
OfficeSmall BLDG_EQUIP_SCH | Equipment |  | Default¦Wkdy | 2014-01-01 | 2014-12-31 | Hourly | 0.5 | 0.5 | 0.5 | 0.5 | 0.5 | 0.5 | 0.5 | 0.5 | 1 | 1 | 1 | 1 | 0.94 | 1 | 1 | 1 | 1 | 0.5 | 0.2 | 0.2 | 0.2 | 0.2 | 0.2 | 0.2 | From DOE Prototype Buildings
OfficeSmall BLDG_EQUIP_SCH_2010 | Equipment |  | Wknd | 2014-01-01 | 2014-12-31 | Constant | 0.1703 | [23 empty] | From DOE Prototype Buildings
OfficeSmall BLDG_EQUIP_SCH_2010 | Equipment |  | SmrDsn | 2014-01-01 | 2014-12-31 | Constant | 1 | [23 empty] | From DOE Prototype Buildings
OfficeSmall BLDG_EQUIP_SCH_2010 | Equipment |  | WntrDsn | 2014-01-01 | 2014-12-31 | Constant | 0
OfficeSmall BLDG_EQUIP_SCH_2010 | Equipment |  | Default¦Wkdy | 2014-01-01 | 2014-12-31 | Hourly | 0.42575 | 0.42575 | 0.42575 | 0.42575 | 0.42575 | 0.42575 | 0.48468 | 0.48468 | 0.96935 | 0.96935 | 0.96935 | 0.96935 | 0.91119 | 0.96935 | 0.96935 | 0.96935 | 0.96935 | 0.48468 | 0.19387 | 0.19387 | 0.19387 | 0.19387 | 0.19387 | 0.1703 | From DOE Prototype Buildings
OfficeSmall BLDG_EQUIP_SCH_2013 | Equipment |  | Wknd | 2014-01-01 | 2014-12-31 | Constant | 0.16379 | [23 empty] | From DOE Prototype Buildings
OfficeSmall BLDG_EQUIP_SCH_2013 | Equipment |  | SmrDsn | 2014-01-01 | 2014-12-31 | Constant | 1 | [23 empty] | From DOE Prototype Buildings
OfficeSmall BLDG_EQUIP_SCH_2013 | Equipment |  | WntrDsn | 2014-01-01 | 2014-12-31 | Constant | 0
OfficeSmall BLDG_EQUIP_SCH_2013 | Equipment |  | Default¦Wkdy | 2014-01-01 | 2014-12-31 | Hourly | 0.40948 | 0.40948 | 0.40948 | 0.40948 | 0.40948 | 0.40948 | 0.47975 | 0.47975 | 0.95951 | 0.95951 | 0.95951 | 0.95951 | 0.90193 | 0.95951 | 0.95951 | 0.95951 | 0.95951 | 0.47975 | 0.1919 | 0.1919 | 0.1919 | 0.1919 | 0.1919 | 0.16379 | From DOE Prototype Buildings
OfficeSmall Core_ZN Water Equipment Hot Supply Temp Sched | Equipment | C | Default¦WntrDsn¦SmrDsn | 2014-01-01 | 2014-12-31 | Constant | 55 | [23 empty] | From DOE Prototype Buildings
OfficeSmall Core_ZN Water Equipment Latent fract sched | Equipment |  | Default¦WntrDsn¦SmrDsn | 2014-01-01 | 2014-12-31 | Constant | 0.05 | [23 empty] | From DOE Prototype Buildings
OfficeSmall Core_ZN Water Equipment Sensible fract sched | Equipment |  | Default¦WntrDsn¦SmrDsn | 2014-01-01 | 2014-12-31 | Constant | 0.2 | [23 empty] | From DOE Prototype Buildings
OfficeSmall Core_ZN Water Equipment Temp Sched | Equipment | C | Default¦WntrDsn¦SmrDsn | 2014-01-01 | 2014-12-31 | Constant | 48.8 | [23 empty] | From DOE Prototype Buildings
Outpatient Bldg Equip | Equipment |  | Default¦SmrDsn | 2014-01-01 | 2014-12-31 | Hourly | 0.3 | 0.3 | 0.3 | 0.3 | 0.5 | 0.5 | 1 | 1 | 1 | 1 | 1 | 1 | 1 | 1 | 1 | 1 | 1 | 1 | 0.5 | 0.5 | 0.3 | 0.3 | 0.3 | 0.3 | From DOE Reference Buildings
Outpatient Bldg Equip | Equipment |  | WntrDsn¦Sun | 2014-01-01 | 2014-12-31 | Hourly | 0.3 | 0.3 | 0.3 | 0.3 | 0.3 | 0.3 | 0.3 | 0.3 | 0.5 | 0.5 | 0.5 | 0.5 | 0.5 | 0.5 | 0.5 | 0.5 | 0.5 | 0.3 | 0.3 | 0.3 | 0.3 | 0.3 | 0.3 | 0.3 | From DOE Reference Buildings
Outpatient Bldg Equip | Equipment |  | Sat | 2014-01-01 | 2014-12-31 | Hourly | 0.3 | 0.3 | 0.3 | 0.3 | 0.3 | 0.3 | 0.3 | 0.5 | 0.5 | 0.8 | 0.8 | 0.8 | 0.8 | 0.8 | 0.8 | 0.5 | 0.5 | 0.5 | 0.5 | 0.5 | 0.3 | 0.3 | 0.3 | 0.3 | From DOE Reference Buildings
Outpatient Radiology Equip | Equipment |  | Default¦SmrDsn | 2014-01-01 | 2014-12-31 | Hourly | 0.01 | 0.01 | 0.01 | 0.01 | 0.01 | 0.01 | 0.96 | 0.96 | 0.96 | 0.96 | 0.96 | 0.96 | 0.96 | 0.96 | 0.96 | 0.96 | 0.96 | 0.96 | 0.01 | 0.01 | 0.01 | 0.01 | 0.01 | 0.01 | From DOE Reference Buildings
Outpatient Radiology Equip | Equipment |  | WntrDsn¦Sun | 2014-01-01 | 2014-12-31 | Constant | 0.01 | [23 empty] | From DOE Reference Buildings
OutPatientHealthCare BLDG_EQUIP_SCH | Equipment |  | Default | 2014-01-01 | 2014-12-31 | Hourly | 0.3 | 0.3 | 0.3 | 0.3 | 0.3 | 0.3 | 0.3 | 0.3 | 0.5 | 0.5 | 0.5 | 0.5 | 0.5 | 0.5 | 0.5 | 0.5 | 0.5 | 0.3 | 0.3 | 0.3 | 0.3 | 0.3 | 0.3 | 0.3 | From DOE Prototype Buildings
OutPatientHealthCare BLDG_EQUIP_SCH | Equipment |  | WntrDsn¦Sat | 2014-01-01 | 2014-12-31 | Hourly | 0.3 | 0.3 | 0.3 | 0.3 | 0.3 | 0.3 | 0.3 | 0.5 | 0.5 | 0.8 | 0.8 | 0.8 | 0.8 | 0.8 | 0.8 | 0.5 | 0.5 | 0.5 | 0.5 | 0.5 | 0.3 | 0.3 | 0.3 | 0.3 | From DOE Prototype Buildings
OutPatientHealthCare BLDG_EQUIP_SCH | Equipment |  | SmrDsn¦Wkdy | 2014-01-01 | 2014-12-31 | Hourly | 0.3 | 0.3 | 0.3 | 0.3 | 0.5 | 0.5 | 1 | 1 | 1 | 1 | 1 | 1 | 1 | 1 | 1 | 1 | 1 | 1 | 0.5 | 0.5 | 0.3 | 0.3 | 0.3 | 0.3 | From DOE Prototype Buildings
OutPatientHealthCare BLDG_EQUIP_SCH_2013 | Equipment |  | Default | 2014-01-01 | 2014-12-31 | Hourly | 0.29714 | 0.29714 | 0.29714 | 0.29714 | 0.29714 | 0.29714 | 0.29714 | 0.29714 | 0.49523 | 0.49523 | 0.49523 | 0.49523 | 0.49523 | 0.49523 | 0.49523 | 0.49523 | 0.49523 | 0.29714 | 0.29714 | 0.29714 | 0.29714 | 0.29714 | 0.29714 | 0.29714 | From DOE Prototype Buildings
OutPatientHealthCare BLDG_EQUIP_SCH_2013 | Equipment |  | Sat | 2014-01-01 | 2014-12-31 | Hourly | 0.29714 | 0.29714 | 0.29714 | 0.29714 | 0.29714 | 0.29714 | 0.29714 | 0.49523 | 0.49523 | 0.79237 | 0.79237 | 0.79237 | 0.79237 | 0.79237 | 0.79237 | 0.49523 | 0.49523 | 0.49523 | 0.49523 | 0.49523 | 0.29714 | 0.29714 | 0.29714 | 0.29714 | From DOE Prototype Buildings
OutPatientHealthCare BLDG_EQUIP_SCH_2013 | Equipment |  | WntrDsn | 2014-01-01 | 2014-12-31 | Hourly | 0.3 | 0.3 | 0.3 | 0.3 | 0.3 | 0.3 | 0.3 | 0.5 | 0.5 | 0.8 | 0.8 | 0.8 | 0.8 | 0.8 | 0.8 | 0.5 | 0.5 | 0.5 | 0.5 | 0.5 | 0.3 | 0.3 | 0.3 | 0.3 | From DOE Prototype Buildings
OutPatientHealthCare BLDG_EQUIP_SCH_2013 | Equipment |  | SmrDsn | 2014-01-01 | 2014-12-31 | Hourly | 0.3 | 0.3 | 0.3 | 0.3 | 0.5 | 0.5 | 1 | 1 | 1 | 1 | 1 | 1 | 1 | 1 | 1 | 1 | 1 | 1 | 0.5 | 0.5 | 0.3 | 0.3 | 0.3 | 0.3 | From DOE Prototype Buildings
OutPatientHealthCare BLDG_EQUIP_SCH_2013 | Equipment |  | Wkdy | 2014-01-01 | 2014-12-31 | Hourly | 0.29714 | 0.29714 | 0.29714 | 0.29714 | 0.49523 | 0.49523 | 0.99046 | 0.99046 | 0.99046 | 0.99046 | 0.99046 | 0.99046 | 0.99046 | 0.99046 | 0.99046 | 0.99046 | 0.99046 | 0.99046 | 0.49523 | 0.49523 | 0.29714 | 0.29714 | 0.29714 | 0.29714 | From DOE Prototype Buildings
OutPatientHealthCare BLDG_EQUIP_SCH_BASE | Equipment |  | Default | 2014-01-01 | 2014-12-31 | Hourly | 0.3 | 0.3 | 0.3 | 0.3 | 0.3 | 0.3 | 0.3 | 0.3 | 0.5 | 0.5 | 0.5 | 0.5 | 0.5 | 0.5 | 0.5 | 0.5 | 0.5 | 0.3 | 0.3 | 0.3 | 0.3 | 0.3 | 0.3 | 0.3 | From DOE Prototype Buildings
OutPatientHealthCare BLDG_EQUIP_SCH_BASE | Equipment |  | WntrDsn¦Sat | 2014-01-01 | 2014-12-31 | Hourly | 0.3 | 0.3 | 0.3 | 0.3 | 0.3 | 0.3 | 0.3 | 0.5 | 0.5 | 0.8 | 0.8 | 0.8 | 0.8 | 0.8 | 0.8 | 0.5 | 0.5 | 0.5 | 0.5 | 0.5 | 0.3 | 0.3 | 0.3 | 0.3 | From DOE Prototype Buildings
OutPatientHealthCare BLDG_EQUIP_SCH_BASE | Equipment |  | SmrDsn¦Wkdy | 2014-01-01 | 2014-12-31 | Hourly | 0.3 | 0.3 | 0.3 | 0.3 | 0.5 | 0.5 | 1 | 1 | 1 | 1 | 1 | 1 | 1 | 1 | 1 | 1 | 1 | 1 | 0.5 | 0.5 | 0.3 | 0.3 | 0.3 | 0.3 | From DOE Prototype Buildings
OutPatientHealthCare Floor 1 Anesthesia Water Equipment Hot Supply Temp Sched | Equipment | C | Default¦WntrDsn¦SmrDsn | 2014-01-01 | 2014-12-31 | Constant | 55 | [23 empty] | From DOE Prototype Buildings
OutPatientHealthCare Floor 1 Anesthesia Water Equipment Latent fract sched | Equipment |  | Default¦WntrDsn¦SmrDsn | 2014-01-01 | 2014-12-31 | Constant | 0.05 | [23 empty] | From DOE Prototype Buildings
OutPatientHealthCare Floor 1 Anesthesia Water Equipment Sensible fract sched | Equipment |  | Default¦WntrDsn¦SmrDsn | 2014-01-01 | 2014-12-31 | Constant | 0.2 | [23 empty] | From DOE Prototype Buildings
OutPatientHealthCare Floor 1 Anesthesia Water Equipment Temp Sched | Equipment | C | Default¦WntrDsn¦SmrDsn | 2014-01-01 | 2014-12-31 | Constant | 60 | [23 empty] | From DOE Prototype Buildings
OutPatientHealthCare Floor 1 MRI Control Room Water Equipment Hot Supply Temp Sched | Equipment | C | Default¦WntrDsn¦SmrDsn | 2014-01-01 | 2014-12-31 | Constant | 55 | [23 empty] | From DOE Prototype Buildings
OutPatientHealthCare Floor 1 MRI Control Room Water Equipment Latent fract sched | Equipment |  | Default¦WntrDsn¦SmrDsn | 2014-01-01 | 2014-12-31 | Constant | 0.05 | [23 empty] | From DOE Prototype Buildings
OutPatientHealthCare Floor 1 MRI Control Room Water Equipment Sensible fract sched | Equipment |  | Default¦WntrDsn¦SmrDsn | 2014-01-01 | 2014-12-31 | Constant | 0.2 | [23 empty] | From DOE Prototype Buildings
OutPatientHealthCare Floor 1 MRI Control Room Water Equipment Temp Sched | Equipment | C | Default¦WntrDsn¦SmrDsn | 2014-01-01 | 2014-12-31 | Constant | 60 | [23 empty] | From DOE Prototype Buildings
OutPatientHealthCare Floor 1 MRI Room Water Equipment Hot Supply Temp Sched | Equipment | C | Default¦WntrDsn¦SmrDsn | 2014-01-01 | 2014-12-31 | Constant | 55 | [23 empty] | From DOE Prototype Buildings
OutPatientHealthCare Floor 1 MRI Room Water Equipment Latent fract sched | Equipment |  | Default¦WntrDsn¦SmrDsn | 2014-01-01 | 2014-12-31 | Constant | 0.05 | [23 empty] | From DOE Prototype Buildings
OutPatientHealthCare Floor 1 MRI Room Water Equipment Sensible fract sched | Equipment |  | Default¦WntrDsn¦SmrDsn | 2014-01-01 | 2014-12-31 | Constant | 0.2 | [23 empty] | From DOE Prototype Buildings
OutPatientHealthCare Floor 1 MRI Room Water Equipment Temp Sched | Equipment | C | Default¦WntrDsn¦SmrDsn | 2014-01-01 | 2014-12-31 | Constant | 60 | [23 empty] | From DOE Prototype Buildings
OutPatientHealthCare Floor 1 Operating Room 1 Water Equipment Hot Supply Temp Sched | Equipment | C | Default¦WntrDsn¦SmrDsn | 2014-01-01 | 2014-12-31 | Constant | 55 | [23 empty] | From DOE Prototype Buildings
OutPatientHealthCare Floor 1 Operating Room 1 Water Equipment Latent fract sched | Equipment |  | Default¦WntrDsn¦SmrDsn | 2014-01-01 | 2014-12-31 | Constant | 0.05 | [23 empty] | From DOE Prototype Buildings
OutPatientHealthCare Floor 1 Operating Room 1 Water Equipment Sensible fract sched | Equipment |  | Default¦WntrDsn¦SmrDsn | 2014-01-01 | 2014-12-31 | Constant | 0.2 | [23 empty] | From DOE Prototype Buildings
OutPatientHealthCare Floor 1 Operating Room 1 Water Equipment Temp Sched | Equipment | C | Default¦WntrDsn¦SmrDsn | 2014-01-01 | 2014-12-31 | Constant | 60 | [23 empty] | From DOE Prototype Buildings
OutPatientHealthCare Floor 1 Operating Room 2 Water Equipment Hot Supply Temp Sched | Equipment | C | Default¦WntrDsn¦SmrDsn | 2014-01-01 | 2014-12-31 | Constant | 55 | [23 empty] | From DOE Prototype Buildings
OutPatientHealthCare Floor 1 Operating Room 2 Water Equipment Latent fract sched | Equipment |  | Default¦WntrDsn¦SmrDsn | 2014-01-01 | 2014-12-31 | Constant | 0.05 | [23 empty] | From DOE Prototype Buildings
OutPatientHealthCare Floor 1 Operating Room 2 Water Equipment Sensible fract sched | Equipment |  | Default¦WntrDsn¦SmrDsn | 2014-01-01 | 2014-12-31 | Constant | 0.2 | [23 empty] | From DOE Prototype Buildings
OutPatientHealthCare Floor 1 Operating Room 2 Water Equipment Temp Sched | Equipment | C | Default¦WntrDsn¦SmrDsn | 2014-01-01 | 2014-12-31 | Constant | 60 | [23 empty] | From DOE Prototype Buildings
OutPatientHealthCare Floor 1 Operating Room 3 Water Equipment Hot Supply Temp Sched | Equipment | C | Default¦WntrDsn¦SmrDsn | 2014-01-01 | 2014-12-31 | Constant | 55 | [23 empty] | From DOE Prototype Buildings
OutPatientHealthCare Floor 1 Operating Room 3 Water Equipment Latent fract sched | Equipment |  | Default¦WntrDsn¦SmrDsn | 2014-01-01 | 2014-12-31 | Constant | 0.05 | [23 empty] | From DOE Prototype Buildings
OutPatientHealthCare Floor 1 Operating Room 3 Water Equipment Sensible fract sched | Equipment |  | Default¦WntrDsn¦SmrDsn | 2014-01-01 | 2014-12-31 | Constant | 0.2 | [23 empty] | From DOE Prototype Buildings
OutPatientHealthCare Floor 1 Operating Room 3 Water Equipment Temp Sched | Equipment | C | Default¦WntrDsn¦SmrDsn | 2014-01-01 | 2014-12-31 | Constant | 60 | [23 empty] | From DOE Prototype Buildings
OutPatientHealthCare Floor 1 PACU Water Equipment Hot Supply Temp Sched | Equipment | C | Default¦WntrDsn¦SmrDsn | 2014-01-01 | 2014-12-31 | Constant | 55 | [23 empty] | From DOE Prototype Buildings
OutPatientHealthCare Floor 1 PACU Water Equipment Latent fract sched | Equipment |  | Default¦WntrDsn¦SmrDsn | 2014-01-01 | 2014-12-31 | Constant | 0.05 | [23 empty] | From DOE Prototype Buildings
OutPatientHealthCare Floor 1 PACU Water Equipment Sensible fract sched | Equipment |  | Default¦WntrDsn¦SmrDsn | 2014-01-01 | 2014-12-31 | Constant | 0.2 | [23 empty] | From DOE Prototype Buildings
OutPatientHealthCare Floor 1 PACU Water Equipment Temp Sched | Equipment | C | Default¦WntrDsn¦SmrDsn | 2014-01-01 | 2014-12-31 | Constant | 60 | [23 empty] | From DOE Prototype Buildings
OutPatientHealthCare Floor 1 Pre-Op Room 1 Water Equipment Hot Supply Temp Sched | Equipment | C | Default¦WntrDsn¦SmrDsn | 2014-01-01 | 2014-12-31 | Constant | 55 | [23 empty] | From DOE Prototype Buildings
OutPatientHealthCare Floor 1 Pre-Op Room 1 Water Equipment Latent fract sched | Equipment |  | Default¦WntrDsn¦SmrDsn | 2014-01-01 | 2014-12-31 | Constant | 0.05 | [23 empty] | From DOE Prototype Buildings
OutPatientHealthCare Floor 1 Pre-Op Room 1 Water Equipment Sensible fract sched | Equipment |  | Default¦WntrDsn¦SmrDsn | 2014-01-01 | 2014-12-31 | Constant | 0.2 | [23 empty] | From DOE Prototype Buildings
OutPatientHealthCare Floor 1 Pre-Op Room 1 Water Equipment Temp Sched | Equipment | C | Default¦WntrDsn¦SmrDsn | 2014-01-01 | 2014-12-31 | Constant | 60 | [23 empty] | From DOE Prototype Buildings
OutPatientHealthCare Floor 1 Pre-Op Room 2 Water Equipment Hot Supply Temp Sched | Equipment | C | Default¦WntrDsn¦SmrDsn | 2014-01-01 | 2014-12-31 | Constant | 55 | [23 empty] | From DOE Prototype Buildings
OutPatientHealthCare Floor 1 Pre-Op Room 2 Water Equipment Latent fract sched | Equipment |  | Default¦WntrDsn¦SmrDsn | 2014-01-01 | 2014-12-31 | Constant | 0.05 | [23 empty] | From DOE Prototype Buildings
OutPatientHealthCare Floor 1 Pre-Op Room 2 Water Equipment Sensible fract sched | Equipment |  | Default¦WntrDsn¦SmrDsn | 2014-01-01 | 2014-12-31 | Constant | 0.2 | [23 empty] | From DOE Prototype Buildings
OutPatientHealthCare Floor 1 Pre-Op Room 2 Water Equipment Temp Sched | Equipment | C | Default¦WntrDsn¦SmrDsn | 2014-01-01 | 2014-12-31 | Constant | 60 | [23 empty] | From DOE Prototype Buildings
OutPatientHealthCare Floor 1 Procedure Room Water Equipment Hot Supply Temp Sched | Equipment | C | Default¦WntrDsn¦SmrDsn | 2014-01-01 | 2014-12-31 | Constant | 55 | [23 empty] | From DOE Prototype Buildings
OutPatientHealthCare Floor 1 Procedure Room Water Equipment Latent fract sched | Equipment |  | Default¦WntrDsn¦SmrDsn | 2014-01-01 | 2014-12-31 | Constant | 0.05 | [23 empty] | From DOE Prototype Buildings
OutPatientHealthCare Floor 1 Procedure Room Water Equipment Sensible fract sched | Equipment |  | Default¦WntrDsn¦SmrDsn | 2014-01-01 | 2014-12-31 | Constant | 0.2 | [23 empty] | From DOE Prototype Buildings
OutPatientHealthCare Floor 1 Procedure Room Water Equipment Temp Sched | Equipment | C | Default¦WntrDsn¦SmrDsn | 2014-01-01 | 2014-12-31 | Constant | 60 | [23 empty] | From DOE Prototype Buildings
OutPatientHealthCare Floor 1 Recovery Room Water Equipment Hot Supply Temp Sched | Equipment | C | Default¦WntrDsn¦SmrDsn | 2014-01-01 | 2014-12-31 | Constant | 55 | [23 empty] | From DOE Prototype Buildings
OutPatientHealthCare Floor 1 Recovery Room Water Equipment Latent fract sched | Equipment |  | Default¦WntrDsn¦SmrDsn | 2014-01-01 | 2014-12-31 | Constant | 0.05 | [23 empty] | From DOE Prototype Buildings
OutPatientHealthCare Floor 1 Recovery Room Water Equipment Sensible fract sched | Equipment |  | Default¦WntrDsn¦SmrDsn | 2014-01-01 | 2014-12-31 | Constant | 0.2 | [23 empty] | From DOE Prototype Buildings
OutPatientHealthCare Floor 1 Recovery Room Water Equipment Temp Sched | Equipment | C | Default¦WntrDsn¦SmrDsn | 2014-01-01 | 2014-12-31 | Constant | 60 | [23 empty] | From DOE Prototype Buildings
OutPatientHealthCare Floor 1 Step Down Water Equipment Hot Supply Temp Sched | Equipment | C | Default¦WntrDsn¦SmrDsn | 2014-01-01 | 2014-12-31 | Constant | 55 | [23 empty] | From DOE Prototype Buildings
OutPatientHealthCare Floor 1 Step Down Water Equipment Latent fract sched | Equipment |  | Default¦WntrDsn¦SmrDsn | 2014-01-01 | 2014-12-31 | Constant | 0.05 | [23 empty] | From DOE Prototype Buildings
OutPatientHealthCare Floor 1 Step Down Water Equipment Sensible fract sched | Equipment |  | Default¦WntrDsn¦SmrDsn | 2014-01-01 | 2014-12-31 | Constant | 0.2 | [23 empty] | From DOE Prototype Buildings
OutPatientHealthCare Floor 1 Step Down Water Equipment Temp Sched | Equipment | C | Default¦WntrDsn¦SmrDsn | 2014-01-01 | 2014-12-31 | Constant | 60 | [23 empty] | From DOE Prototype Buildings
OutPatientHealthCare Floor 2 X-Ray Water Equipment Hot Supply Temp Sched | Equipment | C | Default¦WntrDsn¦SmrDsn | 2014-01-01 | 2014-12-31 | Constant | 55 | [23 empty] | From DOE Prototype Buildings
OutPatientHealthCare Floor 2 X-Ray Water Equipment Latent fract sched | Equipment |  | Default¦WntrDsn¦SmrDsn | 2014-01-01 | 2014-12-31 | Constant | 0.05 | [23 empty] | From DOE Prototype Buildings
OutPatientHealthCare Floor 2 X-Ray Water Equipment Sensible fract sched | Equipment |  | Default¦WntrDsn¦SmrDsn | 2014-01-01 | 2014-12-31 | Constant | 0.2 | [23 empty] | From DOE Prototype Buildings
OutPatientHealthCare Floor 2 X-Ray Water Equipment Temp Sched | Equipment | C | Default¦WntrDsn¦SmrDsn | 2014-01-01 | 2014-12-31 | Constant | 60 | [23 empty] | From DOE Prototype Buildings
OutPatientHealthCare Floor 3 Physical Therapy 1 Water Equipment Hot Supply Temp Sched | Equipment | C | Default¦WntrDsn¦SmrDsn | 2014-01-01 | 2014-12-31 | Constant | 55 | [23 empty] | From DOE Prototype Buildings
OutPatientHealthCare Floor 3 Physical Therapy 1 Water Equipment Latent fract sched | Equipment |  | Default¦WntrDsn¦SmrDsn | 2014-01-01 | 2014-12-31 | Constant | 0.05 | [23 empty] | From DOE Prototype Buildings
OutPatientHealthCare Floor 3 Physical Therapy 1 Water Equipment Sensible fract sched | Equipment |  | Default¦WntrDsn¦SmrDsn | 2014-01-01 | 2014-12-31 | Constant | 0.2 | [23 empty] | From DOE Prototype Buildings
OutPatientHealthCare Floor 3 Physical Therapy 1 Water Equipment Temp Sched | Equipment | C | Default¦WntrDsn¦SmrDsn | 2014-01-01 | 2014-12-31 | Constant | 60 | [23 empty] | From DOE Prototype Buildings
OutPatientHealthCare Floor 3 Physical Therapy 2 Water Equipment Hot Supply Temp Sched | Equipment | C | Default¦WntrDsn¦SmrDsn | 2014-01-01 | 2014-12-31 | Constant | 55 | [23 empty] | From DOE Prototype Buildings
OutPatientHealthCare Floor 3 Physical Therapy 2 Water Equipment Latent fract sched | Equipment |  | Default¦WntrDsn¦SmrDsn | 2014-01-01 | 2014-12-31 | Constant | 0.05 | [23 empty] | From DOE Prototype Buildings
OutPatientHealthCare Floor 3 Physical Therapy 2 Water Equipment Sensible fract sched | Equipment |  | Default¦WntrDsn¦SmrDsn | 2014-01-01 | 2014-12-31 | Constant | 0.2 | [23 empty] | From DOE Prototype Buildings
OutPatientHealthCare Floor 3 Physical Therapy 2 Water Equipment Temp Sched | Equipment | C | Default¦WntrDsn¦SmrDsn | 2014-01-01 | 2014-12-31 | Constant | 60 | [23 empty] | From DOE Prototype Buildings
PrimarySchool Bldg Equip | Equipment |  | Default¦SmrDsn | 2014-01-01 | 2014-12-31 | Hourly | 0.35 | 0.35 | 0.35 | 0.35 | 0.35 | 0.35 | 0.35 | 0.35 | 0.95 | 0.95 | 0.95 | 0.95 | 0.95 | 0.95 | 0.95 | 0.95 | 0.95 | 0.35 | 0.35 | 0.35 | 0.35 | 0.35 | 0.35 | 0.35 | From DOE Reference Buildings
PrimarySchool Bldg Equip | Equipment |  | WntrDsn | 2014-01-01 | 2014-12-31 | Constant | 0.35 | [23 empty] | From DOE Reference Buildings
PrimarySchool Bldg Equip | Equipment |  | Wknd | 2014-09-01 | 2014-12-31 | Constant | 0.35 | [23 empty] | From DOE Reference Buildings
PrimarySchool Bldg Equip | Equipment |  | Wkdy | 2014-09-01 | 2014-12-31 | Hourly | 0.35 | 0.35 | 0.35 | 0.35 | 0.35 | 0.35 | 0.35 | 0.35 | 0.95 | 0.95 | 0.95 | 0.95 | 0.95 | 0.95 | 0.95 | 0.95 | 0.95 | 0.35 | 0.35 | 0.35 | 0.35 | 0.35 | 0.35 | 0.35 | From DOE Reference Buildings
PrimarySchool Bldg Equip | Equipment |  | Wknd | 2014-07-01 | 2014-09-01 | Constant | 0.25 | [23 empty] | From DOE Reference Buildings
PrimarySchool Bldg Equip | Equipment |  | Wkdy | 2014-07-01 | 2014-09-01 | Hourly | 0.25 | 0.25 | 0.25 | 0.25 | 0.25 | 0.25 | 0.25 | 0.25 | 0.5 | 0.5 | 0.5 | 0.5 | 0.5 | 0.5 | 0.5 | 0.5 | 0.5 | 0.25 | 0.25 | 0.25 | 0.25 | 0.25 | 0.25 | 0.25 | From DOE Reference Buildings
PrimarySchool Bldg Equip | Equipment |  | Wknd | 2014-01-01 | 2014-06-30 | Constant | 0.35 | [23 empty] | From DOE Reference Buildings
PrimarySchool Kitchen Equip | Equipment |  | Default¦SmrDsn | 2014-01-01 | 2014-12-31 | Hourly | 0.1 | 0.1 | 0.1 | 0.1 | 0.1 | 0.1 | 0.1 | 0.1 | 0.15 | 0.15 | 0.25 | 0.25 | 0.25 | 0.15 | 0.15 | 0.1 | 0.1 | 0.1 | 0.1 | 0.1 | 0.1 | 0.1 | 0.1 | 0.1 | From DOE Reference Buildings
PrimarySchool Kitchen Equip | Equipment |  | WntrDsn | 2014-01-01 | 2014-12-31 | Constant | 0.1 | [23 empty] | From DOE Reference Buildings
PrimarySchool Kitchen Equip | Equipment |  | Wknd | 2014-09-01 | 2014-12-31 | Constant | 0.1 | [23 empty] | From DOE Reference Buildings
PrimarySchool Kitchen Equip | Equipment |  | Wkdy | 2014-09-01 | 2014-12-31 | Hourly | 0.1 | 0.1 | 0.1 | 0.1 | 0.1 | 0.1 | 0.1 | 0.1 | 0.15 | 0.15 | 0.25 | 0.25 | 0.25 | 0.15 | 0.15 | 0.1 | 0.1 | 0.1 | 0.1 | 0.1 | 0.1 | 0.1 | 0.1 | 0.1 | From DOE Reference Buildings
PrimarySchool Kitchen Equip | Equipment |  | Wknd | 2014-07-01 | 2014-09-01 | Constant | 0.1 | [23 empty] | From DOE Reference Buildings
PrimarySchool Kitchen Equip | Equipment |  | Wkdy | 2014-07-01 | 2014-09-01 | Hourly | 0.1 | 0.1 | 0.1 | 0.1 | 0.1 | 0.1 | 0.1 | 0.1 | 0.13 | 0.13 | 0.2 | 0.2 | 0.2 | 0.13 | 0.13 | 0.1 | 0.1 | 0.1 | 0.1 | 0.1 | 0.1 | 0.1 | 0.1 | 0.1 | From DOE Reference Buildings
PrimarySchool Kitchen Equip | Equipment |  | Wknd | 2014-01-01 | 2014-06-30 | Constant | 0.1 | [23 empty] | From DOE Reference Buildings
PrimarySchool Kitchen Exhaust | Equipment |  | Default¦SmrDsn | 2014-01-01 | 2014-12-31 | Hourly | 0 | 0 | 0 | 0 | 0 | 0 | 1 | 1 | 1 | 1 | 1 | 1 | 1 | 1 | 1 | 1 | 1 | 1 | 1 | 1 | 1 | 0 | 0 | 0 | From DOE Reference Buildings
PrimarySchool Kitchen Exhaust | Equipment |  | WntrDsn¦Wknd | 2014-01-01 | 2014-12-31 | Constant | 0 | [23 empty] | From DOE Reference Buildings
PrimarySchool Kitchen Gas | Equipment |  | Default¦SmrDsn | 2014-01-01 | 2014-12-31 | Hourly | 0.02 | 0.02 | 0.02 | 0.02 | 0.02 | 0.02 | 0.02 | 0.02 | 0.15 | 0.15 | 0.2 | 0.2 | 0.2 | 0.1 | 0.1 | 0.02 | 0.02 | 0.02 | 0.02 | 0.02 | 0.02 | 0.02 | 0.02 | 0.02 | From DOE Reference Buildings
PrimarySchool Kitchen Gas | Equipment |  | WntrDsn | 2014-01-01 | 2014-12-31 | Constant | 0.02 | [23 empty] | From DOE Reference Buildings
PrimarySchool Kitchen Gas | Equipment |  | Wknd | 2014-09-01 | 2014-12-31 | Constant | 0.02 | [23 empty] | From DOE Reference Buildings
PrimarySchool Kitchen Gas | Equipment |  | Wkdy | 2014-09-01 | 2014-12-31 | Hourly | 0.02 | 0.02 | 0.02 | 0.02 | 0.02 | 0.02 | 0.02 | 0.02 | 0.15 | 0.15 | 0.2 | 0.2 | 0.2 | 0.1 | 0.1 | 0.02 | 0.02 | 0.02 | 0.02 | 0.02 | 0.02 | 0.02 | 0.02 | 0.02 | From DOE Reference Buildings
PrimarySchool Kitchen Gas | Equipment |  | Wknd | 2014-07-01 | 2014-09-01 | Constant | 0.02 | [23 empty] | From DOE Reference Buildings
PrimarySchool Kitchen Gas | Equipment |  | Wkdy | 2014-07-01 | 2014-09-01 | Hourly | 0.02 | 0.02 | 0.02 | 0.02 | 0.02 | 0.02 | 0.02 | 0.02 | 0.1 | 0.1 | 0.15 | 0.15 | 0.15 | 0.1 | 0.1 | 0.02 | 0.02 | 0.02 | 0.02 | 0.02 | 0.02 | 0.02 | 0.02 | 0.02 | From DOE Reference Buildings
PrimarySchool Kitchen Gas | Equipment |  | Wknd | 2014-01-01 | 2014-06-30 | Constant | 0.02 | [23 empty] | From DOE Reference Buildings
QuickServiceRestaurant Bldg Equip | Equipment |  | Default¦Sun¦Wkdy | 2014-01-01 | 2014-12-31 | Hourly | 0.1 | 0.1 | 0.1 | 0.1 | 0.1 | 0.1 | 0.35 | 0.35 | 0.25 | 0.25 | 0.35 | 0.35 | 0.35 | 0.35 | 0.25 | 0.25 | 0.25 | 0.35 | 0.35 | 0.35 | 0.25 | 0.25 | 0.25 | 0.25 | From DOE Reference Buildings
QuickServiceRestaurant Bldg Equip | Equipment |  | WntrDsn | 2014-01-01 | 2014-12-31 | Constant | 0 | [23 empty] | From DOE Reference Buildings
QuickServiceRestaurant Bldg Equip | Equipment |  | SmrDsn | 2014-01-01 | 2014-12-31 | Constant | 0.35 | [23 empty] | From DOE Reference Buildings
QuickServiceRestaurant Gas Equip | Equipment |  | Default | 2014-01-01 | 2014-12-31 | Hourly | 0.02 | 0.02 | 0.02 | 0.02 | 0.02 | 0.03 | 0.09 | 0.14 | 0.1 | 0.1 | 0.22 | 0.27 | 0.24 | 0.21 | 0.14 | 0.13 | 0.15 | 0.17 | 0.17 | 0.17 | 0.15 | 0.14 | 0.12 | 0.02 | From DOE Reference Buildings
QuickServiceRestaurant Gas Equip | Equipment |  | WntrDsn | 2014-01-01 | 2014-12-31 | Constant | 0 | [23 empty] | From DOE Reference Buildings
QuickServiceRestaurant Gas Equip | Equipment |  | SmrDsn | 2014-01-01 | 2014-12-31 | Constant | 0.25 | [23 empty] | From DOE Reference Buildings
QuickServiceRestaurant Kitchen Exhaust | Equipment |  | Default¦WntrDsn¦SmrDsn | 2014-01-01 | 2014-12-31 | Hourly | 1 | 0 | 0 | 0 | 0 | 1 | 1 | 1 | 1 | 1 | 1 | 1 | 1 | 1 | 1 | 1 | 1 | 1 | 1 | 1 | 1 | 1 | 1 | 1 | From DOE Reference Buildings
RestaurantFastFood BLDG_EQUIP_SCH | Equipment |  | Default¦Sat¦Wkdy | 2014-01-01 | 2014-12-31 | Hourly | 0.03 | 0.02 | 0.03 | 0.02 | 0.05 | 0.12 | 0.13 | 0.15 | 0.18 | 0.21 | 0.26 | 0.29 | 0.27 | 0.25 | 0.23 | 0.23 | 0.26 | 0.26 | 0.24 | 0.22 | 0.2 | 0.18 | 0.09 | 0.03 | From DOE Prototype Buildings
RestaurantFastFood BLDG_EQUIP_SCH | Equipment |  | WntrDsn | 2014-01-01 | 2014-12-31 | Constant | 0 | [23 empty] | From DOE Prototype Buildings
RestaurantFastFood BLDG_EQUIP_SCH | Equipment |  | SmrDsn | 2014-01-01 | 2014-12-31 | Constant | 0.29 | [23 empty] | From DOE Prototype Buildings
RestaurantFastFood FF_GAS_EQUIP_SCH | Equipment |  | Default¦Sat¦Wkdy | 2014-01-01 | 2014-12-31 | Hourly | 0.03 | 0.02 | 0.03 | 0.02 | 0.05 | 0.12 | 0.13 | 0.15 | 0.18 | 0.21 | 0.26 | 0.29 | 0.27 | 0.25 | 0.23 | 0.23 | 0.26 | 0.26 | 0.24 | 0.22 | 0.2 | 0.18 | 0.09 | 0.03 | From DOE Prototype Buildings
RestaurantFastFood FF_GAS_EQUIP_SCH | Equipment |  | WntrDsn | 2014-01-01 | 2014-12-31 | Constant | 0 | [23 empty] | From DOE Prototype Buildings
RestaurantFastFood FF_GAS_EQUIP_SCH | Equipment |  | SmrDsn | 2014-01-01 | 2014-12-31 | Constant | 0.29 | [23 empty] | From DOE Prototype Buildings
RestaurantFastFood Kitchen Exhaust Fan Balanced Exhaust Fraction Schedule_2004 | Equipment |  | Default¦WntrDsn¦SmrDsn¦Sun¦Wkdy | 2014-01-01 | 2014-12-31 | Hourly | 0.53051 | 0 | 0 | 0 | 0 | 0.53051 | 0.53051 | 0.53051 | 0.53051 | 0.53051 | 0.53051 | 0.53051 | 0.53051 | 0.53051 | 0.53051 | 0.53051 | 0.53051 | 0.53051 | 0.53051 | 0.53051 | 0.53051 | 0.53051 | 0.53051 | 0.53051 | From DOE Prototype Buildings
RestaurantFastFood Kitchen Exhaust Fan Balanced Exhaust Fraction Schedule_2007_2010_2013 | Equipment |  | Default¦WntrDsn¦SmrDsn¦Sun¦Wkdy | 2014-01-01 | 2014-12-31 | Hourly | 0.53051 | 0 | 0 | 0 | 0 | 0.53051 | 0.53051 | 0.53051 | 0.53051 | 0.53051 | 0.53051 | 0.53051 | 0.53051 | 0.53051 | 0.53051 | 0.53051 | 0.53051 | 0.53051 | 0.53051 | 0.53051 | 0.53051 | 0.53051 | 0.53051 | 0.53051 | From DOE Prototype Buildings
RestaurantFastFood Kitchen Water Equipment Hot Supply Temp Sched | Equipment | C | Default¦WntrDsn¦SmrDsn | 2014-01-01 | 2014-12-31 | Constant | 55 | [23 empty] | From DOE Prototype Buildings
RestaurantFastFood Kitchen Water Equipment Latent fract sched | Equipment |  | Default¦WntrDsn¦SmrDsn | 2014-01-01 | 2014-12-31 | Constant | 0.05 | [23 empty] | From DOE Prototype Buildings
RestaurantFastFood Kitchen Water Equipment Sensible fract sched | Equipment |  | Default¦WntrDsn¦SmrDsn | 2014-01-01 | 2014-12-31 | Constant | 0.2 | [23 empty] | From DOE Prototype Buildings
RestaurantFastFood Kitchen Water Equipment Temp Sched | Equipment | C | Default¦WntrDsn¦SmrDsn | 2014-01-01 | 2014-12-31 | Constant | 60 | [23 empty] | From DOE Prototype Buildings
RestaurantFastFood Kitchen_Case:1_WALKINFREEZER_WalkInStockingSched | Equipment | W | Default | 2014-01-01 | 2014-12-31 | Hourly | 0 | 0 | 0 | 0 | 725 | 417 | 290 | 0 | 0 | 0 | 0 | 0 | 0 | 0 | 0 | 0 | 0 | 0 | 0 | 0 | 0 | 0 | 0 | 0 | From DOE Prototype Buildings
RestaurantFastFood Kitchen_Case:1_WALKINFREEZER_WalkInStockingSched | Equipment | W | WntrDsn¦SmrDsn¦Wknd¦Mon¦Wed¦Thu | 2014-01-01 | 2014-12-31 | Hourly | 0 | 0 | 0 | 0 | 125 | 117 | 90 | 0 | 0 | 0 | 0 | 0 | 0 | 0 | 0 | 0 | 0 | 0 | 0 | 125 | 117 | 90 | 0 | 0 | From DOE Prototype Buildings
RestaurantFastFood Kitchen_Case:2_SELFCONTAINEDDISPLAYCASE_CaseStockingSched | Equipment | W | Default¦WntrDsn¦SmrDsn | 2014-01-01 | 2014-12-31 | Hourly | 0 | 0 | 0 | 0 | 0 | 0 | 50 | 70 | 70 | 80 | 70 | 50 | 50 | 80 | 90 | 80 | 0 | 0 | 0 | 0 | 0 | 0 | 0 | 0 | From DOE Prototype Buildings
RestaurantFastFood Kitchen_Exhaust_SCH | Equipment |  | Default¦WntrDsn¦SmrDsn¦Sun¦Wkdy | 2014-01-01 | 2014-12-31 | Hourly | 1 | 0 | 0 | 0 | 0 | 1 | 1 | 1 | 1 | 1 | 1 | 1 | 1 | 1 | 1 | 1 | 1 | 1 | 1 | 1 | 1 | 1 | 1 | 1 | From DOE Prototype Buildings
RestaurantSitDown BLDG_EQUIP_SCH | Equipment |  | Default¦Sat¦Wkdy | 2014-01-01 | 2014-12-31 | Hourly | 0.03 | 0.02 | 0.03 | 0.02 | 0.05 | 0.12 | 0.13 | 0.15 | 0.18 | 0.21 | 0.26 | 0.29 | 0.27 | 0.25 | 0.23 | 0.23 | 0.26 | 0.26 | 0.24 | 0.22 | 0.2 | 0.18 | 0.09 | 0.03 | From DOE Prototype Buildings
RestaurantSitDown BLDG_EQUIP_SCH | Equipment |  | WntrDsn | 2014-01-01 | 2014-12-31 | Constant | 0 | [23 empty] | From DOE Prototype Buildings
RestaurantSitDown BLDG_EQUIP_SCH | Equipment |  | SmrDsn | 2014-01-01 | 2014-12-31 | Constant | 0.29 | [23 empty] | From DOE Prototype Buildings
RestaurantSitDown Kitchen Exhaust Fan Balanced Exhaust Fraction Schedule | Equipment |  | Default¦WntrDsn¦SmrDsn¦Sun¦Wkdy | 2014-01-01 | 2014-12-31 | Hourly | 0.93371 | 0 | 0 | 0 | 0 | 0.93371 | 0.93371 | 0.93371 | 0.93371 | 0.93371 | 0.93371 | 0.93371 | 0.93371 | 0.93371 | 0.93371 | 0.93371 | 0.93371 | 0.93371 | 0.93371 | 0.93371 | 0.93371 | 0.93371 | 0.93371 | 0.93371 | From DOE Prototype Buildings
RestaurantSitDown Kitchen Water Equipment Hot Supply Temp Sched | Equipment | C | Default¦WntrDsn¦SmrDsn | 2014-01-01 | 2014-12-31 | Constant | 55 | [23 empty] | From DOE Prototype Buildings
RestaurantSitDown Kitchen Water Equipment Latent fract sched | Equipment |  | Default¦WntrDsn¦SmrDsn | 2014-01-01 | 2014-12-31 | Constant | 0.05 | [23 empty] | From DOE Prototype Buildings
RestaurantSitDown Kitchen Water Equipment Sensible fract sched | Equipment |  | Default¦WntrDsn¦SmrDsn | 2014-01-01 | 2014-12-31 | Constant | 0.2 | [23 empty] | From DOE Prototype Buildings
RestaurantSitDown Kitchen Water Equipment Temp Sched | Equipment | C | Default¦WntrDsn¦SmrDsn | 2014-01-01 | 2014-12-31 | Constant | 60 | [23 empty] | From DOE Prototype Buildings
RestaurantSitDown Kitchen_Case:1_WALKINFREEZER_WalkInStockingSched | Equipment | W | Default | 2014-01-01 | 2014-12-31 | Hourly | 0 | 0 | 0 | 0 | 725 | 417 | 290 | 0 | 0 | 0 | 0 | 0 | 0 | 0 | 0 | 0 | 0 | 0 | 0 | 0 | 0 | 0 | 0 | 0 | From DOE Prototype Buildings
RestaurantSitDown Kitchen_Case:1_WALKINFREEZER_WalkInStockingSched | Equipment | W | WntrDsn¦SmrDsn¦Wknd¦Mon¦Wed¦Thu | 2014-01-01 | 2014-12-31 | Hourly | 0 | 0 | 0 | 0 | 125 | 117 | 90 | 0 | 0 | 0 | 0 | 0 | 0 | 0 | 0 | 0 | 0 | 0 | 0 | 125 | 117 | 90 | 0 | 0 | From DOE Prototype Buildings
RestaurantSitDown Kitchen_Case:2_SELFCONTAINEDDISPLAYCASE_CaseStockingSched | Equipment | W | Default¦WntrDsn¦SmrDsn | 2014-01-01 | 2014-12-31 | Hourly | 0 | 0 | 0 | 0 | 0 | 0 | 50 | 70 | 70 | 80 | 70 | 50 | 50 | 80 | 90 | 80 | 0 | 0 | 0 | 0 | 0 | 0 | 0 | 0 | From DOE Prototype Buildings
RestaurantSitDown Kitchen_Exhaust_SCH | Equipment |  | Default¦WntrDsn¦SmrDsn¦Sun¦Wkdy | 2014-01-01 | 2014-12-31 | Hourly | 0 | 0 | 0 | 0 | 0 | 1 | 1 | 1 | 1 | 1 | 1 | 1 | 1 | 1 | 1 | 1 | 1 | 1 | 1 | 1 | 1 | 1 | 1 | 1 | From DOE Prototype Buildings
RestaurantSitDown Rest_GAS_EQUIP_SCH | Equipment |  | Default¦Sat¦Wkdy | 2014-01-01 | 2014-12-31 | Hourly | 0.03 | 0.02 | 0.03 | 0.02 | 0.05 | 0.12 | 0.13 | 0.15 | 0.18 | 0.21 | 0.26 | 0.29 | 0.27 | 0.25 | 0.23 | 0.23 | 0.26 | 0.26 | 0.24 | 0.22 | 0.2 | 0.18 | 0.09 | 0.03 | From DOE Prototype Buildings
RestaurantSitDown Rest_GAS_EQUIP_SCH | Equipment |  | WntrDsn | 2014-01-01 | 2014-12-31 | Constant | 0 | [23 empty] | From DOE Prototype Buildings
RestaurantSitDown Rest_GAS_EQUIP_SCH | Equipment |  | SmrDsn | 2014-01-01 | 2014-12-31 | Constant | 0.29 | [23 empty] | From DOE Prototype Buildings
Retail Bldg Equip | Equipment |  | Default | 2014-01-01 | 2014-12-31 | Hourly | 0.2 | 0.2 | 0.2 | 0.2 | 0.2 | 0.2 | 0.2 | 0.4 | 0.7 | 0.9 | 0.9 | 0.9 | 0.9 | 0.9 | 0.9 | 0.9 | 0.9 | 0.9 | 0.8 | 0.8 | 0.7 | 0.4 | 0.2 | 0.2 | From DOE Reference Buildings
Retail Bldg Equip | Equipment |  | WntrDsn | 2014-01-01 | 2014-12-31 | Constant | 0 | [23 empty] | From DOE Reference Buildings
Retail Bldg Equip | Equipment |  | SmrDsn | 2014-01-01 | 2014-12-31 | Constant | 1 | [23 empty] | From DOE Reference Buildings
Retail Bldg Equip | Equipment |  | Sun | 2014-01-01 | 2014-12-31 | Hourly | 0.15 | 0.15 | 0.15 | 0.15 | 0.15 | 0.15 | 0.15 | 0.15 | 0.3 | 0.3 | 0.6 | 0.6 | 0.8 | 0.8 | 0.8 | 0.8 | 0.8 | 0.6 | 0.4 | 0.15 | 0.15 | 0.15 | 0.15 | 0.15 | From DOE Reference Buildings
Retail Bldg Equip | Equipment |  | Sat | 2014-01-01 | 2014-12-31 | Hourly | 0.15 | 0.15 | 0.15 | 0.15 | 0.15 | 0.15 | 0.15 | 0.3 | 0.5 | 0.8 | 0.9 | 0.9 | 0.9 | 0.9 | 0.9 | 0.9 | 0.9 | 0.9 | 0.7 | 0.5 | 0.5 | 0.3 | 0.15 | 0.15 | From DOE Reference Buildings
RetailGasEquipment | Equipment |  | Sat | 2017-01-01 | 2017-12-31 | Hourly | 0 | 0 | 0 | 0 | 0 | 0 | 0 | 0.5 | 0.5 | 0.75 | 0.9 | 0.9 | 0.9 | 0.75 | 0.75 | 0.9 | 0.9 | 0.9 | 0.75 | 0.5 | 0.5 | 0 | 0 | 0 | From Commercial Building Energy Saver (CBES) Prototype Models: cbes.lbl.gov
RetailGasEquipment | Equipment |  | Sun | 2017-01-01 | 2017-12-31 | Hourly | 0 | 0 | 0 | 0 | 0 | 0 | 0 | 0.5 | 0.5 | 0.75 | 0.9 | 0.9 | 0.9 | 0.75 | 0.75 | 0.9 | 0.9 | 0.9 | 0.75 | 0.5 | 0.5 | 0 | 0 | 0 | From Commercial Building Energy Saver (CBES) Prototype Models: cbes.lbl.gov
RetailGasEquipment | Equipment |  | Wkdy | 2017-01-01 | 2017-12-31 | Hourly | 0 | 0 | 0 | 0 | 0 | 0 | 0 | 0.5 | 0.5 | 0.75 | 0.9 | 0.9 | 0.9 | 0.75 | 0.75 | 0.9 | 0.9 | 0.9 | 0.75 | 0.5 | 0.5 | 0 | 0 | 0 | From Commercial Building Energy Saver (CBES) Prototype Models: cbes.lbl.gov
RetailReceptacle | Equipment |  | Wkdy | 2017-01-01 | 2017-12-31 | Hourly | 0.05 | 0.05 | 0.05 | 0.05 | 0.05 | 0.05 | 0.05 | 0.2 | 0.5 | 0.9 | 0.9 | 0.9 | 0.9 | 0.9 | 0.9 | 0.9 | 0.9 | 0.9 | 0.6 | 0.6 | 0.5 | 0.2 | 0.05 | 0.05 | From Commercial Building Energy Saver (CBES) Prototype Models: cbes.lbl.gov
RetailReceptacle | Equipment |  | WntrDsn | 2017-01-01 | 2017-12-31 | Constant | 0 | [23 empty] | From Commercial Building Energy Saver (CBES) Prototype Models: cbes.lbl.gov
RetailReceptacle | Equipment |  | SmrDsn | 2017-01-01 | 2017-12-31 | Constant | 1 | [23 empty] | From Commercial Building Energy Saver (CBES) Prototype Models: cbes.lbl.gov
RetailReceptacle | Equipment |  | Sun | 2017-01-01 | 2017-12-31 | Hourly | 0.05 | 0.05 | 0.05 | 0.05 | 0.05 | 0.05 | 0.05 | 0.05 | 0.1 | 0.1 | 0.4 | 0.4 | 0.6 | 0.6 | 0.6 | 0.6 | 0.6 | 0.4 | 0.2 | 0.05 | 0.05 | 0.05 | 0.05 | 0.05 | From Commercial Building Energy Saver (CBES) Prototype Models: cbes.lbl.gov
RetailReceptacle | Equipment |  | Sat | 2017-01-01 | 2017-12-31 | Hourly | 0.05 | 0.05 | 0.05 | 0.05 | 0.05 | 0.05 | 0.05 | 0.1 | 0.3 | 0.6 | 0.9 | 0.9 | 0.9 | 0.9 | 0.9 | 0.9 | 0.9 | 0.9 | 0.5 | 0.3 | 0.3 | 0.1 | 0.05 | 0.05 | From Commercial Building Energy Saver (CBES) Prototype Models: cbes.lbl.gov
RetailRefrigeration | Equipment |  | Sat | 2017-01-01 | 2017-12-31 | Hourly | 0.9 | 0.9 | 0.9 | 0.9 | 0.9 | 0.9 | 0.9 | 0.9 | 0.9 | 0.9 | 0.9 | 0.9 | 0.9 | 0.9 | 0.9 | 0.9 | 0.9 | 0.9 | 0.9 | 0.9 | 0.9 | 0.9 | 0.9 | 0.9 | From Commercial Building Energy Saver (CBES) Prototype Models: cbes.lbl.gov
RetailRefrigeration | Equipment |  | Sun | 2017-01-01 | 2017-12-31 | Hourly | 0.9 | 0.9 | 0.9 | 0.9 | 0.9 | 0.9 | 0.9 | 0.9 | 0.9 | 0.9 | 0.9 | 0.9 | 0.9 | 0.9 | 0.9 | 0.9 | 0.9 | 0.9 | 0.9 | 0.9 | 0.9 | 0.9 | 0.9 | 0.9 | From Commercial Building Energy Saver (CBES) Prototype Models: cbes.lbl.gov
RetailRefrigeration | Equipment |  | Wkdy | 2017-01-01 | 2017-12-31 | Hourly | 0.9 | 0.9 | 0.9 | 0.9 | 0.9 | 0.9 | 0.9 | 0.9 | 0.9 | 0.9 | 0.9 | 0.9 | 0.9 | 0.9 | 0.9 | 0.9 | 0.9 | 0.9 | 0.9 | 0.9 | 0.9 | 0.9 | 0.9 | 0.9 | From Commercial Building Energy Saver (CBES) Prototype Models: cbes.lbl.gov
RetailStandalone BLDG_EQUIP_SCH | Equipment |  | Default | 2014-01-01 | 2014-12-31 | Hourly | 0.15 | 0.15 | 0.15 | 0.15 | 0.15 | 0.15 | 0.15 | 0.15 | 0.15 | 0.3 | 0.6 | 0.6 | 0.8 | 0.8 | 0.8 | 0.8 | 0.8 | 0.6 | 0.4 | 0.15 | 0.15 | 0.15 | 0.15 | 0.15 | From DOE Prototype Buildings
RetailStandalone BLDG_EQUIP_SCH | Equipment |  | WntrDsn | 2014-01-01 | 2014-12-31 | Constant | 0 | [23 empty] | From DOE Prototype Buildings
RetailStandalone BLDG_EQUIP_SCH | Equipment |  | SmrDsn | 2014-01-01 | 2014-12-31 | Constant | 1 | [23 empty] | From DOE Prototype Buildings
RetailStandalone BLDG_EQUIP_SCH | Equipment |  | Sat | 2014-01-01 | 2014-12-31 | Hourly | 0.15 | 0.15 | 0.15 | 0.15 | 0.15 | 0.15 | 0.15 | 0.3 | 0.5 | 0.8 | 0.9 | 0.9 | 0.9 | 0.9 | 0.9 | 0.9 | 0.9 | 0.9 | 0.7 | 0.5 | 0.5 | 0.3 | 0.15 | 0.15 | From DOE Prototype Buildings
RetailStandalone BLDG_EQUIP_SCH | Equipment |  | Wkdy | 2014-01-01 | 2014-12-31 | Hourly | 0.2 | 0.2 | 0.2 | 0.2 | 0.2 | 0.2 | 0.2 | 0.4 | 0.6 | 0.9 | 0.9 | 0.9 | 0.9 | 0.9 | 0.9 | 0.9 | 0.9 | 0.9 | 0.9 | 0.7 | 0.7 | 0.2 | 0.2 | 0.2 | From DOE Prototype Buildings
RetailStandalone BLDG_EQUIP_SCH_2013 | Equipment |  | Default | 2014-01-01 | 2014-12-31 | Hourly | 0.14803 | 0.14803 | 0.14803 | 0.14803 | 0.14803 | 0.14803 | 0.14803 | 0.14803 | 0.14803 | 0.29916 | 0.59832 | 0.59832 | 0.79776 | 0.79776 | 0.79776 | 0.79776 | 0.79776 | 0.59832 | 0.39888 | 0.14803 | 0.14803 | 0.14803 | 0.14803 | 0.14803 | From DOE Prototype Buildings
RetailStandalone BLDG_EQUIP_SCH_2013 | Equipment |  | WntrDsn | 2014-01-01 | 2014-12-31 | Constant | 0 | [23 empty] | From DOE Prototype Buildings
RetailStandalone BLDG_EQUIP_SCH_2013 | Equipment |  | SmrDsn | 2014-01-01 | 2014-12-31 | Constant | 1 | [23 empty] | From DOE Prototype Buildings
RetailStandalone BLDG_EQUIP_SCH_2013 | Equipment |  | Sat | 2014-01-01 | 2014-12-31 | Hourly | 0.14803 | 0.14803 | 0.14803 | 0.14803 | 0.14803 | 0.14803 | 0.14803 | 0.29916 | 0.4986 | 0.79776 | 0.89748 | 0.89748 | 0.89748 | 0.89748 | 0.89748 | 0.89748 | 0.89748 | 0.89748 | 0.69804 | 0.4986 | 0.4986 | 0.29916 | 0.14803 | 0.14803 | From DOE Prototype Buildings
RetailStandalone BLDG_EQUIP_SCH_2013 | Equipment |  | Wkdy | 2014-01-01 | 2014-12-31 | Hourly | 0.19737 | 0.19737 | 0.19737 | 0.19737 | 0.19737 | 0.19737 | 0.19737 | 0.39888 | 0.59832 | 0.89748 | 0.89748 | 0.89748 | 0.89748 | 0.89748 | 0.89748 | 0.89748 | 0.89748 | 0.89748 | 0.89748 | 0.69804 | 0.69804 | 0.19737 | 0.19737 | 0.19737 | From DOE Prototype Buildings
RetailStripmall Type1_EQUIP_SCH | Equipment |  | Default¦Mon¦Tue¦Wed¦Thu | 2014-01-01 | 2014-12-31 | Hourly | 0.05 | 0.05 | 0.05 | 0.05 | 0.05 | 0.05 | 0.05 | 0.05 | 0.05 | 0.5 | 0.9 | 0.9 | 0.9 | 0.9 | 0.9 | 0.9 | 0.9 | 0.9 | 0.9 | 0.9 | 0.9 | 0.9 | 0.9 | 0.5 | From DOE Prototype Buildings
RetailStripmall Type1_EQUIP_SCH | Equipment |  | WntrDsn | 2014-01-01 | 2014-12-31 | Constant | 0 | [23 empty] | From DOE Prototype Buildings
RetailStripmall Type1_EQUIP_SCH | Equipment |  | SmrDsn | 2014-01-01 | 2014-12-31 | Constant | 1 | [23 empty] | From DOE Prototype Buildings
RetailStripmall Type1_EQUIP_SCH | Equipment |  | Sat¦Fri | 2014-01-01 | 2014-12-31 | Hourly | 0.5 | 0.05 | 0.05 | 0.05 | 0.05 | 0.05 | 0.05 | 0.05 | 0.05 | 0.5 | 0.9 | 0.9 | 0.9 | 0.9 | 0.9 | 0.9 | 0.9 | 0.9 | 0.9 | 0.9 | 0.9 | 0.9 | 0.9 | 0.9 | From DOE Prototype Buildings
RetailStripmall Type2_EQUIP_SCH | Equipment |  | Default | 2014-01-01 | 2014-12-31 | Hourly | 0.05 | 0.05 | 0.05 | 0.05 | 0.05 | 0.05 | 0.05 | 0.05 | 0.05 | 0.5 | 0.9 | 0.9 | 0.9 | 0.9 | 0.9 | 0.9 | 0.9 | 0.5 | 0.05 | 0.05 | 0.05 | 0.05 | 0.05 | 0.05 | From DOE Prototype Buildings
RetailStripmall Type2_EQUIP_SCH | Equipment |  | WntrDsn | 2014-01-01 | 2014-12-31 | Constant | 0 | [23 empty] | From DOE Prototype Buildings
RetailStripmall Type2_EQUIP_SCH | Equipment |  | SmrDsn | 2014-01-01 | 2014-12-31 | Constant | 1 | [23 empty] | From DOE Prototype Buildings
RetailStripmall Type2_EQUIP_SCH | Equipment |  | Sat | 2014-01-01 | 2014-12-31 | Hourly | 0.05 | 0.05 | 0.05 | 0.05 | 0.05 | 0.05 | 0.05 | 0.05 | 0.5 | 0.9 | 0.9 | 0.9 | 0.9 | 0.9 | 0.9 | 0.9 | 0.9 | 0.9 | 0.5 | 0.05 | 0.05 | 0.05 | 0.05 | 0.05 | From DOE Prototype Buildings
RetailStripmall Type2_EQUIP_SCH | Equipment |  | Wkdy | 2014-01-01 | 2014-12-31 | Hourly | 0.05 | 0.05 | 0.05 | 0.05 | 0.05 | 0.05 | 0.05 | 0.05 | 0.5 | 0.9 | 0.9 | 0.9 | 0.9 | 0.9 | 0.9 | 0.9 | 0.9 | 0.9 | 0.9 | 0.9 | 0.5 | 0.05 | 0.05 | 0.05 | From DOE Prototype Buildings
RetailStripmall Type3_EQUIP_SCH | Equipment |  | Default | 2014-01-01 | 2014-12-31 | Hourly | 0.05 | 0.05 | 0.05 | 0.05 | 0.05 | 0.05 | 0.05 | 0.05 | 0.05 | 0.05 | 0.5 | 0.9 | 0.9 | 0.9 | 0.9 | 0.9 | 0.9 | 0.5 | 0.05 | 0.05 | 0.05 | 0.05 | 0.05 | 0.05 | From DOE Prototype Buildings
RetailStripmall Type3_EQUIP_SCH | Equipment |  | WntrDsn | 2014-01-01 | 2014-12-31 | Constant | 0 | [23 empty] | From DOE Prototype Buildings
RetailStripmall Type3_EQUIP_SCH | Equipment |  | SmrDsn | 2014-01-01 | 2014-12-31 | Constant | 1 | [23 empty] | From DOE Prototype Buildings
RetailStripmall Type3_EQUIP_SCH | Equipment |  | Sat | 2014-01-01 | 2014-12-31 | Hourly | 0.05 | 0.05 | 0.05 | 0.05 | 0.05 | 0.05 | 0.05 | 0.05 | 0.05 | 0.5 | 0.9 | 0.9 | 0.9 | 0.9 | 0.9 | 0.9 | 0.9 | 0.9 | 0.5 | 0.05 | 0.05 | 0.05 | 0.05 | 0.05 | From DOE Prototype Buildings
RetailStripmall Type3_EQUIP_SCH | Equipment |  | Wkdy | 2014-01-01 | 2014-12-31 | Hourly | 0.05 | 0.05 | 0.05 | 0.05 | 0.05 | 0.05 | 0.05 | 0.05 | 0.05 | 0.5 | 0.9 | 0.9 | 0.9 | 0.9 | 0.9 | 0.9 | 0.9 | 0.9 | 0.9 | 0.9 | 0.5 | 0.05 | 0.05 | 0.05 | From DOE Prototype Buildings
SchoolPrimary BLDG_EQUIP_SCH | Equipment |  | SmrDsn | 2014-01-01 | 2014-12-31 | Hourly | 0.25 | 0.25 | 0.25 | 0.25 | 0.25 | 0.25 | 0.25 | 0.25 | 0.5 | 0.5 | 0.5 | 0.5 | 0.5 | 0.5 | 0.5 | 0.5 | 0.5 | 0.25 | 0.25 | 0.25 | 0.25 | 0.25 | 0.25 | 0.25 | From DOE Prototype Buildings
SchoolPrimary BLDG_EQUIP_SCH | Equipment |  | Wkdy | 2014-09-01 | 2014-12-31 | Hourly | 0.35 | 0.35 | 0.35 | 0.35 | 0.35 | 0.35 | 0.35 | 0.35 | 0.95 | 0.95 | 0.95 | 0.95 | 0.95 | 0.95 | 0.95 | 0.95 | 0.95 | 0.35 | 0.35 | 0.35 | 0.35 | 0.35 | 0.35 | 0.35 | From DOE Prototype Buildings
SchoolPrimary BLDG_EQUIP_SCH | Equipment |  | Wknd | 2014-07-01 | 2014-09-01 | Constant | 0.25 | [23 empty] | From DOE Prototype Buildings
SchoolPrimary BLDG_EQUIP_SCH | Equipment |  | Wkdy | 2014-07-01 | 2014-09-01 | Hourly | 0.25 | 0.25 | 0.25 | 0.25 | 0.25 | 0.25 | 0.25 | 0.25 | 0.5 | 0.5 | 0.5 | 0.5 | 0.5 | 0.5 | 0.5 | 0.5 | 0.5 | 0.25 | 0.25 | 0.25 | 0.25 | 0.25 | 0.25 | 0.25 | From DOE Prototype Buildings
SchoolPrimary BLDG_EQUIP_SCH | Equipment |  | Wknd | 2014-01-01 | 2014-06-30 | Constant | 0.35 | [23 empty] | From DOE Prototype Buildings
SchoolPrimary BLDG_EQUIP_SCH | Equipment |  | Wkdy | 2014-01-01 | 2014-06-30 | Hourly | 0.35 | 0.35 | 0.35 | 0.35 | 0.35 | 0.35 | 0.35 | 0.35 | 0.95 | 0.95 | 0.95 | 0.95 | 0.95 | 0.95 | 0.95 | 0.95 | 0.95 | 0.35 | 0.35 | 0.35 | 0.35 | 0.35 | 0.35 | 0.35 | From DOE Prototype Buildings
SchoolPrimary BLDG_EQUIP_SCH | Equipment |  | Default¦WntrDsn | 2014-01-01 | 2014-12-31 | Constant | 0.35 | [23 empty] | From DOE Prototype Buildings
SchoolPrimary BLDG_EQUIP_SCH_2010 | Equipment |  | SmrDsn | 2014-09-01 | 2014-12-31 | Hourly | 0.35 | 0.35 | 0.35 | 0.35 | 0.35 | 0.35 | 0.35 | 0.35 | 0.95 | 0.95 | 0.95 | 0.95 | 0.95 | 0.95 | 0.95 | 0.95 | 0.95 | 0.35 | 0.35 | 0.35 | 0.35 | 0.35 | 0.35 | 0.35 | From DOE Prototype Buildings
SchoolPrimary BLDG_EQUIP_SCH_2010 | Equipment |  | Default¦Wknd | 2014-09-01 | 2014-12-31 | Constant | 0.34355 | [23 empty] | From DOE Prototype Buildings
SchoolPrimary BLDG_EQUIP_SCH_2010 | Equipment |  | Wkdy | 2014-09-01 | 2014-12-31 | Hourly | 0.34355 | 0.34355 | 0.34355 | 0.34355 | 0.34355 | 0.34355 | 0.34355 | 0.34355 | 0.94543 | 0.94543 | 0.94543 | 0.94543 | 0.94543 | 0.94543 | 0.94543 | 0.94543 | 0.94543 | 0.34832 | 0.34832 | 0.34832 | 0.34832 | 0.34355 | 0.34355 | 0.34355 | From DOE Prototype Buildings
SchoolPrimary BLDG_EQUIP_SCH_2010 | Equipment |  | WntrDsn | 2014-09-01 | 2014-12-31 | Constant | 0.35 | [23 empty] | From DOE Prototype Buildings
SchoolPrimary BLDG_EQUIP_SCH_2010 | Equipment |  | SmrDsn | 2014-07-01 | 2014-09-01 | Hourly | 0.25 | 0.25 | 0.25 | 0.25 | 0.25 | 0.25 | 0.25 | 0.25 | 0.5 | 0.5 | 0.5 | 0.5 | 0.5 | 0.5 | 0.5 | 0.5 | 0.5 | 0.25 | 0.25 | 0.25 | 0.25 | 0.25 | 0.25 | 0.25 | From DOE Prototype Buildings
SchoolPrimary BLDG_EQUIP_SCH_2010 | Equipment |  | Default¦Wknd | 2014-07-01 | 2014-09-01 | Constant | 0.24539 | [23 empty] | From DOE Prototype Buildings
SchoolPrimary BLDG_EQUIP_SCH_2010 | Equipment |  | Wkdy | 2014-07-01 | 2014-09-01 | Hourly | 0.24539 | 0.24539 | 0.24539 | 0.24539 | 0.24539 | 0.24539 | 0.24539 | 0.24539 | 0.49759 | 0.49759 | 0.49759 | 0.49759 | 0.49759 | 0.49759 | 0.49759 | 0.49759 | 0.49759 | 0.2488 | 0.2488 | 0.2488 | 0.2488 | 0.24539 | 0.24539 | 0.24539 | From DOE Prototype Buildings
SchoolPrimary BLDG_EQUIP_SCH_2010 | Equipment |  | WntrDsn | 2014-07-01 | 2014-09-01 | Constant | 0.25 | [23 empty] | From DOE Prototype Buildings
SchoolPrimary BLDG_EQUIP_SCH_2010 | Equipment |  | SmrDsn | 2014-01-01 | 2014-06-30 | Hourly | 0.35 | 0.35 | 0.35 | 0.35 | 0.35 | 0.35 | 0.35 | 0.35 | 0.95 | 0.95 | 0.95 | 0.95 | 0.95 | 0.95 | 0.95 | 0.95 | 0.95 | 0.35 | 0.35 | 0.35 | 0.35 | 0.35 | 0.35 | 0.35 | From DOE Prototype Buildings
SchoolPrimary BLDG_EQUIP_SCH_2010 | Equipment |  | Default¦Wknd | 2014-01-01 | 2014-06-30 | Constant | 0.34355 | [23 empty] | From DOE Prototype Buildings
SchoolPrimary BLDG_EQUIP_SCH_2010 | Equipment |  | Wkdy | 2014-01-01 | 2014-06-30 | Hourly | 0.34355 | 0.34355 | 0.34355 | 0.34355 | 0.34355 | 0.34355 | 0.34355 | 0.34355 | 0.94543 | 0.94543 | 0.94543 | 0.94543 | 0.94543 | 0.94543 | 0.94543 | 0.94543 | 0.94543 | 0.34832 | 0.34832 | 0.34832 | 0.34832 | 0.34355 | 0.34355 | 0.34355 | From DOE Prototype Buildings
SchoolPrimary BLDG_EQUIP_SCH_2010 | Equipment |  | WntrDsn | 2014-01-01 | 2014-06-30 | Constant | 0.35 | [23 empty] | From DOE Prototype Buildings
SchoolPrimary BLDG_EQUIP_SCH_2013 | Equipment |  | SmrDsn | 2014-09-01 | 2014-12-31 | Hourly | 0.35 | 0.35 | 0.35 | 0.35 | 0.35 | 0.35 | 0.35 | 0.35 | 0.95 | 0.95 | 0.95 | 0.95 | 0.95 | 0.95 | 0.95 | 0.95 | 0.95 | 0.35 | 0.35 | 0.35 | 0.35 | 0.35 | 0.35 | 0.35 | From DOE Prototype Buildings
SchoolPrimary BLDG_EQUIP_SCH_2013 | Equipment |  | Default¦Wknd | 2014-09-01 | 2014-12-31 | Constant | 0.27289 | [23 empty] | From DOE Prototype Buildings
SchoolPrimary BLDG_EQUIP_SCH_2013 | Equipment |  | Wkdy | 2014-09-01 | 2014-12-31 | Hourly | 0.27289 | 0.27289 | 0.27289 | 0.27289 | 0.27289 | 0.27289 | 0.27289 | 0.27289 | 0.88409 | 0.88409 | 0.88409 | 0.88409 | 0.88409 | 0.88409 | 0.88409 | 0.88409 | 0.88409 | 0.32572 | 0.32572 | 0.32572 | 0.32572 | 0.27289 | 0.27289 | 0.27289 | From DOE Prototype Buildings
SchoolPrimary BLDG_EQUIP_SCH_2013 | Equipment |  | WntrDsn | 2014-09-01 | 2014-12-31 | Constant | 0.35 | [23 empty] | From DOE Prototype Buildings
SchoolPrimary BLDG_EQUIP_SCH_2013 | Equipment |  | SmrDsn | 2014-07-01 | 2014-09-01 | Hourly | 0.25 | 0.25 | 0.25 | 0.25 | 0.25 | 0.25 | 0.25 | 0.25 | 0.5 | 0.5 | 0.5 | 0.5 | 0.5 | 0.5 | 0.5 | 0.5 | 0.5 | 0.25 | 0.25 | 0.25 | 0.25 | 0.25 | 0.25 | 0.25 | From DOE Prototype Buildings
SchoolPrimary BLDG_EQUIP_SCH_2013 | Equipment |  | Default¦Wknd | 2014-07-01 | 2014-09-01 | Constant | 0.19492 | [23 empty] | From DOE Prototype Buildings
SchoolPrimary BLDG_EQUIP_SCH_2013 | Equipment |  | Wkdy | 2014-07-01 | 2014-09-01 | Hourly | 0.19492 | 0.19492 | 0.19492 | 0.19492 | 0.19492 | 0.19492 | 0.19492 | 0.19492 | 0.46531 | 0.46531 | 0.46531 | 0.46531 | 0.46531 | 0.46531 | 0.46531 | 0.46531 | 0.46531 | 0.23265 | 0.23265 | 0.23265 | 0.23265 | 0.19492 | 0.19492 | 0.19492 | From DOE Prototype Buildings
SchoolPrimary BLDG_EQUIP_SCH_2013 | Equipment |  | WntrDsn | 2014-07-01 | 2014-09-01 | Constant | 0.25 | [23 empty] | From DOE Prototype Buildings
SchoolPrimary BLDG_EQUIP_SCH_2013 | Equipment |  | SmrDsn | 2014-01-01 | 2014-06-30 | Hourly | 0.35 | 0.35 | 0.35 | 0.35 | 0.35 | 0.35 | 0.35 | 0.35 | 0.95 | 0.95 | 0.95 | 0.95 | 0.95 | 0.95 | 0.95 | 0.95 | 0.95 | 0.35 | 0.35 | 0.35 | 0.35 | 0.35 | 0.35 | 0.35 | From DOE Prototype Buildings
SchoolPrimary BLDG_EQUIP_SCH_2013 | Equipment |  | Default¦Wknd | 2014-01-01 | 2014-06-30 | Constant | 0.27289 | [23 empty] | From DOE Prototype Buildings
SchoolPrimary BLDG_EQUIP_SCH_2013 | Equipment |  | Wkdy | 2014-01-01 | 2014-06-30 | Hourly | 0.27289 | 0.27289 | 0.27289 | 0.27289 | 0.27289 | 0.27289 | 0.27289 | 0.27289 | 0.88409 | 0.88409 | 0.88409 | 0.88409 | 0.88409 | 0.88409 | 0.88409 | 0.88409 | 0.88409 | 0.32572 | 0.32572 | 0.32572 | 0.32572 | 0.27289 | 0.27289 | 0.27289 | From DOE Prototype Buildings
SchoolPrimary BLDG_EQUIP_SCH_2013 | Equipment |  | WntrDsn | 2014-01-01 | 2014-06-30 | Constant | 0.35 | [23 empty] | From DOE Prototype Buildings
SchoolPrimary Kitchen Exhaust Fan Balanced Exhaust Fraction Schedule | Equipment |  | Default | 2014-01-01 | 2014-12-31 | Constant | 0 | [23 empty] | From DOE Prototype Buildings
SchoolPrimary Kitchen Exhaust Fan Balanced Exhaust Fraction Schedule | Equipment |  | WntrDsn¦SmrDsn | 2014-01-01 | 2014-12-31 | Hourly | 0 | 0 | 0 | 0 | 0 | 0 | 0 | 0 | 0.81667 | 0.81667 | 0.81667 | 0.81667 | 0.81667 | 0.81667 | 0.81667 | 0.81667 | 0.81667 | 0.81667 | 0.81667 | 0.81667 | 0.81667 | 0 | 0 | 0 | From DOE Prototype Buildings
SchoolPrimary Kitchen Exhaust Fan Balanced Exhaust Fraction Schedule | Equipment |  | Wkdy | 2014-09-01 | 2014-12-31 | Hourly | 0 | 0 | 0 | 0 | 0 | 0 | 0 | 0 | 0.81667 | 0.81667 | 0.81667 | 0.81667 | 0.81667 | 0.81667 | 0.81667 | 0.81667 | 0.81667 | 0.81667 | 0.81667 | 0.81667 | 0.81667 | 0 | 0 | 0 | From DOE Prototype Buildings
SchoolPrimary Kitchen Exhaust Fan Balanced Exhaust Fraction Schedule | Equipment |  | Wknd | 2014-07-01 | 2014-09-01 | Constant | 0 | [23 empty] | From DOE Prototype Buildings
SchoolPrimary Kitchen Exhaust Fan Balanced Exhaust Fraction Schedule | Equipment |  | Wkdy | 2014-07-01 | 2014-09-01 | Hourly | 0 | 0 | 0 | 0 | 0 | 0 | 0 | 0 | 0.81667 | 0.81667 | 0.81667 | 0.81667 | 0.81667 | 0.81667 | 0.81667 | 0.81667 | 0.81667 | 0.81667 | 0.81667 | 0.81667 | 0.81667 | 0 | 0 | 0 | From DOE Prototype Buildings
SchoolPrimary Kitchen Exhaust Fan Balanced Exhaust Fraction Schedule | Equipment |  | Wknd | 2014-01-01 | 2014-06-30 | Constant | 0 | [23 empty] | From DOE Prototype Buildings
SchoolPrimary Kitchen Exhaust Fan Balanced Exhaust Fraction Schedule | Equipment |  | Wkdy | 2014-01-01 | 2014-06-30 | Hourly | 0 | 0 | 0 | 0 | 0 | 0 | 0 | 0 | 0.81667 | 0.81667 | 0.81667 | 0.81667 | 0.81667 | 0.81667 | 0.81667 | 0.81667 | 0.81667 | 0 | 0 | 0 | 0 | 0 | 0 | 0 | From DOE Prototype Buildings
SchoolPrimary KITCHEN_ELEC_EQUIP_SCH | Equipment |  | Default¦WntrDsn | 2014-01-01 | 2014-12-31 | Constant | 0.1 | [23 empty] | From DOE Prototype Buildings
SchoolPrimary KITCHEN_ELEC_EQUIP_SCH | Equipment |  | SmrDsn | 2014-01-01 | 2014-12-31 | Hourly | 0.1 | 0.1 | 0.1 | 0.1 | 0.1 | 0.1 | 0.1 | 0.1 | 0.15 | 0.15 | 0.25 | 0.25 | 0.25 | 0.15 | 0.15 | 0.1 | 0.1 | 0.1 | 0.1 | 0.1 | 0.1 | 0.1 | 0.1 | 0.1 | From DOE Prototype Buildings
SchoolPrimary KITCHEN_ELEC_EQUIP_SCH | Equipment |  | Wkdy | 2014-09-01 | 2014-12-31 | Hourly | 0.1 | 0.1 | 0.1 | 0.1 | 0.1 | 0.1 | 0.1 | 0.1 | 0.15 | 0.15 | 0.25 | 0.25 | 0.25 | 0.15 | 0.15 | 0.1 | 0.1 | 0.1 | 0.1 | 0.1 | 0.1 | 0.1 | 0.1 | 0.1 | From DOE Prototype Buildings
SchoolPrimary KITCHEN_ELEC_EQUIP_SCH | Equipment |  | Wknd | 2014-07-01 | 2014-09-01 | Constant | 0.1 | [23 empty] | From DOE Prototype Buildings
SchoolPrimary KITCHEN_ELEC_EQUIP_SCH | Equipment |  | Wkdy | 2014-07-01 | 2014-09-01 | Hourly | 0.1 | 0.1 | 0.1 | 0.1 | 0.1 | 0.1 | 0.1 | 0.1 | 0.15 | 0.15 | 0.25 | 0.25 | 0.25 | 0.15 | 0.15 | 0.1 | 0.1 | 0.1 | 0.1 | 0.1 | 0.1 | 0.1 | 0.1 | 0.1 | From DOE Prototype Buildings
SchoolPrimary KITCHEN_ELEC_EQUIP_SCH | Equipment |  | Wknd | 2014-01-01 | 2014-06-30 | Constant | 0.1 | [23 empty] | From DOE Prototype Buildings
SchoolPrimary KITCHEN_ELEC_EQUIP_SCH | Equipment |  | Wkdy | 2014-01-01 | 2014-06-30 | Hourly | 0.1 | 0.1 | 0.1 | 0.1 | 0.1 | 0.1 | 0.1 | 0.1 | 0.15 | 0.15 | 0.25 | 0.25 | 0.25 | 0.15 | 0.15 | 0.1 | 0.1 | 0.1 | 0.1 | 0.1 | 0.1 | 0.1 | 0.1 | 0.1 | From DOE Prototype Buildings
SchoolPrimary Kitchen_Exhaust_SCH | Equipment |  | Default | 2014-01-01 | 2014-12-31 | Constant | 0 | [23 empty] | From DOE Prototype Buildings
SchoolPrimary Kitchen_Exhaust_SCH | Equipment |  | WntrDsn¦SmrDsn | 2014-01-01 | 2014-12-31 | Hourly | 0 | 0 | 0 | 0 | 0 | 0 | 0 | 0 | 1 | 1 | 1 | 1 | 1 | 1 | 1 | 1 | 1 | 1 | 1 | 1 | 1 | 0 | 0 | 0 | From DOE Prototype Buildings
SchoolPrimary Kitchen_Exhaust_SCH | Equipment |  | Wkdy | 2014-09-01 | 2014-12-31 | Hourly | 0 | 0 | 0 | 0 | 0 | 0 | 0 | 0 | 1 | 1 | 1 | 1 | 1 | 1 | 1 | 1 | 1 | 1 | 1 | 1 | 1 | 0 | 0 | 0 | From DOE Prototype Buildings
SchoolPrimary Kitchen_Exhaust_SCH | Equipment |  | Wknd | 2014-07-01 | 2014-09-01 | Constant | 0 | [23 empty] | From DOE Prototype Buildings
SchoolPrimary Kitchen_Exhaust_SCH | Equipment |  | Wkdy | 2014-07-01 | 2014-09-01 | Hourly | 0 | 0 | 0 | 0 | 0 | 0 | 0 | 0 | 1 | 1 | 1 | 1 | 1 | 1 | 1 | 1 | 1 | 1 | 1 | 1 | 1 | 0 | 0 | 0 | From DOE Prototype Buildings
SchoolPrimary Kitchen_Exhaust_SCH | Equipment |  | Wknd | 2014-01-01 | 2014-06-30 | Constant | 0 | [23 empty] | From DOE Prototype Buildings
SchoolPrimary Kitchen_Exhaust_SCH | Equipment |  | Wkdy | 2014-01-01 | 2014-06-30 | Hourly | 0 | 0 | 0 | 0 | 0 | 0 | 0 | 0 | 1 | 1 | 1 | 1 | 1 | 1 | 1 | 1 | 1 | 0 | 0 | 0 | 0 | 0 | 0 | 0 | From DOE Prototype Buildings
SchoolPrimary KITCHEN_GAS_EQUIP_SCH | Equipment |  | Default¦WntrDsn | 2014-01-01 | 2014-12-31 | Constant | 0.02 | [23 empty] | From DOE Prototype Buildings
SchoolPrimary KITCHEN_GAS_EQUIP_SCH | Equipment |  | DummySmrDsn | 2014-01-01 | 2014-12-31 | Hourly | 0.02 | 0.02 | 0.02 | 0.02 | 0.02 | 0.02 | 0.02 | 0.02 | 0.15 | 0.15 | 0.2 | 0.2 | 0.2 | 0.1 | 0.1 | 0.02 | 0.02 | 0.02 | 0.02 | 0.02 | 0.02 | 0.02 | 0.02 | 0.02 | From DOE Prototype Buildings
SchoolPrimary KITCHEN_GAS_EQUIP_SCH | Equipment |  | Wkdy¦SmrDsn | 2014-09-01 | 2014-12-31 | Hourly | 0.02 | 0.02 | 0.02 | 0.02 | 0.02 | 0.02 | 0.02 | 0.02 | 0.15 | 0.15 | 0.2 | 0.2 | 0.2 | 0.1 | 0.1 | 0.02 | 0.02 | 0.02 | 0.02 | 0.02 | 0.02 | 0.02 | 0.02 | 0.02 | From DOE Prototype Buildings
SchoolPrimary KITCHEN_GAS_EQUIP_SCH | Equipment |  | Wknd | 2014-07-01 | 2014-09-01 | Constant | 0.02 | [23 empty] | From DOE Prototype Buildings
SchoolPrimary KITCHEN_GAS_EQUIP_SCH | Equipment |  | Wkdy¦SmrDsn | 2014-07-01 | 2014-09-01 | Hourly | 0.02 | 0.02 | 0.02 | 0.02 | 0.02 | 0.02 | 0.02 | 0.02 | 0.15 | 0.15 | 0.2 | 0.2 | 0.2 | 0.1 | 0.1 | 0.02 | 0.02 | 0.02 | 0.02 | 0.02 | 0.02 | 0.02 | 0.02 | 0.02 | From DOE Prototype Buildings
SchoolPrimary KITCHEN_GAS_EQUIP_SCH | Equipment |  | Wknd | 2014-01-01 | 2014-06-30 | Constant | 0.02 | [23 empty] | From DOE Prototype Buildings
SchoolPrimary KITCHEN_GAS_EQUIP_SCH | Equipment |  | Wkdy¦SmrDsn | 2014-01-01 | 2014-06-30 | Hourly | 0.02 | 0.02 | 0.02 | 0.02 | 0.02 | 0.02 | 0.02 | 0.02 | 0.15 | 0.15 | 0.2 | 0.2 | 0.2 | 0.1 | 0.1 | 0.02 | 0.02 | 0.02 | 0.02 | 0.02 | 0.02 | 0.02 | 0.02 | 0.02 | From DOE Prototype Buildings
SchoolPrimary Kitchen_ZN_1_FLR_1 SHW_default Hot Supply Temp Sched | Equipment | C | Default¦WntrDsn¦SmrDsn | 2014-01-01 | 2014-12-31 | Constant | 55 | [23 empty] | From DOE Prototype Buildings
SchoolPrimary Kitchen_ZN_1_FLR_1 SHW_default Latent fract sched | Equipment |  | Default¦WntrDsn¦SmrDsn | 2014-01-01 | 2014-12-31 | Constant | 0.05 | [23 empty] | From DOE Prototype Buildings
SchoolPrimary Kitchen_ZN_1_FLR_1 SHW_default Sensible fract sched | Equipment |  | Default¦WntrDsn¦SmrDsn | 2014-01-01 | 2014-12-31 | Constant | 0.2 | [23 empty] | From DOE Prototype Buildings
SchoolPrimary Kitchen_ZN_1_FLR_1 SHW_default Temp Sched | Equipment | C | Default¦WntrDsn¦SmrDsn | 2014-01-01 | 2014-12-31 | Constant | 60 | [23 empty] | From DOE Prototype Buildings
SchoolPrimary Kitchen_ZN_1_FLR_1_Case:1_WALKINFREEZER_WalkInStockingSched | Equipment | W | Default | 2014-01-01 | 2014-12-31 | Hourly | 0 | 0 | 0 | 0 | 725 | 417 | 290 | 0 | 0 | 0 | 0 | 0 | 0 | 0 | 0 | 0 | 0 | 0 | 0 | 0 | 0 | 0 | 0 | 0 | From DOE Prototype Buildings
SchoolPrimary Kitchen_ZN_1_FLR_1_Case:1_WALKINFREEZER_WalkInStockingSched | Equipment | W | WntrDsn¦SmrDsn¦Wknd¦Mon¦Wed¦Thu | 2014-01-01 | 2014-12-31 | Hourly | 0 | 0 | 0 | 0 | 125 | 117 | 90 | 0 | 0 | 0 | 0 | 0 | 0 | 0 | 0 | 0 | 0 | 0 | 0 | 125 | 117 | 90 | 0 | 0 | From DOE Prototype Buildings
SchoolPrimary Kitchen_ZN_1_FLR_1_Case:2_SELFCONTAINEDDISPLAYCASE_CaseStockingSched | Equipment | W | Default¦WntrDsn¦SmrDsn | 2014-01-01 | 2014-12-31 | Hourly | 0 | 0 | 0 | 0 | 0 | 0 | 50 | 70 | 70 | 80 | 70 | 50 | 50 | 80 | 90 | 80 | 0 | 0 | 0 | 0 | 0 | 0 | 0 | 0 | From DOE Prototype Buildings
SchoolPrimary MinOA_Kitchen_Sched | Equipment |  | Default | 2014-01-01 | 2014-12-31 | Constant | 0 | [23 empty] | From DOE Prototype Buildings
SchoolPrimary MinOA_Kitchen_Sched | Equipment |  | WntrDsn¦SmrDsn¦Wkdy | 2014-01-01 | 2014-12-31 | Hourly | 0 | 0 | 0 | 0 | 0 | 0 | 0 | 1 | 1 | 1 | 1 | 1 | 1 | 1 | 1 | 1 | 1 | 0 | 0 | 0 | 0 | 0 | 0 | 0 | From DOE Prototype Buildings
SchoolSecondary BLDG_EQUIP_SCH | Equipment |  | Default¦WntrDsn | 2014-01-01 | 2014-12-31 | Constant | 0.35 | [23 empty] | From DOE Prototype Buildings
SchoolSecondary BLDG_EQUIP_SCH | Equipment |  | SmrDsn | 2014-01-01 | 2014-12-31 | Hourly | 0.25 | 0.25 | 0.25 | 0.25 | 0.25 | 0.25 | 0.25 | 0.25 | 0.5 | 0.5 | 0.5 | 0.5 | 0.5 | 0.5 | 0.5 | 0.5 | 0.5 | 0.25 | 0.25 | 0.25 | 0.25 | 0.25 | 0.25 | 0.25 | From DOE Prototype Buildings
SchoolSecondary BLDG_EQUIP_SCH | Equipment |  | Wkdy | 2014-09-01 | 2014-12-31 | Hourly | 0.35 | 0.35 | 0.35 | 0.35 | 0.35 | 0.35 | 0.35 | 0.35 | 0.95 | 0.95 | 0.95 | 0.95 | 0.95 | 0.95 | 0.95 | 0.95 | 0.95 | 0.35 | 0.35 | 0.35 | 0.35 | 0.35 | 0.35 | 0.35 | From DOE Prototype Buildings
SchoolSecondary BLDG_EQUIP_SCH | Equipment |  | Wknd | 2014-07-01 | 2014-09-01 | Constant | 0.25 | [23 empty] | From DOE Prototype Buildings
SchoolSecondary BLDG_EQUIP_SCH | Equipment |  | Wkdy | 2014-07-01 | 2014-09-01 | Hourly | 0.25 | 0.25 | 0.25 | 0.25 | 0.25 | 0.25 | 0.25 | 0.25 | 0.5 | 0.5 | 0.5 | 0.5 | 0.5 | 0.5 | 0.5 | 0.5 | 0.5 | 0.25 | 0.25 | 0.25 | 0.25 | 0.25 | 0.25 | 0.25 | From DOE Prototype Buildings
SchoolSecondary BLDG_EQUIP_SCH | Equipment |  | Wknd | 2014-01-01 | 2014-06-30 | Constant | 0.35 | [23 empty] | From DOE Prototype Buildings
SchoolSecondary BLDG_EQUIP_SCH | Equipment |  | Wkdy | 2014-01-01 | 2014-06-30 | Hourly | 0.35 | 0.35 | 0.35 | 0.35 | 0.35 | 0.35 | 0.35 | 0.35 | 0.95 | 0.95 | 0.95 | 0.95 | 0.95 | 0.95 | 0.95 | 0.95 | 0.95 | 0.35 | 0.35 | 0.35 | 0.35 | 0.35 | 0.35 | 0.35 | From DOE Prototype Buildings
SchoolSecondary BLDG_EQUIP_SCH_2013 | Equipment |  | Default¦Wknd | 2014-09-01 | 2014-12-31 | Constant | 0.29562 | [23 empty] | From DOE Prototype Buildings
SchoolSecondary BLDG_EQUIP_SCH_2013 | Equipment |  | Wkdy | 2014-09-01 | 2014-12-31 | Hourly | 0.29562 | 0.29562 | 0.29562 | 0.29562 | 0.29562 | 0.29562 | 0.29562 | 0.29562 | 0.90367 | 0.90367 | 0.90367 | 0.90367 | 0.90367 | 0.90367 | 0.90367 | 0.90367 | 0.90367 | 0.33293 | 0.33293 | 0.33293 | 0.33293 | 0.29562 | 0.29562 | 0.29562 | From DOE Prototype Buildings
SchoolSecondary BLDG_EQUIP_SCH_2013 | Equipment |  | WntrDsn | 2014-09-01 | 2014-12-31 | Constant | 0.35 | [23 empty] | From DOE Prototype Buildings
SchoolSecondary BLDG_EQUIP_SCH_2013 | Equipment |  | SmrDsn | 2014-09-01 | 2014-12-31 | Hourly | 0.35 | 0.35 | 0.35 | 0.35 | 0.35 | 0.35 | 0.35 | 0.35 | 0.95 | 0.95 | 0.95 | 0.95 | 0.95 | 0.95 | 0.95 | 0.95 | 0.95 | 0.35 | 0.35 | 0.35 | 0.35 | 0.35 | 0.35 | 0.35 | From DOE Prototype Buildings
SchoolSecondary BLDG_EQUIP_SCH_2013 | Equipment |  | Default¦Wknd | 2014-07-01 | 2014-09-01 | Constant | 0.21116 | [23 empty] | From DOE Prototype Buildings
SchoolSecondary BLDG_EQUIP_SCH_2013 | Equipment |  | Wkdy | 2014-07-01 | 2014-09-01 | Hourly | 0.21116 | 0.21116 | 0.21116 | 0.21116 | 0.21116 | 0.21116 | 0.21116 | 0.21116 | 0.47562 | 0.47562 | 0.47562 | 0.47562 | 0.47562 | 0.47562 | 0.47562 | 0.47562 | 0.47562 | 0.23781 | 0.23781 | 0.23781 | 0.23781 | 0.21116 | 0.21116 | 0.21116 | From DOE Prototype Buildings
SchoolSecondary BLDG_EQUIP_SCH_2013 | Equipment |  | WntrDsn | 2014-07-01 | 2014-09-01 | Constant | 0.25 | [23 empty] | From DOE Prototype Buildings
SchoolSecondary BLDG_EQUIP_SCH_2013 | Equipment |  | SmrDsn | 2014-07-01 | 2014-09-01 | Hourly | 0.25 | 0.25 | 0.25 | 0.25 | 0.25 | 0.25 | 0.25 | 0.25 | 0.5 | 0.5 | 0.5 | 0.5 | 0.5 | 0.5 | 0.5 | 0.5 | 0.5 | 0.25 | 0.25 | 0.25 | 0.25 | 0.25 | 0.25 | 0.25 | From DOE Prototype Buildings
SchoolSecondary BLDG_EQUIP_SCH_2013 | Equipment |  | Default¦Wknd | 2014-01-01 | 2014-06-30 | Constant | 0.29562 | [23 empty] | From DOE Prototype Buildings
SchoolSecondary BLDG_EQUIP_SCH_2013 | Equipment |  | Wkdy | 2014-01-01 | 2014-06-30 | Hourly | 0.29562 | 0.29562 | 0.29562 | 0.29562 | 0.29562 | 0.29562 | 0.29562 | 0.29562 | 0.90367 | 0.90367 | 0.90367 | 0.90367 | 0.90367 | 0.90367 | 0.90367 | 0.90367 | 0.90367 | 0.33293 | 0.33293 | 0.33293 | 0.33293 | 0.29562 | 0.29562 | 0.29562 | From DOE Prototype Buildings
SchoolSecondary BLDG_EQUIP_SCH_2013 | Equipment |  | WntrDsn | 2014-01-01 | 2014-06-30 | Constant | 0.35 | [23 empty] | From DOE Prototype Buildings
SchoolSecondary BLDG_EQUIP_SCH_2013 | Equipment |  | SmrDsn | 2014-01-01 | 2014-06-30 | Hourly | 0.35 | 0.35 | 0.35 | 0.35 | 0.35 | 0.35 | 0.35 | 0.35 | 0.95 | 0.95 | 0.95 | 0.95 | 0.95 | 0.95 | 0.95 | 0.95 | 0.95 | 0.35 | 0.35 | 0.35 | 0.35 | 0.35 | 0.35 | 0.35 | From DOE Prototype Buildings
SchoolSecondary Kitchen Exhaust Fan Balanced Exhaust Fraction Schedule | Equipment |  | Default | 2014-01-01 | 2014-12-31 | Constant | 0 | [23 empty] | From DOE Prototype Buildings
SchoolSecondary Kitchen Exhaust Fan Balanced Exhaust Fraction Schedule | Equipment |  | WntrDsn¦SmrDsn | 2014-01-01 | 2014-12-31 | Hourly | 0 | 0 | 0 | 0 | 0 | 0 | 0 | 0 | 0.7463 | 0.7463 | 0.7463 | 0.7463 | 0.7463 | 0.7463 | 0.7463 | 0.7463 | 0.7463 | 0.7463 | 0.7463 | 0.7463 | 0.7463 | 0 | 0 | 0 | From DOE Prototype Buildings
SchoolSecondary Kitchen Exhaust Fan Balanced Exhaust Fraction Schedule | Equipment |  | Wkdy | 2014-09-01 | 2014-12-31 | Hourly | 0 | 0 | 0 | 0 | 0 | 0 | 0 | 0 | 0.7463 | 0.7463 | 0.7463 | 0.7463 | 0.7463 | 0.7463 | 0.7463 | 0.7463 | 0.7463 | 0.7463 | 0.7463 | 0.7463 | 0.7463 | 0 | 0 | 0 | From DOE Prototype Buildings
SchoolSecondary Kitchen Exhaust Fan Balanced Exhaust Fraction Schedule | Equipment |  | Wknd | 2014-07-01 | 2014-09-01 | Constant | 0 | [23 empty] | From DOE Prototype Buildings
SchoolSecondary Kitchen Exhaust Fan Balanced Exhaust Fraction Schedule | Equipment |  | Wkdy | 2014-07-01 | 2014-09-01 | Hourly | 0 | 0 | 0 | 0 | 0 | 0 | 0 | 0 | 0.7463 | 0.7463 | 0.7463 | 0.7463 | 0.7463 | 0.7463 | 0.7463 | 0.7463 | 0.7463 | 0.7463 | 0.7463 | 0.7463 | 0.7463 | 0 | 0 | 0 | From DOE Prototype Buildings
SchoolSecondary Kitchen Exhaust Fan Balanced Exhaust Fraction Schedule | Equipment |  | Wknd | 2014-01-01 | 2014-06-30 | Constant | 0 | [23 empty] | From DOE Prototype Buildings
SchoolSecondary Kitchen Exhaust Fan Balanced Exhaust Fraction Schedule | Equipment |  | Wkdy | 2014-01-01 | 2014-06-30 | Hourly | 0 | 0 | 0 | 0 | 0 | 0 | 0 | 0 | 0.7463 | 0.7463 | 0.7463 | 0.7463 | 0.7463 | 0.7463 | 0.7463 | 0.7463 | 0.7463 | 0 | 0 | 0 | 0 | 0 | 0 | 0 | From DOE Prototype Buildings
SchoolSecondary KITCHEN_ELEC_EQUIP_SCH | Equipment |  | Default¦WntrDsn | 2014-01-01 | 2014-12-31 | Constant | 0.1 | [23 empty] | From DOE Prototype Buildings
SchoolSecondary KITCHEN_ELEC_EQUIP_SCH | Equipment |  | SmrDsn | 2014-01-01 | 2014-12-31 | Hourly | 0.1 | 0.1 | 0.1 | 0.1 | 0.1 | 0.1 | 0.1 | 0.1 | 0.15 | 0.15 | 0.25 | 0.25 | 0.25 | 0.15 | 0.15 | 0.1 | 0.1 | 0.1 | 0.1 | 0.1 | 0.1 | 0.1 | 0.1 | 0.1 | From DOE Prototype Buildings
SchoolSecondary KITCHEN_ELEC_EQUIP_SCH | Equipment |  | Wkdy | 2014-09-01 | 2014-12-31 | Hourly | 0.1 | 0.1 | 0.1 | 0.1 | 0.1 | 0.1 | 0.1 | 0.1 | 0.15 | 0.15 | 0.25 | 0.25 | 0.25 | 0.15 | 0.15 | 0.1 | 0.1 | 0.1 | 0.1 | 0.1 | 0.1 | 0.1 | 0.1 | 0.1 | From DOE Prototype Buildings
SchoolSecondary KITCHEN_ELEC_EQUIP_SCH | Equipment |  | Wknd | 2014-07-01 | 2014-09-01 | Constant | 0.1 | [23 empty] | From DOE Prototype Buildings
SchoolSecondary KITCHEN_ELEC_EQUIP_SCH | Equipment |  | Wkdy | 2014-07-01 | 2014-09-01 | Hourly | 0.1 | 0.1 | 0.1 | 0.1 | 0.1 | 0.1 | 0.1 | 0.1 | 0.15 | 0.15 | 0.25 | 0.25 | 0.25 | 0.15 | 0.15 | 0.1 | 0.1 | 0.1 | 0.1 | 0.1 | 0.1 | 0.1 | 0.1 | 0.1 | From DOE Prototype Buildings
SchoolSecondary KITCHEN_ELEC_EQUIP_SCH | Equipment |  | Wknd | 2014-01-01 | 2014-06-30 | Constant | 0.1 | [23 empty] | From DOE Prototype Buildings
SchoolSecondary KITCHEN_ELEC_EQUIP_SCH | Equipment |  | Wkdy | 2014-01-01 | 2014-06-30 | Hourly | 0.1 | 0.1 | 0.1 | 0.1 | 0.1 | 0.1 | 0.1 | 0.1 | 0.15 | 0.15 | 0.25 | 0.25 | 0.25 | 0.15 | 0.15 | 0.1 | 0.1 | 0.1 | 0.1 | 0.1 | 0.1 | 0.1 | 0.1 | 0.1 | From DOE Prototype Buildings
SchoolSecondary Kitchen_Exhaust_SCH | Equipment |  | Default | 2014-01-01 | 2014-12-31 | Constant | 0 | [23 empty] | From DOE Prototype Buildings
SchoolSecondary Kitchen_Exhaust_SCH | Equipment |  | WntrDsn¦SmrDsn | 2014-01-01 | 2014-12-31 | Hourly | 0 | 0 | 0 | 0 | 0 | 0 | 0 | 0 | 1 | 1 | 1 | 1 | 1 | 1 | 1 | 1 | 1 | 1 | 1 | 1 | 1 | 0 | 0 | 0 | From DOE Prototype Buildings
SchoolSecondary Kitchen_Exhaust_SCH | Equipment |  | Wkdy | 2014-09-01 | 2014-12-31 | Hourly | 0 | 0 | 0 | 0 | 0 | 0 | 0 | 0 | 1 | 1 | 1 | 1 | 1 | 1 | 1 | 1 | 1 | 1 | 1 | 1 | 1 | 0 | 0 | 0 | From DOE Prototype Buildings
SchoolSecondary Kitchen_Exhaust_SCH | Equipment |  | Wknd | 2014-07-01 | 2014-09-01 | Constant | 0 | [23 empty] | From DOE Prototype Buildings
SchoolSecondary Kitchen_Exhaust_SCH | Equipment |  | Wkdy | 2014-07-01 | 2014-09-01 | Hourly | 0 | 0 | 0 | 0 | 0 | 0 | 0 | 0 | 1 | 1 | 1 | 1 | 1 | 1 | 1 | 1 | 1 | 1 | 1 | 1 | 1 | 0 | 0 | 0 | From DOE Prototype Buildings
SchoolSecondary Kitchen_Exhaust_SCH | Equipment |  | Wknd | 2014-01-01 | 2014-06-30 | Constant | 0 | [23 empty] | From DOE Prototype Buildings
SchoolSecondary Kitchen_Exhaust_SCH | Equipment |  | Wkdy | 2014-01-01 | 2014-06-30 | Hourly | 0 | 0 | 0 | 0 | 0 | 0 | 0 | 0 | 1 | 1 | 1 | 1 | 1 | 1 | 1 | 1 | 1 | 0 | 0 | 0 | 0 | 0 | 0 | 0 | From DOE Prototype Buildings
SchoolSecondary Kitchen_Exhaust_SCH_DCV | Equipment |  | Default¦WntrDsn¦SmrDsn | 2014-01-01 | 2014-12-31 | Constant | 1 | [23 empty] | From DOE Prototype Buildings
SchoolSecondary KITCHEN_GAS_EQUIP_SCH | Equipment |  | Default¦WntrDsn | 2014-01-01 | 2014-12-31 | Constant | 0.02 | [23 empty] | From DOE Prototype Buildings
SchoolSecondary KITCHEN_GAS_EQUIP_SCH | Equipment |  | DummySmrDsn | 2014-01-01 | 2014-12-31 | Hourly | 0.02 | 0.02 | 0.02 | 0.02 | 0.02 | 0.02 | 0.02 | 0.02 | 0.15 | 0.15 | 0.2 | 0.2 | 0.2 | 0.1 | 0.1 | 0.02 | 0.02 | 0.02 | 0.02 | 0.02 | 0.02 | 0.02 | 0.02 | 0.02 | From DOE Prototype Buildings
SchoolSecondary KITCHEN_GAS_EQUIP_SCH | Equipment |  | Wkdy¦SmrDsn | 2014-09-01 | 2014-12-31 | Hourly | 0.02 | 0.02 | 0.02 | 0.02 | 0.02 | 0.02 | 0.02 | 0.02 | 0.15 | 0.15 | 0.2 | 0.2 | 0.2 | 0.1 | 0.1 | 0.02 | 0.02 | 0.02 | 0.02 | 0.02 | 0.02 | 0.02 | 0.02 | 0.02 | From DOE Prototype Buildings
SchoolSecondary KITCHEN_GAS_EQUIP_SCH | Equipment |  | Wknd | 2014-07-01 | 2014-09-01 | Constant | 0.02 | [23 empty] | From DOE Prototype Buildings
SchoolSecondary KITCHEN_GAS_EQUIP_SCH | Equipment |  | Wkdy¦SmrDsn | 2014-07-01 | 2014-09-01 | Hourly | 0.02 | 0.02 | 0.02 | 0.02 | 0.02 | 0.02 | 0.02 | 0.02 | 0.15 | 0.15 | 0.2 | 0.2 | 0.2 | 0.1 | 0.1 | 0.02 | 0.02 | 0.02 | 0.02 | 0.02 | 0.02 | 0.02 | 0.02 | 0.02 | From DOE Prototype Buildings
SchoolSecondary KITCHEN_GAS_EQUIP_SCH | Equipment |  | Wknd | 2014-01-01 | 2014-06-30 | Constant | 0.02 | [23 empty] | From DOE Prototype Buildings
SchoolSecondary KITCHEN_GAS_EQUIP_SCH | Equipment |  | Wkdy¦SmrDsn | 2014-01-01 | 2014-06-30 | Hourly | 0.02 | 0.02 | 0.02 | 0.02 | 0.02 | 0.02 | 0.02 | 0.02 | 0.15 | 0.15 | 0.2 | 0.2 | 0.2 | 0.1 | 0.1 | 0.02 | 0.02 | 0.02 | 0.02 | 0.02 | 0.02 | 0.02 | 0.02 | 0.02 | From DOE Prototype Buildings
SchoolSecondary Kitchen_ZN_1_FLR_1 SHW_default Hot Supply Temp Sched | Equipment | C | Default¦WntrDsn¦SmrDsn | 2014-01-01 | 2014-12-31 | Constant | 55 | [23 empty] | From DOE Prototype Buildings
SchoolSecondary Kitchen_ZN_1_FLR_1 SHW_default Latent fract sched | Equipment |  | Default¦WntrDsn¦SmrDsn | 2014-01-01 | 2014-12-31 | Constant | 0.05 | [23 empty] | From DOE Prototype Buildings
SchoolSecondary Kitchen_ZN_1_FLR_1 SHW_default Sensible fract sched | Equipment |  | Default¦WntrDsn¦SmrDsn | 2014-01-01 | 2014-12-31 | Constant | 0.2 | [23 empty] | From DOE Prototype Buildings
SchoolSecondary Kitchen_ZN_1_FLR_1 SHW_default Temp Sched | Equipment | C | Default¦WntrDsn¦SmrDsn | 2014-01-01 | 2014-12-31 | Constant | 60 | [23 empty] | From DOE Prototype Buildings
SchoolSecondary Kitchen_ZN_1_FLR_1_Case:1_WALKINFREEZER_WalkInStockingSched | Equipment | W | Default | 2014-01-01 | 2014-12-31 | Hourly | 0 | 0 | 0 | 0 | 725 | 417 | 290 | 0 | 0 | 0 | 0 | 0 | 0 | 0 | 0 | 0 | 0 | 0 | 0 | 0 | 0 | 0 | 0 | 0 | From DOE Prototype Buildings
SchoolSecondary Kitchen_ZN_1_FLR_1_Case:1_WALKINFREEZER_WalkInStockingSched | Equipment | W | WntrDsn¦SmrDsn¦Wknd¦Mon¦Wed¦Thu | 2014-01-01 | 2014-12-31 | Hourly | 0 | 0 | 0 | 0 | 125 | 117 | 90 | 0 | 0 | 0 | 0 | 0 | 0 | 0 | 0 | 0 | 0 | 0 | 0 | 125 | 117 | 90 | 0 | 0 | From DOE Prototype Buildings
SchoolSecondary Kitchen_ZN_1_FLR_1_Case:2_SELFCONTAINEDDISPLAYCASE_CaseStockingSched | Equipment | W | Default¦WntrDsn¦SmrDsn | 2014-01-01 | 2014-12-31 | Hourly | 0 | 0 | 0 | 0 | 0 | 0 | 50 | 70 | 70 | 80 | 70 | 50 | 50 | 80 | 90 | 80 | 0 | 0 | 0 | 0 | 0 | 0 | 0 | 0 | From DOE Prototype Buildings
SecondarySchool Bldg Equip | Equipment |  | Default | 2014-01-01 | 2014-12-31 | Hourly | 0.35 | 0.35 | 0.35 | 0.35 | 0.35 | 0.35 | 0.35 | 0.35 | 0.95 | 0.95 | 0.95 | 0.95 | 0.95 | 0.95 | 0.95 | 0.95 | 0.95 | 0.35 | 0.35 | 0.35 | 0.35 | 0.35 | 0.35 | 0.35 | From DOE Reference Buildings
SecondarySchool Bldg Equip | Equipment |  | WntrDsn | 2014-01-01 | 2014-12-31 | Constant | 0.35 | [23 empty] | From DOE Reference Buildings
SecondarySchool Bldg Equip | Equipment |  | Wknd | 2014-09-01 | 2014-12-31 | Constant | 0.35 | [23 empty] | From DOE Reference Buildings
SecondarySchool Bldg Equip | Equipment |  | Wkdy | 2014-09-01 | 2014-12-31 | Hourly | 0.35 | 0.35 | 0.35 | 0.35 | 0.35 | 0.35 | 0.35 | 0.35 | 0.95 | 0.95 | 0.95 | 0.95 | 0.95 | 0.95 | 0.95 | 0.95 | 0.95 | 0.35 | 0.35 | 0.35 | 0.35 | 0.35 | 0.35 | 0.35 | From DOE Reference Buildings
SecondarySchool Bldg Equip | Equipment |  | Wknd | 2014-07-01 | 2014-09-01 | Constant | 0.25 | [23 empty] | From DOE Reference Buildings
SecondarySchool Bldg Equip | Equipment |  | Wkdy¦SmrDsn | 2014-07-01 | 2014-09-01 | Hourly | 0.25 | 0.25 | 0.25 | 0.25 | 0.25 | 0.25 | 0.25 | 0.25 | 0.5 | 0.5 | 0.5 | 0.5 | 0.5 | 0.5 | 0.5 | 0.5 | 0.5 | 0.25 | 0.25 | 0.25 | 0.25 | 0.25 | 0.25 | 0.25 | From DOE Reference Buildings
SecondarySchool Bldg Equip | Equipment |  | Wknd | 2014-01-01 | 2014-06-30 | Constant | 0.35 | [23 empty] | From DOE Reference Buildings
SecondarySchool Kitchen Equip | Equipment |  | Default | 2014-01-01 | 2014-12-31 | Hourly | 0.1 | 0.1 | 0.1 | 0.1 | 0.1 | 0.1 | 0.1 | 0.1 | 0.15 | 0.15 | 0.25 | 0.25 | 0.25 | 0.15 | 0.15 | 0.1 | 0.1 | 0.1 | 0.1 | 0.1 | 0.1 | 0.1 | 0.1 | 0.1 | From DOE Reference Buildings
SecondarySchool Kitchen Equip | Equipment |  | WntrDsn | 2014-01-01 | 2014-12-31 | Constant | 0.1 | [23 empty] | From DOE Reference Buildings
SecondarySchool Kitchen Equip | Equipment |  | Wknd | 2014-09-01 | 2014-12-31 | Constant | 0.1 | [23 empty] | From DOE Reference Buildings
SecondarySchool Kitchen Equip | Equipment |  | Wkdy | 2014-09-01 | 2014-12-31 | Hourly | 0.1 | 0.1 | 0.1 | 0.1 | 0.1 | 0.1 | 0.1 | 0.1 | 0.15 | 0.15 | 0.25 | 0.25 | 0.25 | 0.15 | 0.15 | 0.1 | 0.1 | 0.1 | 0.1 | 0.1 | 0.1 | 0.1 | 0.1 | 0.1 | From DOE Reference Buildings
SecondarySchool Kitchen Equip | Equipment |  | Wknd | 2014-07-01 | 2014-09-01 | Constant | 0.1 | [23 empty] | From DOE Reference Buildings
SecondarySchool Kitchen Equip | Equipment |  | Wkdy¦SmrDsn | 2014-07-01 | 2014-09-01 | Hourly | 0.1 | 0.1 | 0.1 | 0.1 | 0.1 | 0.1 | 0.1 | 0.1 | 0.13 | 0.13 | 0.2 | 0.2 | 0.2 | 0.13 | 0.13 | 0.1 | 0.1 | 0.1 | 0.1 | 0.1 | 0.1 | 0.1 | 0.1 | 0.1 | From DOE Reference Buildings
SecondarySchool Kitchen Equip | Equipment |  | Wknd | 2014-01-01 | 2014-06-30 | Constant | 0.1 | [23 empty] | From DOE Reference Buildings
SecondarySchool Kitchen Exhaust | Equipment |  | Default | 2014-01-01 | 2014-12-31 | Hourly | 0 | 0 | 0 | 0 | 0 | 0 | 1 | 1 | 1 | 1 | 1 | 1 | 1 | 1 | 1 | 1 | 1 | 1 | 1 | 1 | 1 | 0 | 0 | 0 | From DOE Reference Buildings
SecondarySchool Kitchen Exhaust | Equipment |  | WntrDsn¦Wknd | 2014-01-01 | 2014-12-31 | Constant | 0 | [23 empty] | From DOE Reference Buildings
SecondarySchool Kitchen Gas | Equipment |  | Default | 2014-01-01 | 2014-12-31 | Hourly | 0.02 | 0.02 | 0.02 | 0.02 | 0.02 | 0.02 | 0.02 | 0.02 | 0.15 | 0.15 | 0.2 | 0.2 | 0.2 | 0.1 | 0.1 | 0.02 | 0.02 | 0.02 | 0.02 | 0.02 | 0.02 | 0.02 | 0.02 | 0.02 | From DOE Reference Buildings
SecondarySchool Kitchen Gas | Equipment |  | WntrDsn | 2014-01-01 | 2014-12-31 | Constant | 0.02 | [23 empty] | From DOE Reference Buildings
SecondarySchool Kitchen Gas | Equipment |  | Wknd | 2014-09-01 | 2014-12-31 | Constant | 0.02 | [23 empty] | From DOE Reference Buildings
SecondarySchool Kitchen Gas | Equipment |  | Wkdy | 2014-09-01 | 2014-12-31 | Hourly | 0.02 | 0.02 | 0.02 | 0.02 | 0.02 | 0.02 | 0.02 | 0.02 | 0.15 | 0.15 | 0.2 | 0.2 | 0.2 | 0.1 | 0.1 | 0.02 | 0.02 | 0.02 | 0.02 | 0.02 | 0.02 | 0.02 | 0.02 | 0.02 | From DOE Reference Buildings
SecondarySchool Kitchen Gas | Equipment |  | Wknd | 2014-07-01 | 2014-09-01 | Constant | 0.02 | [23 empty] | From DOE Reference Buildings
SecondarySchool Kitchen Gas | Equipment |  | Wkdy¦SmrDsn | 2014-07-01 | 2014-09-01 | Hourly | 0.02 | 0.02 | 0.02 | 0.02 | 0.02 | 0.02 | 0.02 | 0.02 | 0.1 | 0.1 | 0.15 | 0.15 | 0.15 | 0.1 | 0.1 | 0.02 | 0.02 | 0.02 | 0.02 | 0.02 | 0.02 | 0.02 | 0.02 | 0.02 | From DOE Reference Buildings
SecondarySchool Kitchen Gas | Equipment |  | Wknd | 2014-01-01 | 2014-06-30 | Constant | 0.02 | [23 empty] | From DOE Reference Buildings
Small Office Bldg Equip | Equipment |  | Default | 2014-01-01 | 2014-12-31 | Hourly | 0.4 | 0.4 | 0.4 | 0.4 | 0.4 | 0.4 | 0.4 | 0.4 | 0.9 | 0.9 | 0.9 | 0.9 | 0.8 | 0.9 | 0.9 | 0.9 | 0.9 | 0.5 | 0.4 | 0.4 | 0.4 | 0.4 | 0.4 | 0.4 | From DOE Reference Buildings
Small Office Bldg Equip | Equipment |  | WntrDsn | 2014-01-01 | 2014-12-31 | Constant | 0 | [23 empty] | From DOE Reference Buildings
Small Office Bldg Equip | Equipment |  | SmrDsn | 2014-01-01 | 2014-12-31 | Constant | 1 | [23 empty] | From DOE Reference Buildings
Small Office Bldg Equip | Equipment |  | Sun | 2014-01-01 | 2014-12-31 | Constant | 0.3 | [23 empty] | From DOE Reference Buildings
Small Office Bldg Equip | Equipment |  | Sat | 2014-01-01 | 2014-12-31 | Hourly | 0.3 | 0.3 | 0.3 | 0.3 | 0.3 | 0.3 | 0.4 | 0.4 | 0.5 | 0.5 | 0.5 | 0.5 | 0.35 | 0.35 | 0.35 | 0.35 | 0.35 | 0.3 | 0.3 | 0.3 | 0.3 | 0.3 | 0.3 | 0.3 | From DOE Reference Buildings
SmallHotel Bldg Equip | Equipment |  | Default | 2014-01-01 | 2014-12-31 | Hourly | 0.3 | 0.25 | 0.2 | 0.2 | 0.2 | 0.3 | 0.5 | 0.6 | 0.5 | 0.5 | 0.35 | 0.35 | 0.35 | 0.35 | 0.35 | 0.35 | 0.35 | 0.35 | 0.7 | 0.9 | 0.95 | 0.9 | 0.7 | 0.4 | From DOE Reference Buildings
SmallHotel Bldg Equip | Equipment |  | WntrDsn | 2014-01-01 | 2014-12-31 | Constant | 0 | [23 empty] | From DOE Reference Buildings
SmallHotel Bldg Equip | Equipment |  | SmrDsn | 2014-01-01 | 2014-12-31 | Constant | 1 | [23 empty] | From DOE Reference Buildings
SmallHotel Bldg Equip | Equipment |  | Sun | 2014-01-01 | 2014-12-31 | Hourly | 0.4 | 0.4 | 0.3 | 0.3 | 0.3 | 0.3 | 0.4 | 0.5 | 0.5 | 0.4 | 0.4 | 0.4 | 0.4 | 0.3 | 0.3 | 0.3 | 0.3 | 0.3 | 0.6 | 0.8 | 0.9 | 0.7 | 0.6 | 0.4 | From DOE Reference Buildings
SmallHotel Bldg Equip | Equipment |  | Sat | 2014-01-01 | 2014-12-31 | Hourly | 0.3 | 0.3 | 0.2 | 0.2 | 0.2 | 0.2 | 0.4 | 0.4 | 0.5 | 0.5 | 0.4 | 0.35 | 0.35 | 0.35 | 0.35 | 0.35 | 0.35 | 0.35 | 0.7 | 0.8 | 0.8 | 0.8 | 0.7 | 0.4 | From DOE Reference Buildings
SmallHotel Exercise Equip | Equipment |  | Default¦WntrDsn¦SmrDsn | 2014-01-01 | 2014-12-31 | Hourly | 0 | 0 | 0 | 0 | 0 | 0 | 0.5 | 1 | 1 | 0.5 | 0.5 | 0.5 | 0 | 0.5 | 0.5 | 0.5 | 1 | 0.5 | 0.5 | 1 | 1 | 0.5 | 0.5 | 0 | From DOE Reference Buildings
SmallHotel GuestRoom Equip | Equipment |  | Default | 2014-01-01 | 2014-12-31 | Hourly | 0.2 | 0.2 | 0.2 | 0.2 | 0.2 | 0.2 | 0.62 | 0.9 | 0.43 | 0.43 | 0.26 | 0.26 | 0.26 | 0.26 | 0.26 | 0.26 | 0.26 | 0.51 | 0.51 | 0.49 | 0.66 | 0.7 | 0.35 | 0.2 | From DOE Reference Buildings
SmallHotel GuestRoom Equip | Equipment |  | WntrDsn | 2014-01-01 | 2014-12-31 | Constant | 0 | [23 empty] | From DOE Reference Buildings
SmallHotel GuestRoom Equip | Equipment |  | SmrDsn | 2014-01-01 | 2014-12-31 | Constant | 1 | [23 empty] | From DOE Reference Buildings
SmallHotel GuestRoom Equip | Equipment |  | Wknd | 2014-01-01 | 2014-12-31 | Hourly | 0.2 | 0.2 | 0.2 | 0.2 | 0.2 | 0.2 | 0.3 | 0.62 | 0.9 | 0.62 | 0.29 | 0.29 | 0.29 | 0.29 | 0.29 | 0.29 | 0.29 | 0.43 | 0.51 | 0.49 | 0.66 | 0.7 | 0.35 | 0.2 | From DOE Reference Buildings
SmallHotel Laundry Equip | Equipment |  | Default | 2014-01-01 | 2014-12-31 | Hourly | 0 | 0 | 0 | 0 | 0 | 0 | 0 | 0 | 1 | 1 | 1 | 1 | 1 | 1 | 1 | 1 | 0 | 0 | 0 | 0 | 0 | 0 | 0 | 0 | From DOE Reference Buildings
SmallHotel Laundry Equip | Equipment |  | WntrDsn | 2014-01-01 | 2014-12-31 | Constant | 0 | [23 empty] | From DOE Reference Buildings
SmallHotel Laundry Equip | Equipment |  | SmrDsn | 2014-01-01 | 2014-12-31 | Constant | 1 | [23 empty] | From DOE Reference Buildings
SmallHotel Laundry Gas | Equipment |  | Default | 2014-01-01 | 2014-12-31 | Hourly | 0 | 0 | 0 | 0 | 0 | 0 | 0 | 0 | 0 | 1 | 1 | 1 | 1 | 1 | 1 | 1 | 1 | 0 | 0 | 0 | 0 | 0 | 0 | 0 | From DOE Reference Buildings
SmallHotel Laundry Gas | Equipment |  | WntrDsn | 2014-01-01 | 2014-12-31 | Constant | 0 | [23 empty] | From DOE Reference Buildings
SmallHotel Laundry Gas | Equipment |  | SmrDsn | 2014-01-01 | 2014-12-31 | Constant | 1 | [23 empty] | From DOE Reference Buildings
SmallHotel Meeting Equip | Equipment |  | Default¦WntrDsn¦SmrDsn | 2014-01-01 | 2014-12-31 | Hourly | 0 | 0 | 0 | 0 | 0 | 0 | 0 | 0.05 | 0.54 | 0.54 | 0.26 | 0.26 | 0.05 | 0.54 | 0.54 | 0.26 | 0.26 | 0.26 | 0.05 | 0.05 | 0 | 0 | 0 | 0 | From DOE Reference Buildings
SmallHotel Office Equip | Equipment |  | Default | 2014-01-01 | 2014-12-31 | Hourly | 0.33 | 0.33 | 0.33 | 0.33 | 0.33 | 0.38 | 0.38 | 0.43 | 0.43 | 0.43 | 1 | 1 | 0.94 | 1 | 1 | 1 | 1 | 0.75 | 0.63 | 0.63 | 0.48 | 0.48 | 0.33 | 0.33 | From DOE Reference Buildings
SmallHotel Office Equip | Equipment |  | WntrDsn | 2014-01-01 | 2014-12-31 | Constant | 0 | [23 empty] | From DOE Reference Buildings
SmallHotel Office Equip | Equipment |  | SmrDsn | 2014-01-01 | 2014-12-31 | Constant | 1 | [23 empty] | From DOE Reference Buildings
SmallHotel Office Equip | Equipment |  | Wknd | 2014-01-01 | 2014-12-31 | Hourly | 0.33 | 0.33 | 0.33 | 0.33 | 0.33 | 0.38 | 0.38 | 0.43 | 0.63 | 0.63 | 0.63 | 0.63 | 0.63 | 0.63 | 0.63 | 0.63 | 0.63 | 0.63 | 0.48 | 0.48 | 0.48 | 0.48 | 0.33 | 0.33 | From DOE Reference Buildings
SmallHotel StaffLounge Equip | Equipment |  | Default¦Wknd | 2014-01-01 | 2014-12-31 | Hourly | 0.11 | 0.11 | 0.11 | 0.11 | 0.11 | 0.19 | 0.19 | 0.25 | 1 | 1 | 0.86 | 0.86 | 1 | 0.86 | 0.86 | 0.86 | 0.86 | 0.86 | 0.25 | 0.19 | 0.11 | 0.11 | 0.11 | 0.11 | From DOE Reference Buildings
SmallHotel StaffLounge Equip | Equipment |  | WntrDsn | 2014-01-01 | 2014-12-31 | Constant | 0 | [23 empty] | From DOE Reference Buildings
SmallHotel StaffLounge Equip | Equipment |  | SmrDsn | 2014-01-01 | 2014-12-31 | Constant | 1 | [23 empty] | From DOE Reference Buildings
StripMall Bldg Equip | Equipment |  | Default | 2014-01-01 | 2014-12-31 | Hourly | 0.2 | 0.2 | 0.2 | 0.2 | 0.2 | 0.2 | 0.2 | 0.4 | 0.7 | 0.9 | 0.9 | 0.9 | 0.9 | 0.9 | 0.9 | 0.9 | 0.9 | 0.9 | 0.8 | 0.8 | 0.7 | 0.4 | 0.2 | 0.2 | From DOE Reference Buildings
StripMall Bldg Equip | Equipment |  | WntrDsn | 2014-01-01 | 2014-12-31 | Constant | 0 | [23 empty] | From DOE Reference Buildings
StripMall Bldg Equip | Equipment |  | SmrDsn | 2014-01-01 | 2014-12-31 | Constant | 1 | [23 empty] | From DOE Reference Buildings
StripMall Bldg Equip | Equipment |  | Sun | 2014-01-01 | 2014-12-31 | Hourly | 0.15 | 0.15 | 0.15 | 0.15 | 0.15 | 0.15 | 0.15 | 0.15 | 0.3 | 0.3 | 0.6 | 0.6 | 0.8 | 0.8 | 0.8 | 0.8 | 0.8 | 0.6 | 0.4 | 0.15 | 0.15 | 0.15 | 0.15 | 0.15 | From DOE Reference Buildings
StripMall Bldg Equip | Equipment |  | Sat | 2014-01-01 | 2014-12-31 | Hourly | 0.15 | 0.15 | 0.15 | 0.15 | 0.15 | 0.15 | 0.15 | 0.3 | 0.5 | 0.8 | 0.9 | 0.9 | 0.9 | 0.9 | 0.9 | 0.9 | 0.9 | 0.9 | 0.7 | 0.5 | 0.5 | 0.3 | 0.15 | 0.15 | From DOE Reference Buildings
Stripmall HVACOperationSchd | Equipment |  | Default | 2014-01-01 | 2014-12-31 | Hourly | 0 | 0 | 0 | 0 | 0 | 0 | 0 | 0 | 1 | 1 | 1 | 1 | 1 | 1 | 1 | 1 | 1 | 1 | 1 | 0 | 0 | 0 | 0 | 0 | From DOE Prototype Buildings
Stripmall HVACOperationSchd | Equipment |  | SmrDsn¦Wkdy | 2014-01-01 | 2014-12-31 | Hourly | 0 | 0 | 0 | 0 | 0 | 0 | 1 | 1 | 1 | 1 | 1 | 1 | 1 | 1 | 1 | 1 | 1 | 1 | 1 | 1 | 1 | 0 | 0 | 0 | From DOE Prototype Buildings
Stripmall HVACOperationSchd | Equipment |  | Sat¦WntrDsn | 2014-01-01 | 2014-12-31 | Hourly | 0 | 0 | 0 | 0 | 0 | 0 | 1 | 1 | 1 | 1 | 1 | 1 | 1 | 1 | 1 | 1 | 1 | 1 | 1 | 1 | 1 | 1 | 0 | 0 | From DOE Prototype Buildings
Stripmall MinOA_Sched | Equipment |  | Default | 2014-01-01 | 2014-12-31 | Hourly | 0 | 0 | 0 | 0 | 0 | 0 | 0 | 0 | 1 | 1 | 1 | 1 | 1 | 1 | 1 | 1 | 1 | 1 | 1 | 0 | 0 | 0 | 0 | 0 | From DOE Prototype Buildings
Stripmall MinOA_Sched | Equipment |  | SmrDsn¦Wkdy | 2014-01-01 | 2014-12-31 | Hourly | 0 | 0 | 0 | 0 | 0 | 0 | 1 | 1 | 1 | 1 | 1 | 1 | 1 | 1 | 1 | 1 | 1 | 1 | 1 | 1 | 1 | 0 | 0 | 0 | From DOE Prototype Buildings
Stripmall MinOA_Sched | Equipment |  | Sat¦WntrDsn | 2014-01-01 | 2014-12-31 | Hourly | 0 | 0 | 0 | 0 | 0 | 0 | 1 | 1 | 1 | 1 | 1 | 1 | 1 | 1 | 1 | 1 | 1 | 1 | 1 | 1 | 1 | 1 | 0 | 0 | From DOE Prototype Buildings
SuperMarket Bldg Equip | Equipment |  | Default | 2014-01-01 | 2014-12-31 | Hourly | 0.2 | 0.2 | 0.2 | 0.2 | 0.2 | 0.2 | 0.4 | 0.4 | 0.7 | 0.9 | 0.9 | 0.9 | 0.9 | 0.9 | 0.9 | 0.9 | 0.9 | 0.9 | 0.8 | 0.8 | 0.7 | 0.4 | 0.2 | 0.2 | From DOE Reference Buildings
SuperMarket Bldg Equip | Equipment |  | WntrDsn | 2014-01-01 | 2014-12-31 | Constant | 0 | [23 empty] | From DOE Reference Buildings
SuperMarket Bldg Equip | Equipment |  | SmrDsn | 2014-01-01 | 2014-12-31 | Constant | 1 | [23 empty] | From DOE Reference Buildings
SuperMarket Bldg Equip | Equipment |  | Sun | 2014-01-01 | 2014-12-31 | Hourly | 0.15 | 0.15 | 0.15 | 0.15 | 0.15 | 0.15 | 0.3 | 0.3 | 0.3 | 0.3 | 0.6 | 0.6 | 0.8 | 0.8 | 0.8 | 0.8 | 0.8 | 0.6 | 0.4 | 0.4 | 0.4 | 0.4 | 0.15 | 0.15 | From DOE Reference Buildings
SuperMarket Bldg Equip | Equipment |  | Sat | 2014-01-01 | 2014-12-31 | Hourly | 0.15 | 0.15 | 0.15 | 0.15 | 0.15 | 0.15 | 0.3 | 0.3 | 0.5 | 0.8 | 0.9 | 0.9 | 0.9 | 0.9 | 0.9 | 0.9 | 0.9 | 0.9 | 0.7 | 0.5 | 0.5 | 0.3 | 0.15 | 0.15 | From DOE Reference Buildings
SuperMarket Bldg Equip New | Equipment |  | Default | 2014-01-01 | 2014-12-31 | Hourly | 0.4 | 0.4 | 0.4 | 0.4 | 0.4 | 0.4 | 0.4 | 0.4 | 0.7 | 0.9 | 0.9 | 0.9 | 0.9 | 0.9 | 0.9 | 0.9 | 0.9 | 0.9 | 0.8 | 0.8 | 0.7 | 0.4 | 0.4 | 0.4 | From AEDG Baseline
SuperMarket Bldg Equip New | Equipment |  | WntrDsn | 2014-01-01 | 2014-12-31 | Constant | 0 | [23 empty] | From AEDG Baseline
SuperMarket Bldg Equip New | Equipment |  | SmrDsn | 2014-01-01 | 2014-12-31 | Constant | 1 | [23 empty] | From AEDG Baseline
SuperMarket Bldg Equip New | Equipment |  | Sun | 2014-01-01 | 2014-12-31 | Hourly | 0.3 | 0.3 | 0.3 | 0.3 | 0.3 | 0.3 | 0.3 | 0.3 | 0.3 | 0.3 | 0.6 | 0.6 | 0.8 | 0.8 | 0.8 | 0.8 | 0.8 | 0.6 | 0.4 | 0.4 | 0.4 | 0.4 | 0.3 | 0.3 | From AEDG Baseline
SuperMarket Bldg Equip New | Equipment |  | Sat | 2014-01-01 | 2014-12-31 | Hourly | 0.3 | 0.3 | 0.3 | 0.3 | 0.3 | 0.3 | 0.3 | 0.3 | 0.5 | 0.8 | 0.9 | 0.9 | 0.9 | 0.9 | 0.9 | 0.9 | 0.9 | 0.9 | 0.7 | 0.5 | 0.5 | 0.3 | 0.3 | 0.3 | From AEDG Baseline
SuperMarket Exhaust Fan Balanced Exhaust Fraction Schedule | Equipment |  | Default¦WntrDsn¦SmrDsn¦Sun¦Wkdy | 2014-01-01 | 2014-12-31 | Hourly | 0.53051 | 0 | 0 | 0 | 0 | 0.53051 | 0.53051 | 0.53051 | 0.53051 | 0.53051 | 0.53051 | 0.53051 | 0.53051 | 0.53051 | 0.53051 | 0.53051 | 0.53051 | 0.53051 | 0.53051 | 0.53051 | 0.53051 | 0.53051 | 0.53051 | 0.53051 | From DOE Prototype Buildings
SuperMarket Gas Equip New | Equipment |  | Default | 2014-01-01 | 2014-12-31 | Hourly | 0.01 | 0.01 | 0.01 | 0.11 | 0.11 | 0.11 | 0.89 | 0.79 | 0.39 | 0.39 | 0.91 | 1 | 1 | 0.01 | 0.01 | 0.01 | 0.01 | 0.01 | 0.01 | 0.01 | 0.01 | 0.01 | 0.01 | 0.01 | From AEDG Baseline
SuperMarket Gas Equip New | Equipment |  | WntrDsn | 2014-01-01 | 2014-12-31 | Constant | 0 | [23 empty] | From AEDG Baseline
SuperMarket Gas Equip New | Equipment |  | SmrDsn | 2014-01-01 | 2014-12-31 | Hourly | 0.01 | 0.01 | 0.01 | 0.11 | 0.11 | 0.11 | 0.89 | 0.79 | 0.39 | 0.39 | 0.91 | 1 | 1 | 0.01 | 0.01 | 0.01 | 0.01 | 0.01 | 0.01 | 0.01 | 0.01 | 0.01 | 0.01 | 0.01 | From AEDG Baseline
SuperMarket Gas Equip New | Equipment |  | Sun | 2014-01-01 | 2014-12-31 | Hourly | 0.01 | 0.01 | 0.01 | 0.11 | 0.11 | 0.11 | 0.89 | 0.79 | 0.39 | 0.39 | 0.91 | 1 | 1 | 0.01 | 0.01 | 0.01 | 0.01 | 0.01 | 0.01 | 0.01 | 0.01 | 0.01 | 0.01 | 0.01 | From AEDG Baseline
SuperMarket Gas Equip New | Equipment |  | Sat | 2014-01-01 | 2014-12-31 | Hourly | 0.01 | 0.01 | 0.01 | 0.11 | 0.11 | 0.11 | 0.89 | 0.79 | 0.39 | 0.39 | 0.91 | 1 | 1 | 0.01 | 0.01 | 0.01 | 0.01 | 0.01 | 0.01 | 0.01 | 0.01 | 0.01 | 0.01 | 0.01 | From AEDG Baseline
SuperMarket Walk-In Door Sch | Equipment |  | Default¦WntrDsn¦SmrDsn¦Sun¦Wkdy | 2014-01-01 | 2014-12-31 | Hourly | 0 | 0 | 0 | 0 | 0 | 0 | 0.0625 | 0.0625 | 0.0625 | 0.0625 | 0.0625 | 0.0625 | 0.0625 | 0.0625 | 0.0625 | 0.0625 | 0.0625 | 0.0625 | 0.0625 | 0.0625 | 0.0625 | 0.0625 | 0 | 0
SuperMarketEle Kit Equip Sch | Equipment |  | Default | 2017-01-01 | 2017-12-31 | Hourly | 0.23 | 0.23 | 0.23 | 0.23 | 0.23 | 0.23 | 0.93 | 0.93 | 0.63 | 0.63 | 0.77 | 1 | 0.86 | 0.36 | 0.28 | 0.23 | 0.23 | 0.23 | 0.23 | 0.23 | 0.23 | 0.23 | 0.23 | 0.23 | From NREL AEDG
SuperMarketEle Kit Equip Sch | Equipment |  | WntrDsn | 2017-01-01 | 2017-12-31 | Constant | 0 | [23 empty] | From NREL AEDG
Warehouse Bldg Equip | Equipment |  | Mon¦Tue¦Wed¦Thu¦Fri¦Sat | 2014-01-01 | 2014-12-31 | Hourly | 0.25 | 0.25 | 0.25 | 0.25 | 0.25 | 0.25 | 0.25 | 0.25 | 1 | 1 | 1 | 1 | 0.25 | 1 | 1 | 1 | 1 | 0.25 | 0.25 | 0.25 | 0.25 | 0.25 | 0.25 | 0.25 | From DOE Reference Buildings
Warehouse Bldg Equip | Equipment |  | WntrDsn | 2014-01-01 | 2014-12-31 | Hourly | 0.25 | 0.25 | 0.25 | 0.25 | 0.25 | 0.25 | 0.25 | 0.25 | 1 | 1 | 1 | 1 | 0.25 | 1 | 1 | 1 | 1 | 0.25 | 0.25 | 0.25 | 0.25 | 0.25 | 0.25 | 0.25 | From DOE Reference Buildings
Warehouse Bldg Equip | Equipment |  | SmrDsn | 2014-01-01 | 2014-12-31 | Hourly | 0.25 | 0.25 | 0.25 | 0.25 | 0.25 | 0.25 | 0.25 | 0.25 | 1 | 1 | 1 | 1 | 0.25 | 1 | 1 | 1 | 1 | 0.25 | 0.25 | 0.25 | 0.25 | 0.25 | 0.25 | 0.25 | From DOE Reference Buildings
Warehouse Bldg Equip | Equipment |  | Sun¦Hol | 2014-01-01 | 2014-12-31 | Constant | 0 | [23 empty] | From DOE Reference Buildings
Warehouse Bldg Equip | Equipment |  | Default | 2014-01-01 | 2014-12-31 | Constant | 0 | [23 empty] | From DOE Reference Buildings
D_Asm_All_Fan_Yr | Fan | ON/OFF/FLAG | Default¦SmrDsn¦WntrDsn¦Hol | 2014-01-01 | 2014-12-31 | Hourly | 0 | 0 | 0 | 0 | 0 | 0 | 0 | 0 | 1 | 1 | 1 | 1 | 1 | 1 | 1 | 1 | 1 | 1 | 1 | 1 | 1 | 1 | 0 | 0 | From eQ_Lib.dat in MASControl 2017
D_DMo_All_Fan_Yr | Fan | ON/OFF/FLAG | Default¦SmrDsn¦WntrDsn¦Hol | 2014-01-01 | 2014-12-31 | Constant | 1 | [23 empty] | From eQ_Lib.dat in MASControl 2017
D_ECC_All_Fan_Yr | Fan | ON/OFF/FLAG | Default | 2014-01-01 | 2014-12-31 | Constant | 0 | [23 empty] | From eQ_Lib.dat in MASControl 2017
D_ECC_All_Fan_Yr | Fan | ON/OFF/FLAG | Wkdy | 2014-01-12 | 2014-04-03 | Hourly | 0 | 0 | 0 | 0 | 0 | 0 | 1 | 1 | 1 | 1 | 1 | 1 | 1 | 1 | 1 | 1 | 1 | 1 | 1 | 1 | 1 | 1 | 0 | 0 | From eQ_Lib.dat in MASControl 2017
D_ECC_All_Fan_Yr | Fan | ON/OFF/FLAG | Sat | 2014-01-12 | 2014-04-03 | Hourly | 0 | 0 | 0 | 0 | 0 | 0 | 1 | 1 | 1 | 1 | 1 | 1 | 1 | 1 | 1 | 1 | 1 | 0 | 0 | 0 | 0 | 0 | 0 | 0 | From eQ_Lib.dat in MASControl 2017
D_ECC_All_Fan_Yr | Fan | ON/OFF/FLAG | Sun | 2014-01-12 | 2014-04-03 | Constant | 0 | [23 empty] | From eQ_Lib.dat in MASControl 2017
D_ECC_All_Fan_Yr | Fan | ON/OFF/FLAG | Wkdy | 2014-04-13 | 2014-05-22 | Hourly | 0 | 0 | 0 | 0 | 0 | 0 | 1 | 1 | 1 | 1 | 1 | 1 | 1 | 1 | 1 | 1 | 1 | 1 | 1 | 1 | 1 | 1 | 0 | 0 | From eQ_Lib.dat in MASControl 2017
D_ECC_All_Fan_Yr | Fan | ON/OFF/FLAG | Sat | 2014-04-13 | 2014-05-22 | Hourly | 0 | 0 | 0 | 0 | 0 | 0 | 1 | 1 | 1 | 1 | 1 | 1 | 1 | 1 | 1 | 1 | 1 | 0 | 0 | 0 | 0 | 0 | 0 | 0 | From eQ_Lib.dat in MASControl 2017
D_ECC_All_Fan_Yr | Fan | ON/OFF/FLAG | Sun | 2014-04-13 | 2014-05-22 | Constant | 0 | [23 empty] | From eQ_Lib.dat in MASControl 2017
D_ECC_All_Fan_Yr | Fan | ON/OFF/FLAG | Wkdy | 2014-06-01 | 2014-08-07 | Hourly | 0 | 0 | 0 | 0 | 0 | 0 | 1 | 1 | 1 | 1 | 1 | 1 | 1 | 1 | 1 | 1 | 1 | 1 | 1 | 1 | 0 | 0 | 0 | 0 | From eQ_Lib.dat in MASControl 2017
D_ECC_All_Fan_Yr | Fan | ON/OFF/FLAG | Sat | 2014-06-01 | 2014-08-07 | Hourly | 0 | 0 | 0 | 0 | 0 | 0 | 1 | 1 | 1 | 1 | 1 | 1 | 1 | 1 | 1 | 0 | 0 | 0 | 0 | 0 | 0 | 0 | 0 | 0 | From eQ_Lib.dat in MASControl 2017
D_ECC_All_Fan_Yr | Fan | ON/OFF/FLAG | Sun | 2014-06-01 | 2014-08-07 | Constant | 0 | [23 empty] | From eQ_Lib.dat in MASControl 2017
D_ECC_All_Fan_Yr | Fan | ON/OFF/FLAG | Wkdy | 2014-08-17 | 2014-12-11 | Hourly | 0 | 0 | 0 | 0 | 0 | 0 | 1 | 1 | 1 | 1 | 1 | 1 | 1 | 1 | 1 | 1 | 1 | 1 | 1 | 1 | 1 | 1 | 0 | 0 | From eQ_Lib.dat in MASControl 2017
D_ECC_All_Fan_Yr | Fan | ON/OFF/FLAG | Sat | 2014-08-17 | 2014-12-11 | Hourly | 0 | 0 | 0 | 0 | 0 | 0 | 1 | 1 | 1 | 1 | 1 | 1 | 1 | 1 | 1 | 1 | 1 | 0 | 0 | 0 | 0 | 0 | 0 | 0 | From eQ_Lib.dat in MASControl 2017
D_ECC_All_Fan_Yr | Fan | ON/OFF/FLAG | Sun | 2014-08-17 | 2014-12-11 | Constant | 0 | [23 empty] | From eQ_Lib.dat in MASControl 2017
D_ECC_All_Fan_Yr | Fan | ON/OFF/FLAG | WntrDsn | 2014-01-01 | 2014-12-31 | Hourly | 0 | 0 | 0 | 0 | 0 | 0 | 1 | 1 | 1 | 1 | 1 | 1 | 1 | 1 | 1 | 1 | 1 | 1 | 1 | 1 | 0 | 0 | 0 | 0 | From eQ_Lib.dat in MASControl 2017
D_ECC_All_Fan_Yr | Fan | ON/OFF/FLAG | SmrDsn | 2014-01-01 | 2014-12-31 | Hourly | 0 | 0 | 0 | 0 | 0 | 0 | 1 | 1 | 1 | 1 | 1 | 1 | 1 | 1 | 1 | 1 | 1 | 1 | 1 | 1 | 1 | 1 | 0 | 0 | From eQ_Lib.dat in MASControl 2017
D_ECC_All_Fan_Yr | Fan | ON/OFF/FLAG | Hol | 2014-01-01 | 2014-12-31 | Constant | 0 | [23 empty] | From eQ_Lib.dat in MASControl 2017
D_EPr_All_Fan_Yr | Fan | ON/OFF/FLAG | Default | 2014-01-01 | 2014-12-31 | Constant | 0 | [23 empty] | From eQ_Lib.dat in MASControl 2017
D_EPr_All_Fan_Yr | Fan | ON/OFF/FLAG | Wkdy | 2014-01-05 | 2014-04-03 | Hourly | 0 | 0 | 0 | 0 | 0 | 0 | 0 | 1 | 1 | 1 | 1 | 1 | 1 | 1 | 1 | 1 | 1 | 1 | 1 | 0 | 0 | 0 | 0 | 0 | From eQ_Lib.dat in MASControl 2017
D_EPr_All_Fan_Yr | Fan | ON/OFF/FLAG | Sat | 2014-01-05 | 2014-04-03 | Hourly | 0 | 0 | 0 | 0 | 0 | 0 | 0 | 1 | 1 | 1 | 1 | 1 | 1 | 1 | 1 | 1 | 1 | 0 | 0 | 0 | 0 | 0 | 0 | 0 | From eQ_Lib.dat in MASControl 2017
D_EPr_All_Fan_Yr | Fan | ON/OFF/FLAG | Sun | 2014-01-05 | 2014-04-03 | Constant | 0 | [23 empty] | From eQ_Lib.dat in MASControl 2017
D_EPr_All_Fan_Yr | Fan | ON/OFF/FLAG | Wkdy | 2014-04-13 | 2014-06-12 | Hourly | 0 | 0 | 0 | 0 | 0 | 0 | 0 | 1 | 1 | 1 | 1 | 1 | 1 | 1 | 1 | 1 | 1 | 1 | 1 | 0 | 0 | 0 | 0 | 0 | From eQ_Lib.dat in MASControl 2017
D_EPr_All_Fan_Yr | Fan | ON/OFF/FLAG | Sat | 2014-04-13 | 2014-06-12 | Hourly | 0 | 0 | 0 | 0 | 0 | 0 | 0 | 1 | 1 | 1 | 1 | 1 | 1 | 1 | 1 | 1 | 1 | 0 | 0 | 0 | 0 | 0 | 0 | 0 | From eQ_Lib.dat in MASControl 2017
D_EPr_All_Fan_Yr | Fan | ON/OFF/FLAG | Sun | 2014-04-13 | 2014-06-12 | Constant | 0 | [23 empty] | From eQ_Lib.dat in MASControl 2017
D_EPr_All_Fan_Yr | Fan | ON/OFF/FLAG | Wkdy | 2014-08-17 | 2014-12-11 | Hourly | 0 | 0 | 0 | 0 | 0 | 0 | 0 | 1 | 1 | 1 | 1 | 1 | 1 | 1 | 1 | 1 | 1 | 1 | 1 | 0 | 0 | 0 | 0 | 0 | From eQ_Lib.dat in MASControl 2017
D_EPr_All_Fan_Yr | Fan | ON/OFF/FLAG | Sat | 2014-08-17 | 2014-12-11 | Hourly | 0 | 0 | 0 | 0 | 0 | 0 | 0 | 1 | 1 | 1 | 1 | 1 | 1 | 1 | 1 | 1 | 1 | 0 | 0 | 0 | 0 | 0 | 0 | 0 | From eQ_Lib.dat in MASControl 2017
D_EPr_All_Fan_Yr | Fan | ON/OFF/FLAG | Sun | 2014-08-17 | 2014-12-11 | Constant | 0 | [23 empty] | From eQ_Lib.dat in MASControl 2017
D_EPr_All_Fan_Yr | Fan | ON/OFF/FLAG | SmrDsn¦WntrDsn | 2014-01-01 | 2014-12-31 | Hourly | 0 | 0 | 0 | 0 | 0 | 0 | 0 | 1 | 1 | 1 | 1 | 1 | 1 | 1 | 1 | 1 | 1 | 1 | 1 | 0 | 0 | 0 | 0 | 0 | From eQ_Lib.dat in MASControl 2017
D_EPr_All_Fan_Yr | Fan | ON/OFF/FLAG | Hol | 2014-01-01 | 2014-12-31 | Constant | 0 | [23 empty] | From eQ_Lib.dat in MASControl 2017
D_ERC_All_Fan_Yr | Fan | ON/OFF/FLAG | Default¦Wkdy | 2014-01-01 | 2014-01-04 | Constant | 0 | [23 empty] | From eQ_Lib.dat in MASControl 2017
D_ERC_All_Fan_Yr | Fan | ON/OFF/FLAG | Sat | 2014-01-01 | 2014-01-04 | Hourly | 0 | 0 | 0 | 0 | 0 | 0 | 0 | 1 | 1 | 1 | 1 | 1 | 1 | 1 | 1 | 0 | 0 | 0 | 0 | 0 | 0 | 0 | 0 | 0 | From eQ_Lib.dat in MASControl 2017
D_ERC_All_Fan_Yr | Fan | ON/OFF/FLAG | Sun | 2014-01-01 | 2014-01-04 | Constant | 0 | [23 empty] | From eQ_Lib.dat in MASControl 2017
D_ERC_All_Fan_Yr | Fan | ON/OFF/FLAG | Default¦Wkdy | 2014-01-05 | 2014-04-03 | Hourly | 0 | 0 | 0 | 0 | 0 | 0 | 0 | 1 | 1 | 1 | 1 | 1 | 1 | 1 | 1 | 1 | 0 | 0 | 0 | 0 | 0 | 0 | 0 | 0 | From eQ_Lib.dat in MASControl 2017
D_ERC_All_Fan_Yr | Fan | ON/OFF/FLAG | Sat | 2014-01-05 | 2014-04-03 | Hourly | 0 | 0 | 0 | 0 | 0 | 0 | 0 | 0 | 1 | 1 | 1 | 1 | 1 | 1 | 1 | 0 | 0 | 0 | 0 | 0 | 0 | 0 | 0 | 0 | From eQ_Lib.dat in MASControl 2017
D_ERC_All_Fan_Yr | Fan | ON/OFF/FLAG | Sun | 2014-01-05 | 2014-04-03 | Constant | 0 | [23 empty] | From eQ_Lib.dat in MASControl 2017
D_ERC_All_Fan_Yr | Fan | ON/OFF/FLAG | Default¦Wkdy | 2014-04-04 | 2014-04-12 | Constant | 0 | [23 empty] | From eQ_Lib.dat in MASControl 2017
D_ERC_All_Fan_Yr | Fan | ON/OFF/FLAG | Sat | 2014-04-04 | 2014-04-12 | Hourly | 0 | 0 | 0 | 0 | 0 | 0 | 0 | 1 | 1 | 1 | 1 | 1 | 1 | 1 | 1 | 0 | 0 | 0 | 0 | 0 | 0 | 0 | 0 | 0 | From eQ_Lib.dat in MASControl 2017
D_ERC_All_Fan_Yr | Fan | ON/OFF/FLAG | Sun | 2014-04-04 | 2014-04-12 | Constant | 0 | [23 empty] | From eQ_Lib.dat in MASControl 2017
D_ERC_All_Fan_Yr | Fan | ON/OFF/FLAG | Default¦Wkdy | 2014-04-13 | 2014-06-12 | Hourly | 0 | 0 | 0 | 0 | 0 | 0 | 0 | 1 | 1 | 1 | 1 | 1 | 1 | 1 | 1 | 1 | 0 | 0 | 0 | 0 | 0 | 0 | 0 | 0 | From eQ_Lib.dat in MASControl 2017
D_ERC_All_Fan_Yr | Fan | ON/OFF/FLAG | Sat | 2014-04-13 | 2014-06-12 | Hourly | 0 | 0 | 0 | 0 | 0 | 0 | 0 | 0 | 1 | 1 | 1 | 1 | 1 | 1 | 1 | 0 | 0 | 0 | 0 | 0 | 0 | 0 | 0 | 0 | From eQ_Lib.dat in MASControl 2017
D_ERC_All_Fan_Yr | Fan | ON/OFF/FLAG | Sun | 2014-04-13 | 2014-06-12 | Constant | 0 | [23 empty] | From eQ_Lib.dat in MASControl 2017
D_ERC_All_Fan_Yr | Fan | ON/OFF/FLAG | Default¦Wkdy | 2014-06-13 | 2014-08-16 | Constant | 0 | [23 empty] | From eQ_Lib.dat in MASControl 2017
D_ERC_All_Fan_Yr | Fan | ON/OFF/FLAG | Sat | 2014-06-13 | 2014-08-16 | Hourly | 0 | 0 | 0 | 0 | 0 | 0 | 0 | 1 | 1 | 1 | 1 | 1 | 1 | 1 | 1 | 0 | 0 | 0 | 0 | 0 | 0 | 0 | 0 | 0 | From eQ_Lib.dat in MASControl 2017
D_ERC_All_Fan_Yr | Fan | ON/OFF/FLAG | Sun | 2014-06-13 | 2014-08-16 | Constant | 0 | [23 empty] | From eQ_Lib.dat in MASControl 2017
D_ERC_All_Fan_Yr | Fan | ON/OFF/FLAG | Default¦Wkdy | 2014-08-17 | 2014-12-11 | Hourly | 0 | 0 | 0 | 0 | 0 | 0 | 0 | 1 | 1 | 1 | 1 | 1 | 1 | 1 | 1 | 1 | 0 | 0 | 0 | 0 | 0 | 0 | 0 | 0 | From eQ_Lib.dat in MASControl 2017
D_ERC_All_Fan_Yr | Fan | ON/OFF/FLAG | Sat | 2014-08-17 | 2014-12-11 | Hourly | 0 | 0 | 0 | 0 | 0 | 0 | 0 | 0 | 1 | 1 | 1 | 1 | 1 | 1 | 1 | 0 | 0 | 0 | 0 | 0 | 0 | 0 | 0 | 0 | From eQ_Lib.dat in MASControl 2017
D_ERC_All_Fan_Yr | Fan | ON/OFF/FLAG | Sun | 2014-08-17 | 2014-12-11 | Constant | 0 | [23 empty] | From eQ_Lib.dat in MASControl 2017
D_ERC_All_Fan_Yr | Fan | ON/OFF/FLAG | Default¦Wkdy | 2014-12-12 | 2014-12-31 | Constant | 0 | [23 empty] | From eQ_Lib.dat in MASControl 2017
D_ERC_All_Fan_Yr | Fan | ON/OFF/FLAG | Sat | 2014-12-12 | 2014-12-31 | Hourly | 0 | 0 | 0 | 0 | 0 | 0 | 0 | 1 | 1 | 1 | 1 | 1 | 1 | 1 | 1 | 0 | 0 | 0 | 0 | 0 | 0 | 0 | 0 | 0 | From eQ_Lib.dat in MASControl 2017
D_ERC_All_Fan_Yr | Fan | ON/OFF/FLAG | Sun | 2014-12-12 | 2014-12-31 | Constant | 0 | [23 empty] | From eQ_Lib.dat in MASControl 2017
D_ERC_All_Fan_Yr | Fan | ON/OFF/FLAG | WntrDsn | 2014-01-01 | 2014-12-31 | Constant | 0 | [23 empty] | From eQ_Lib.dat in MASControl 2017
D_ERC_All_Fan_Yr | Fan | ON/OFF/FLAG | SmrDsn | 2014-01-01 | 2014-12-31 | Hourly | 0 | 0 | 0 | 0 | 0 | 0 | 0 | 1 | 1 | 1 | 1 | 1 | 1 | 1 | 1 | 1 | 0 | 0 | 0 | 0 | 0 | 0 | 0 | 0 | From eQ_Lib.dat in MASControl 2017
D_ERC_All_Fan_Yr | Fan | ON/OFF/FLAG | Hol | 2014-01-01 | 2014-12-31 | Constant | 0 | [23 empty] | From eQ_Lib.dat in MASControl 2017
D_ESe_All_Fan_Yr | Fan | ON/OFF/FLAG | Default | 2014-01-01 | 2014-12-31 | Constant | 0 | [23 empty] | From eQ_Lib.dat in MASControl 2017
D_ESe_All_Fan_Yr | Fan | ON/OFF/FLAG | Wkdy | 2014-01-05 | 2014-04-03 | Hourly | 0 | 0 | 0 | 0 | 0 | 0 | 1 | 1 | 1 | 1 | 1 | 1 | 1 | 1 | 1 | 1 | 1 | 1 | 1 | 0 | 0 | 0 | 0 | 0 | From eQ_Lib.dat in MASControl 2017
D_ESe_All_Fan_Yr | Fan | ON/OFF/FLAG | Sat | 2014-01-05 | 2014-04-03 | Hourly | 0 | 0 | 0 | 0 | 0 | 0 | 1 | 1 | 1 | 1 | 1 | 1 | 1 | 1 | 1 | 1 | 1 | 0 | 0 | 0 | 0 | 0 | 0 | 0 | From eQ_Lib.dat in MASControl 2017
D_ESe_All_Fan_Yr | Fan | ON/OFF/FLAG | Sun | 2014-01-05 | 2014-04-03 | Constant | 0 | [23 empty] | From eQ_Lib.dat in MASControl 2017
D_ESe_All_Fan_Yr | Fan | ON/OFF/FLAG | Wkdy | 2014-04-13 | 2014-06-12 | Hourly | 0 | 0 | 0 | 0 | 0 | 0 | 1 | 1 | 1 | 1 | 1 | 1 | 1 | 1 | 1 | 1 | 1 | 1 | 1 | 0 | 0 | 0 | 0 | 0 | From eQ_Lib.dat in MASControl 2017
D_ESe_All_Fan_Yr | Fan | ON/OFF/FLAG | Sat | 2014-04-13 | 2014-06-12 | Hourly | 0 | 0 | 0 | 0 | 0 | 0 | 1 | 1 | 1 | 1 | 1 | 1 | 1 | 1 | 1 | 1 | 1 | 0 | 0 | 0 | 0 | 0 | 0 | 0 | From eQ_Lib.dat in MASControl 2017
D_ESe_All_Fan_Yr | Fan | ON/OFF/FLAG | Sun | 2014-04-13 | 2014-06-12 | Constant | 0 | [23 empty] | From eQ_Lib.dat in MASControl 2017
D_ESe_All_Fan_Yr | Fan | ON/OFF/FLAG | Wkdy | 2014-08-17 | 2014-12-11 | Hourly | 0 | 0 | 0 | 0 | 0 | 0 | 1 | 1 | 1 | 1 | 1 | 1 | 1 | 1 | 1 | 1 | 1 | 1 | 1 | 0 | 0 | 0 | 0 | 0 | From eQ_Lib.dat in MASControl 2017
D_ESe_All_Fan_Yr | Fan | ON/OFF/FLAG | Sat | 2014-08-17 | 2014-12-11 | Hourly | 0 | 0 | 0 | 0 | 0 | 0 | 1 | 1 | 1 | 1 | 1 | 1 | 1 | 1 | 1 | 1 | 1 | 0 | 0 | 0 | 0 | 0 | 0 | 0 | From eQ_Lib.dat in MASControl 2017
D_ESe_All_Fan_Yr | Fan | ON/OFF/FLAG | Sun | 2014-08-17 | 2014-12-11 | Constant | 0 | [23 empty] | From eQ_Lib.dat in MASControl 2017
D_ESe_All_Fan_Yr | Fan | ON/OFF/FLAG | SmrDsn¦WntrDsn | 2014-01-01 | 2014-12-31 | Hourly | 0 | 0 | 0 | 0 | 0 | 0 | 1 | 1 | 1 | 1 | 1 | 1 | 1 | 1 | 1 | 1 | 1 | 1 | 1 | 0 | 0 | 0 | 0 | 0 | From eQ_Lib.dat in MASControl 2017
D_ESe_All_Fan_Yr | Fan | ON/OFF/FLAG | Hol | 2014-01-01 | 2014-12-31 | Constant | 0 | [23 empty] | From eQ_Lib.dat in MASControl 2017
D_EUn_All_Fan_Yr | Fan | ON/OFF/FLAG | Default | 2014-01-01 | 2014-12-31 | Constant | 0 | [23 empty] | From eQ_Lib.dat in MASControl 2017
D_EUn_All_Fan_Yr | Fan | ON/OFF/FLAG | Wkdy | 2014-01-12 | 2014-04-03 | Hourly | 0 | 0 | 0 | 0 | 0 | 0 | 1 | 1 | 1 | 1 | 1 | 1 | 1 | 1 | 1 | 1 | 1 | 1 | 1 | 1 | 1 | 1 | 0 | 0 | From eQ_Lib.dat in MASControl 2017
D_EUn_All_Fan_Yr | Fan | ON/OFF/FLAG | Wknd | 2014-01-12 | 2014-04-03 | Hourly | 0 | 0 | 0 | 0 | 0 | 0 | 0 | 0 | 1 | 1 | 1 | 1 | 1 | 1 | 1 | 1 | 1 | 1 | 1 | 0 | 0 | 0 | 0 | 0 | From eQ_Lib.dat in MASControl 2017
D_EUn_All_Fan_Yr | Fan | ON/OFF/FLAG | Wkdy | 2014-04-13 | 2014-05-22 | Hourly | 0 | 0 | 0 | 0 | 0 | 0 | 1 | 1 | 1 | 1 | 1 | 1 | 1 | 1 | 1 | 1 | 1 | 1 | 1 | 1 | 1 | 1 | 0 | 0 | From eQ_Lib.dat in MASControl 2017
D_EUn_All_Fan_Yr | Fan | ON/OFF/FLAG | Wknd | 2014-04-13 | 2014-05-22 | Hourly | 0 | 0 | 0 | 0 | 0 | 0 | 0 | 0 | 1 | 1 | 1 | 1 | 1 | 1 | 1 | 1 | 1 | 1 | 1 | 0 | 0 | 0 | 0 | 0 | From eQ_Lib.dat in MASControl 2017
D_EUn_All_Fan_Yr | Fan | ON/OFF/FLAG | Wkdy | 2014-06-01 | 2014-08-07 | Hourly | 0 | 0 | 0 | 0 | 0 | 0 | 1 | 1 | 1 | 1 | 1 | 1 | 1 | 1 | 1 | 1 | 1 | 1 | 1 | 1 | 1 | 0 | 0 | 0 | From eQ_Lib.dat in MASControl 2017
D_EUn_All_Fan_Yr | Fan | ON/OFF/FLAG | Wknd | 2014-06-01 | 2014-08-07 | Hourly | 0 | 0 | 0 | 0 | 0 | 0 | 0 | 0 | 1 | 1 | 1 | 1 | 1 | 1 | 1 | 0 | 0 | 0 | 0 | 0 | 0 | 0 | 0 | 0 | From eQ_Lib.dat in MASControl 2017
D_EUn_All_Fan_Yr | Fan | ON/OFF/FLAG | Wkdy | 2014-08-17 | 2014-12-11 | Hourly | 0 | 0 | 0 | 0 | 0 | 0 | 1 | 1 | 1 | 1 | 1 | 1 | 1 | 1 | 1 | 1 | 1 | 1 | 1 | 1 | 1 | 1 | 0 | 0 | From eQ_Lib.dat in MASControl 2017
D_EUn_All_Fan_Yr | Fan | ON/OFF/FLAG | Wknd | 2014-08-17 | 2014-12-11 | Hourly | 0 | 0 | 0 | 0 | 0 | 0 | 0 | 0 | 1 | 1 | 1 | 1 | 1 | 1 | 1 | 1 | 1 | 1 | 1 | 0 | 0 | 0 | 0 | 0 | From eQ_Lib.dat in MASControl 2017
D_EUn_All_Fan_Yr | Fan | ON/OFF/FLAG | WntrDsn | 2014-01-01 | 2014-12-31 | Hourly | 0 | 0 | 0 | 0 | 0 | 0 | 1 | 1 | 1 | 1 | 1 | 1 | 1 | 1 | 1 | 1 | 1 | 1 | 1 | 1 | 1 | 0 | 0 | 0 | From eQ_Lib.dat in MASControl 2017
D_EUn_All_Fan_Yr | Fan | ON/OFF/FLAG | SmrDsn | 2014-01-01 | 2014-12-31 | Hourly | 0 | 0 | 0 | 0 | 0 | 0 | 1 | 1 | 1 | 1 | 1 | 1 | 1 | 1 | 1 | 1 | 1 | 1 | 1 | 1 | 1 | 1 | 0 | 0 | From eQ_Lib.dat in MASControl 2017
D_EUn_All_Fan_Yr | Fan | ON/OFF/FLAG | Hol | 2014-01-01 | 2014-12-31 | Hourly | 0 | 0 | 0 | 0 | 0 | 0 | 0 | 0 | 1 | 1 | 1 | 1 | 1 | 1 | 1 | 0 | 0 | 0 | 0 | 0 | 0 | 0 | 0 | 0 | From eQ_Lib.dat in MASControl 2017
D_EUn_Drm_Fan_Yr | Fan | ON/OFF/FLAG | Default¦SmrDsn¦WntrDsn | 2014-01-01 | 2014-01-11 | Constant | 0 | [23 empty] | From eQ_Lib.dat in MASControl 2017
D_EUn_Drm_Fan_Yr | Fan | ON/OFF/FLAG | Default¦SmrDsn¦WntrDsn | 2014-01-12 | 2014-04-03 | Constant | 1 | [23 empty] | From eQ_Lib.dat in MASControl 2017
D_EUn_Drm_Fan_Yr | Fan | ON/OFF/FLAG | Default¦SmrDsn¦WntrDsn | 2014-04-04 | 2014-04-12 | Constant | 0 | [23 empty] | From eQ_Lib.dat in MASControl 2017
D_EUn_Drm_Fan_Yr | Fan | ON/OFF/FLAG | Default¦SmrDsn¦WntrDsn | 2014-04-13 | 2014-05-22 | Constant | 1 | [23 empty] | From eQ_Lib.dat in MASControl 2017
D_EUn_Drm_Fan_Yr | Fan | ON/OFF/FLAG | Default¦SmrDsn¦WntrDsn | 2014-05-23 | 2014-05-31 | Constant | 0 | [23 empty] | From eQ_Lib.dat in MASControl 2017
D_EUn_Drm_Fan_Yr | Fan | ON/OFF/FLAG | Default¦SmrDsn¦WntrDsn | 2014-06-01 | 2014-08-07 | Constant | 1 | [23 empty] | From eQ_Lib.dat in MASControl 2017
D_EUn_Drm_Fan_Yr | Fan | ON/OFF/FLAG | Default¦SmrDsn¦WntrDsn | 2014-08-08 | 2014-08-16 | Constant | 0 | [23 empty] | From eQ_Lib.dat in MASControl 2017
D_EUn_Drm_Fan_Yr | Fan | ON/OFF/FLAG | Default¦SmrDsn¦WntrDsn | 2014-08-17 | 2014-12-11 | Constant | 1 | [23 empty] | From eQ_Lib.dat in MASControl 2017
D_EUn_Drm_Fan_Yr | Fan | ON/OFF/FLAG | Default¦SmrDsn¦WntrDsn | 2014-12-12 | 2014-12-31 | Constant | 0 | [23 empty] | From eQ_Lib.dat in MASControl 2017
D_Gro_All_Fan_Yr | Fan | ON/OFF/FLAG | Default¦SmrDsn¦WntrDsn¦Hol | 2014-01-01 | 2014-12-31 | Hourly | 0 | 0 | 0 | 0 | 0 | 1 | 1 | 1 | 1 | 1 | 1 | 1 | 1 | 1 | 1 | 1 | 1 | 1 | 1 | 1 | 1 | 1 | 1 | 0 | From eQ_Lib.dat in MASControl 2017
D_Hsp_All_Fan_Yr | Fan | ON/OFF/FLAG | Default¦SmrDsn¦WntrDsn¦Hol | 2014-01-01 | 2014-12-31 | Constant | 1 | [23 empty] | From eQ_Lib.dat in MASControl 2017
D_Htl_All_Fan_Yr | Fan | ON/OFF/FLAG | Default¦SmrDsn¦WntrDsn¦Hol | 2014-01-01 | 2014-12-31 | Hourly | 0 | 0 | 0 | 0 | 0 | 1 | 1 | 1 | 1 | 1 | 1 | 1 | 1 | 1 | 1 | 1 | 1 | 1 | 1 | 1 | 1 | 1 | 1 | 0 | From eQ_Lib.dat in MASControl 2017
D_Htl_Grm_Fan_Yr | Fan | ON/OFF/FLAG | Default¦SmrDsn¦WntrDsn¦Hol | 2014-01-01 | 2014-12-31 | Constant | 1 | [23 empty] | From eQ_Lib.dat in MASControl 2017
D_MBT_All_Fan_Yr | Fan | ON/OFF/FLAG | Default¦Wkdy | 2014-01-01 | 2014-12-31 | Hourly | 0 | 0 | 0 | 0 | 0 | 0 | 1 | 1 | 1 | 1 | 1 | 1 | 1 | 1 | 1 | 1 | 1 | 1 | 1 | 1 | 0 | 0 | 0 | 0 | From eQ_Lib.dat in MASControl 2017
D_MBT_All_Fan_Yr | Fan | ON/OFF/FLAG | Wknd | 2014-01-01 | 2014-12-31 | Constant | 0 | [23 empty] | From eQ_Lib.dat in MASControl 2017
D_MBT_All_Fan_Yr | Fan | ON/OFF/FLAG | WntrDsn | 2014-01-01 | 2014-12-31 | Hourly | 0 | 0 | 0 | 0 | 0 | 0 | 1 | 1 | 1 | 1 | 1 | 1 | 1 | 1 | 1 | 1 | 1 | 1 | 1 | 1 | 0 | 0 | 0 | 0 | From eQ_Lib.dat in MASControl 2017
D_MBT_All_Fan_Yr | Fan | ON/OFF/FLAG | SmrDsn | 2014-01-01 | 2014-12-31 | Hourly | 0 | 0 | 0 | 0 | 0 | 0 | 1 | 1 | 1 | 1 | 1 | 1 | 1 | 1 | 1 | 1 | 1 | 1 | 1 | 1 | 0 | 0 | 0 | 0 | From eQ_Lib.dat in MASControl 2017
D_MBT_All_Fan_Yr | Fan | ON/OFF/FLAG | Hol | 2014-01-01 | 2014-12-31 | Constant | 0 | [23 empty] | From eQ_Lib.dat in MASControl 2017
D_MFm_All_Fan_Yr | Fan | ON/OFF/FLAG | Default¦SmrDsn¦WntrDsn¦Hol | 2014-01-01 | 2014-12-31 | Constant | 1 | [23 empty] | From eQ_Lib.dat in MASControl 2017
D_MLI_All_Fan_Yr | Fan | ON/OFF/FLAG | Default¦Wkdy | 2014-01-01 | 2014-12-31 | Hourly | 0 | 0 | 0 | 0 | 0 | 1 | 1 | 1 | 1 | 1 | 1 | 1 | 1 | 1 | 1 | 1 | 1 | 1 | 1 | 0 | 0 | 0 | 0 | 0 | From eQ_Lib.dat in MASControl 2017
D_MLI_All_Fan_Yr | Fan | ON/OFF/FLAG | Wknd | 2014-01-01 | 2014-12-31 | Constant | 0 | [23 empty] | From eQ_Lib.dat in MASControl 2017
D_MLI_All_Fan_Yr | Fan | ON/OFF/FLAG | WntrDsn | 2014-01-01 | 2014-12-31 | Hourly | 0 | 0 | 0 | 0 | 0 | 1 | 1 | 1 | 1 | 1 | 1 | 1 | 1 | 1 | 1 | 1 | 1 | 1 | 1 | 0 | 0 | 0 | 0 | 0 | From eQ_Lib.dat in MASControl 2017
D_MLI_All_Fan_Yr | Fan | ON/OFF/FLAG | SmrDsn | 2014-01-01 | 2014-12-31 | Hourly | 0 | 0 | 0 | 0 | 0 | 1 | 1 | 1 | 1 | 1 | 1 | 1 | 1 | 1 | 1 | 1 | 1 | 1 | 1 | 0 | 0 | 0 | 0 | 0 | From eQ_Lib.dat in MASControl 2017
D_MLI_All_Fan_Yr | Fan | ON/OFF/FLAG | Hol | 2014-01-01 | 2014-12-31 | Constant | 0 | [23 empty] | From eQ_Lib.dat in MASControl 2017
D_Mtl_All_Fan_Yr | Fan | ON/OFF/FLAG | Default¦SmrDsn¦WntrDsn¦Hol | 2014-01-01 | 2014-12-31 | Constant | 1 | [23 empty] | From eQ_Lib.dat in MASControl 2017
D_Nrs_All_Fan_Yr | Fan | ON/OFF/FLAG | Default¦SmrDsn¦WntrDsn¦Hol | 2014-01-01 | 2014-12-31 | Constant | 1 | [23 empty] | From eQ_Lib.dat in MASControl 2017
D_OfL_All_Fan_Yr | Fan | ON/OFF/FLAG | Default¦Wkdy | 2014-01-01 | 2014-12-31 | Hourly | 0 | 0 | 0 | 0 | 0 | 0 | 0 | 1 | 1 | 1 | 1 | 1 | 1 | 1 | 1 | 1 | 1 | 1 | 0 | 0 | 0 | 0 | 0 | 0 | From eQ_Lib.dat in MASControl 2017
D_OfL_All_Fan_Yr | Fan | ON/OFF/FLAG | Sat | 2014-01-01 | 2014-12-31 | Hourly | 0 | 0 | 0 | 0 | 0 | 0 | 0 | 1 | 1 | 1 | 1 | 1 | 1 | 1 | 1 | 1 | 1 | 1 | 0 | 0 | 0 | 0 | 0 | 0 | From eQ_Lib.dat in MASControl 2017
D_OfL_All_Fan_Yr | Fan | ON/OFF/FLAG | Sun | 2014-01-01 | 2014-12-31 | Constant | 0 | [23 empty] | From eQ_Lib.dat in MASControl 2017
D_OfL_All_Fan_Yr | Fan | ON/OFF/FLAG | WntrDsn | 2014-01-01 | 2014-12-31 | Hourly | 0 | 0 | 0 | 0 | 0 | 0 | 0 | 1 | 1 | 1 | 1 | 1 | 1 | 1 | 1 | 1 | 1 | 1 | 0 | 0 | 0 | 0 | 0 | 0 | From eQ_Lib.dat in MASControl 2017
D_OfL_All_Fan_Yr | Fan | ON/OFF/FLAG | SmrDsn | 2014-01-01 | 2014-12-31 | Hourly | 0 | 0 | 0 | 0 | 0 | 0 | 0 | 1 | 1 | 1 | 1 | 1 | 1 | 1 | 1 | 1 | 1 | 1 | 0 | 0 | 0 | 0 | 0 | 0 | From eQ_Lib.dat in MASControl 2017
D_OfL_All_Fan_Yr | Fan | ON/OFF/FLAG | Hol | 2014-01-01 | 2014-12-31 | Constant | 0 | [23 empty] | From eQ_Lib.dat in MASControl 2017
D_OfS_All_Fan_Yr | Fan | ON/OFF/FLAG | Default¦Wkdy | 2014-01-01 | 2014-12-31 | Hourly | 0 | 0 | 0 | 0 | 0 | 0 | 0 | 1 | 1 | 1 | 1 | 1 | 1 | 1 | 1 | 1 | 1 | 1 | 0 | 0 | 0 | 0 | 0 | 0 | From eQ_Lib.dat in MASControl 2017
D_OfS_All_Fan_Yr | Fan | ON/OFF/FLAG | Sat | 2014-01-01 | 2014-12-31 | Hourly | 0 | 0 | 0 | 0 | 0 | 0 | 0 | 1 | 1 | 1 | 1 | 1 | 1 | 1 | 1 | 1 | 1 | 1 | 0 | 0 | 0 | 0 | 0 | 0 | From eQ_Lib.dat in MASControl 2017
D_OfS_All_Fan_Yr | Fan | ON/OFF/FLAG | Sun | 2014-01-01 | 2014-12-31 | Constant | 0 | [23 empty] | From eQ_Lib.dat in MASControl 2017
D_OfS_All_Fan_Yr | Fan | ON/OFF/FLAG | WntrDsn | 2014-01-01 | 2014-12-31 | Hourly | 0 | 0 | 0 | 0 | 0 | 0 | 0 | 1 | 1 | 1 | 1 | 1 | 1 | 1 | 1 | 1 | 1 | 1 | 0 | 0 | 0 | 0 | 0 | 0 | From eQ_Lib.dat in MASControl 2017
D_OfS_All_Fan_Yr | Fan | ON/OFF/FLAG | SmrDsn | 2014-01-01 | 2014-12-31 | Hourly | 0 | 0 | 0 | 0 | 0 | 0 | 0 | 1 | 1 | 1 | 1 | 1 | 1 | 1 | 1 | 1 | 1 | 1 | 0 | 0 | 0 | 0 | 0 | 0 | From eQ_Lib.dat in MASControl 2017
D_OfS_All_Fan_Yr | Fan | ON/OFF/FLAG | Hol | 2014-01-01 | 2014-12-31 | Constant | 0 | [23 empty] | From eQ_Lib.dat in MASControl 2017
D_RFF_All_Fan_Yr | Fan | ON/OFF/FLAG | Default¦SmrDsn¦WntrDsn¦Hol | 2014-01-01 | 2014-12-31 | Hourly | 0 | 0 | 0 | 0 | 0 | 1 | 1 | 1 | 1 | 1 | 1 | 1 | 1 | 1 | 1 | 1 | 1 | 1 | 1 | 1 | 1 | 1 | 1 | 1 | From eQ_Lib.dat in MASControl 2017
D_RSD_All_Fan_Yr | Fan | ON/OFF/FLAG | Default¦SmrDsn¦WntrDsn¦Hol | 2014-01-01 | 2014-12-31 | Hourly | 0 | 0 | 0 | 0 | 0 | 0 | 0 | 0 | 0 | 1 | 1 | 1 | 1 | 1 | 1 | 1 | 1 | 1 | 1 | 1 | 1 | 1 | 1 | 0 | From eQ_Lib.dat in MASControl 2017
D_Rt3_All_Fan_Yr | Fan | ON/OFF/FLAG | Default¦Wkdy | 2014-01-01 | 2014-12-31 | Hourly | 0 | 0 | 0 | 0 | 0 | 0 | 0 | 0 | 1 | 1 | 1 | 1 | 1 | 1 | 1 | 1 | 1 | 1 | 1 | 1 | 1 | 1 | 0 | 0 | From eQ_Lib.dat in MASControl 2017
D_Rt3_All_Fan_Yr | Fan | ON/OFF/FLAG | Wknd | 2014-01-01 | 2014-12-31 | Hourly | 0 | 0 | 0 | 0 | 0 | 0 | 0 | 0 | 1 | 1 | 1 | 1 | 1 | 1 | 1 | 1 | 1 | 1 | 1 | 1 | 0 | 0 | 0 | 0 | From eQ_Lib.dat in MASControl 2017
D_Rt3_All_Fan_Yr | Fan | ON/OFF/FLAG | WntrDsn | 2014-01-01 | 2014-12-31 | Hourly | 0 | 0 | 0 | 0 | 0 | 0 | 0 | 0 | 1 | 1 | 1 | 1 | 1 | 1 | 1 | 1 | 1 | 1 | 1 | 1 | 1 | 1 | 0 | 0 | From eQ_Lib.dat in MASControl 2017
D_Rt3_All_Fan_Yr | Fan | ON/OFF/FLAG | SmrDsn | 2014-01-01 | 2014-12-31 | Hourly | 0 | 0 | 0 | 0 | 0 | 0 | 0 | 0 | 1 | 1 | 1 | 1 | 1 | 1 | 1 | 1 | 1 | 1 | 1 | 1 | 1 | 1 | 0 | 0 | From eQ_Lib.dat in MASControl 2017
D_Rt3_All_Fan_Yr | Fan | ON/OFF/FLAG | Hol | 2014-01-01 | 2014-12-31 | Hourly | 0 | 0 | 0 | 0 | 0 | 0 | 0 | 0 | 1 | 1 | 1 | 1 | 1 | 1 | 1 | 1 | 1 | 1 | 1 | 1 | 0 | 0 | 0 | 0 | From eQ_Lib.dat in MASControl 2017
D_RtL_All_Fan_Yr | Fan | ON/OFF/FLAG | Default¦SmrDsn¦WntrDsn¦Hol | 2014-01-01 | 2014-12-31 | Hourly | 0 | 0 | 0 | 0 | 0 | 0 | 0 | 0 | 1 | 1 | 1 | 1 | 1 | 1 | 1 | 1 | 1 | 1 | 1 | 1 | 1 | 1 | 1 | 0 | From eQ_Lib.dat in MASControl 2017
D_RtS_All_Fan_Yr | Fan | ON/OFF/FLAG | Default¦SmrDsn¦WntrDsn¦Hol | 2014-01-01 | 2014-12-31 | Hourly | 0 | 0 | 0 | 0 | 0 | 0 | 0 | 0 | 1 | 1 | 1 | 1 | 1 | 1 | 1 | 1 | 1 | 1 | 1 | 1 | 1 | 0 | 0 | 0 | From eQ_Lib.dat in MASControl 2017
D_SCn_All_Fan_Yr | Fan | ON/OFF/FLAG | Default¦Wkdy | 2014-01-01 | 2014-12-31 | Hourly | 0 | 0 | 0 | 0 | 0 | 0 | 1 | 1 | 1 | 1 | 1 | 1 | 1 | 1 | 1 | 1 | 1 | 1 | 1 | 0 | 0 | 0 | 0 | 0 | From eQ_Lib.dat in MASControl 2017
D_SCn_All_Fan_Yr | Fan | ON/OFF/FLAG | Wknd | 2014-01-01 | 2014-12-31 | Hourly | 0 | 0 | 0 | 0 | 0 | 0 | 1 | 1 | 1 | 1 | 1 | 1 | 1 | 1 | 1 | 1 | 1 | 1 | 1 | 0 | 0 | 0 | 0 | 0 | From eQ_Lib.dat in MASControl 2017
D_SCn_All_Fan_Yr | Fan | ON/OFF/FLAG | WntrDsn | 2014-01-01 | 2014-12-31 | Hourly | 0 | 0 | 0 | 0 | 0 | 0 | 1 | 1 | 1 | 1 | 1 | 1 | 1 | 1 | 1 | 1 | 1 | 1 | 1 | 0 | 0 | 0 | 0 | 0 | From eQ_Lib.dat in MASControl 2017
D_SCn_All_Fan_Yr | Fan | ON/OFF/FLAG | SmrDsn | 2014-01-01 | 2014-12-31 | Hourly | 0 | 0 | 0 | 0 | 0 | 0 | 1 | 1 | 1 | 1 | 1 | 1 | 1 | 1 | 1 | 1 | 1 | 1 | 1 | 0 | 0 | 0 | 0 | 0 | From eQ_Lib.dat in MASControl 2017
D_SCn_All_Fan_Yr | Fan | ON/OFF/FLAG | Hol | 2014-01-01 | 2014-12-31 | Hourly | 0 | 0 | 0 | 0 | 0 | 0 | 0 | 0 | 1 | 1 | 1 | 1 | 1 | 1 | 1 | 1 | 1 | 0 | 0 | 0 | 0 | 0 | 0 | 0 | From eQ_Lib.dat in MASControl 2017
D_SFm_All_Fan_Yr | Fan | ON/OFF/FLAG | Default¦SmrDsn¦WntrDsn¦Hol | 2014-01-01 | 2014-12-31 | Constant | 1 | [23 empty] | From eQ_Lib.dat in MASControl 2017
D_SUn_All_Fan_Yr | Fan | ON/OFF/FLAG | Default¦Wkdy | 2014-01-01 | 2014-12-31 | Hourly | 0 | 0 | 0 | 0 | 0 | 0 | 1 | 1 | 1 | 1 | 1 | 1 | 1 | 1 | 1 | 1 | 1 | 1 | 1 | 0 | 0 | 0 | 0 | 0 | From eQ_Lib.dat in MASControl 2017
D_SUn_All_Fan_Yr | Fan | ON/OFF/FLAG | Wknd | 2014-01-01 | 2014-12-31 | Hourly | 0 | 0 | 0 | 0 | 0 | 0 | 1 | 1 | 1 | 1 | 1 | 1 | 1 | 1 | 1 | 1 | 1 | 1 | 1 | 0 | 0 | 0 | 0 | 0 | From eQ_Lib.dat in MASControl 2017
D_SUn_All_Fan_Yr | Fan | ON/OFF/FLAG | WntrDsn | 2014-01-01 | 2014-12-31 | Hourly | 0 | 0 | 0 | 0 | 0 | 0 | 1 | 1 | 1 | 1 | 1 | 1 | 1 | 1 | 1 | 1 | 1 | 1 | 1 | 0 | 0 | 0 | 0 | 0 | From eQ_Lib.dat in MASControl 2017
D_SUn_All_Fan_Yr | Fan | ON/OFF/FLAG | SmrDsn | 2014-01-01 | 2014-12-31 | Hourly | 0 | 0 | 0 | 0 | 0 | 0 | 1 | 1 | 1 | 1 | 1 | 1 | 1 | 1 | 1 | 1 | 1 | 1 | 1 | 0 | 0 | 0 | 0 | 0 | From eQ_Lib.dat in MASControl 2017
D_SUn_All_Fan_Yr | Fan | ON/OFF/FLAG | Hol | 2014-01-01 | 2014-12-31 | Hourly | 0 | 0 | 0 | 0 | 0 | 0 | 0 | 0 | 1 | 1 | 1 | 1 | 1 | 1 | 1 | 1 | 1 | 0 | 0 | 0 | 0 | 0 | 0 | 0 | From eQ_Lib.dat in MASControl 2017
D_WRf_All_Fan_Yr | Fan | ON/OFF/FLAG | Default¦Wkdy | 2014-01-01 | 2014-12-31 | Hourly | 0 | 0 | 0 | 0 | 0 | 0 | 0 | 1 | 1 | 1 | 1 | 1 | 1 | 1 | 1 | 1 | 1 | 1 | 1 | 0 | 0 | 0 | 0 | 0 | From eQ_Lib.dat in MASControl 2017
D_WRf_All_Fan_Yr | Fan | ON/OFF/FLAG | Wknd | 2014-01-01 | 2014-12-31 | Hourly | 0 | 0 | 0 | 0 | 0 | 0 | 0 | 0 | 1 | 1 | 1 | 1 | 1 | 1 | 1 | 1 | 1 | 0 | 0 | 0 | 0 | 0 | 0 | 0 | From eQ_Lib.dat in MASControl 2017
D_WRf_All_Fan_Yr | Fan | ON/OFF/FLAG | WntrDsn | 2014-01-01 | 2014-12-31 | Hourly | 0 | 0 | 0 | 0 | 0 | 0 | 0 | 1 | 1 | 1 | 1 | 1 | 1 | 1 | 1 | 1 | 1 | 1 | 1 | 0 | 0 | 0 | 0 | 0 | From eQ_Lib.dat in MASControl 2017
D_WRf_All_Fan_Yr | Fan | ON/OFF/FLAG | SmrDsn | 2014-01-01 | 2014-12-31 | Hourly | 0 | 0 | 0 | 0 | 0 | 0 | 0 | 1 | 1 | 1 | 1 | 1 | 1 | 1 | 1 | 1 | 1 | 1 | 1 | 0 | 0 | 0 | 0 | 0 | From eQ_Lib.dat in MASControl 2017
D_WRf_All_Fan_Yr | Fan | ON/OFF/FLAG | Hol | 2014-01-01 | 2014-12-31 | Hourly | 0 | 0 | 0 | 0 | 0 | 0 | 0 | 0 | 1 | 1 | 1 | 1 | 1 | 1 | 1 | 1 | 1 | 0 | 0 | 0 | 0 | 0 | 0 | 0 | From eQ_Lib.dat in MASControl 2017
NECB-*-FAN | Fan | ON_OFF | Default¦WntrDsn¦SmrDsn | 2014-01-01 | 2014-12-31 | Constant | 0
NECB-A-Fan | Fan | ON_OFF | Default¦Wkdy | 2014-01-01 | 2014-12-31 | Hourly | 0 | 0 | 0 | 0 | 0 | 0 | 1 | 1 | 1 | 1 | 1 | 1 | 1 | 1 | 1 | 1 | 1 | 1 | 1 | 1 | 1 | 0 | 0 | 0
NECB-A-Fan | Fan | ON_OFF | Sat | 2014-01-01 | 2014-12-31 | Hourly | 0 | 0 | 0 | 0 | 0 | 0 | 0 | 0 | 0 | 0 | 0 | 0 | 0 | 0 | 0 | 0 | 0 | 0 | 0 | 0 | 0 | 0 | 0 | 0
NECB-A-Fan | Fan | ON_OFF | Sun¦Hol | 2014-01-01 | 2014-12-31 | Hourly | 0 | 0 | 0 | 0 | 0 | 0 | 0 | 0 | 0 | 0 | 0 | 0 | 0 | 0 | 0 | 0 | 0 | 0 | 0 | 0 | 0 | 0 | 0 | 0
NECB-B-Fan | Fan | ON_OFF | Default¦Wkdy | 2014-01-01 | 2014-12-31 | Hourly | 1 | 1 | 0 | 0 | 0 | 0 | 0 | 0 | 1 | 1 | 1 | 1 | 1 | 1 | 1 | 1 | 1 | 1 | 1 | 1 | 1 | 1 | 1 | 1
NECB-B-Fan | Fan | ON_OFF | Sat | 2014-01-01 | 2014-12-31 | Hourly | 1 | 1 | 0 | 0 | 0 | 0 | 0 | 0 | 1 | 1 | 1 | 1 | 1 | 1 | 1 | 1 | 1 | 1 | 1 | 1 | 1 | 1 | 1 | 1
NECB-B-Fan | Fan | ON_OFF | Sun¦Hol | 2014-01-01 | 2014-12-31 | Hourly | 0 | 1 | 0 | 0 | 0 | 0 | 0 | 0 | 0 | 1 | 1 | 1 | 1 | 1 | 1 | 1 | 1 | 1 | 1 | 1 | 1 | 1 | 1 | 0
NECB-C-Fan | Fan | ON_OFF | Default¦Wkdy | 2014-01-01 | 2014-12-31 | Hourly | 0 | 0 | 0 | 0 | 0 | 0 | 0 | 1 | 1 | 1 | 1 | 1 | 1 | 1 | 1 | 1 | 1 | 1 | 1 | 1 | 1 | 0 | 0 | 0
NECB-C-Fan | Fan | ON_OFF | Sat | 2014-01-01 | 2014-12-31 | Hourly | 0 | 0 | 0 | 0 | 0 | 0 | 0 | 1 | 1 | 1 | 1 | 1 | 1 | 1 | 1 | 1 | 1 | 1 | 1 | 1 | 1 | 0 | 0 | 0
NECB-C-Fan | Fan | ON_OFF | Sun¦Hol | 2014-01-01 | 2014-12-31 | Hourly | 0 | 0 | 0 | 0 | 0 | 0 | 0 | 0 | 0 | 1 | 1 | 1 | 1 | 1 | 1 | 1 | 1 | 1 | 1 | 0 | 0 | 0 | 0 | 0
NECB-D-Fan | Fan | ON_OFF | Default¦Wkdy | 2014-01-01 | 2014-12-31 | Hourly | 0 | 0 | 0 | 0 | 0 | 0 | 0 | 1 | 1 | 1 | 1 | 1 | 1 | 1 | 1 | 1 | 1 | 1 | 1 | 1 | 1 | 1 | 1 | 0
NECB-D-Fan | Fan | ON_OFF | Sat | 2014-01-01 | 2014-12-31 | Hourly | 0 | 0 | 0 | 0 | 0 | 0 | 0 | 0 | 0 | 0 | 0 | 0 | 0 | 0 | 0 | 0 | 0 | 0 | 0 | 0 | 0 | 0 | 0 | 0
NECB-D-Fan | Fan | ON_OFF | Sun¦Hol | 2014-01-01 | 2014-12-31 | Hourly | 0 | 0 | 0 | 0 | 0 | 0 | 0 | 0 | 0 | 0 | 0 | 0 | 0 | 0 | 0 | 0 | 0 | 0 | 0 | 0 | 0 | 0 | 0 | 0
NECB-E-Fan | Fan | ON_OFF | Default¦Wkdy | 2014-01-01 | 2014-12-31 | Hourly | 0 | 0 | 0 | 0 | 0 | 0 | 0 | 1 | 1 | 1 | 1 | 1 | 1 | 1 | 1 | 1 | 1 | 1 | 1 | 0 | 0 | 0 | 0 | 0
NECB-E-Fan | Fan | ON_OFF | Sat | 2014-01-01 | 2014-12-31 | Hourly | 0 | 0 | 0 | 0 | 0 | 0 | 0 | 0 | 1 | 1 | 1 | 1 | 1 | 1 | 1 | 1 | 1 | 0 | 0 | 0 | 0 | 0 | 0 | 0
NECB-E-Fan | Fan | ON_OFF | Sun¦Hol | 2014-01-01 | 2014-12-31 | Hourly | 0 | 0 | 0 | 0 | 0 | 0 | 0 | 0 | 0 | 0 | 0 | 0 | 0 | 0 | 0 | 0 | 0 | 0 | 0 | 0 | 0 | 0 | 0 | 0
NECB-F-Fan | Fan | ON_OFF | Default¦Wkdy | 2014-01-01 | 2014-12-31 | Hourly | 1 | 1 | 1 | 1 | 1 | 1 | 1 | 1 | 1 | 1 | 1 | 1 | 1 | 1 | 1 | 1 | 1 | 1 | 1 | 1 | 1 | 1 | 1 | 1
NECB-F-Fan | Fan | ON_OFF | Sat | 2014-01-01 | 2014-12-31 | Hourly | 1 | 1 | 1 | 1 | 1 | 1 | 1 | 1 | 1 | 1 | 1 | 1 | 1 | 1 | 1 | 1 | 1 | 1 | 1 | 1 | 1 | 1 | 1 | 1
NECB-F-Fan | Fan | ON_OFF | Sun¦Hol | 2014-01-01 | 2014-12-31 | Hourly | 1 | 1 | 1 | 1 | 1 | 1 | 1 | 1 | 1 | 1 | 1 | 1 | 1 | 1 | 1 | 1 | 1 | 1 | 1 | 1 | 1 | 1 | 1 | 1
NECB-G-Fan | Fan | ON_OFF | Default¦Wkdy | 2014-01-01 | 2014-12-31 | Hourly | 1 | 1 | 1 | 1 | 1 | 1 | 1 | 1 | 1 | 1 | 1 | 1 | 1 | 1 | 1 | 1 | 1 | 1 | 1 | 1 | 1 | 1 | 1 | 1
NECB-G-Fan | Fan | ON_OFF | Sat | 2014-01-01 | 2014-12-31 | Hourly | 1 | 1 | 1 | 1 | 1 | 1 | 1 | 1 | 1 | 1 | 1 | 1 | 1 | 1 | 1 | 1 | 1 | 1 | 1 | 1 | 1 | 1 | 1 | 1
NECB-G-Fan | Fan | ON_OFF | Sun¦Hol | 2014-01-01 | 2014-12-31 | Hourly | 1 | 1 | 1 | 1 | 1 | 1 | 1 | 1 | 1 | 1 | 1 | 1 | 1 | 1 | 1 | 1 | 1 | 1 | 1 | 1 | 1 | 1 | 1 | 1
NECB-H-Fan | Fan | ON_OFF | Default¦Wkdy | 2014-01-01 | 2014-12-31 | Hourly | 1 | 1 | 1 | 1 | 1 | 1 | 1 | 1 | 1 | 1 | 1 | 1 | 1 | 1 | 1 | 1 | 1 | 1 | 1 | 1 | 1 | 1 | 1 | 1
NECB-H-Fan | Fan | ON_OFF | Sat | 2014-01-01 | 2014-12-31 | Hourly | 1 | 1 | 1 | 1 | 1 | 1 | 1 | 1 | 1 | 1 | 1 | 1 | 1 | 1 | 1 | 1 | 1 | 1 | 1 | 1 | 1 | 1 | 1 | 1
NECB-H-Fan | Fan | ON_OFF | Sun¦Hol | 2014-01-01 | 2014-12-31 | Hourly | 1 | 1 | 1 | 1 | 1 | 1 | 1 | 1 | 1 | 1 | 1 | 1 | 1 | 1 | 1 | 1 | 1 | 1 | 1 | 1 | 1 | 1 | 1 | 1
NECB-I-Fan | Fan | ON_OFF | Default¦Wkdy | 2014-01-01 | 2014-12-31 | Hourly | 1 | 0 | 0 | 0 | 0 | 0 | 0 | 0 | 0 | 0 | 0 | 0 | 0 | 0 | 1 | 1 | 1 | 1 | 1 | 1 | 1 | 1 | 1 | 1
NECB-I-Fan | Fan | ON_OFF | Sat | 2014-01-01 | 2014-12-31 | Hourly | 1 | 0 | 0 | 0 | 0 | 0 | 0 | 0 | 0 | 0 | 1 | 1 | 1 | 1 | 1 | 1 | 1 | 1 | 1 | 1 | 1 | 1 | 1 | 1
NECB-I-Fan | Fan | ON_OFF | Sun¦Hol | 2014-01-01 | 2014-12-31 | Hourly | 0 | 0 | 0 | 0 | 0 | 0 | 0 | 1 | 1 | 1 | 1 | 1 | 1 | 1 | 0 | 0 | 0 | 0 | 0 | 0 | 0 | 0 | 0 | 0
OutPatientHealthCare AHU1-Fan_Pre2004 | Fan |  | Default | 2014-01-01 | 2014-12-31 | Constant | 0 | [23 empty] | From DOE Prototype Buildings
OutPatientHealthCare AHU1-Fan_Pre2004 | Fan |  | WntrDsn¦SmrDsn | 2014-01-01 | 2014-12-31 | Constant | 1 | [23 empty] | From DOE Prototype Buildings
OutPatientHealthCare AHU1-Fan_Pre2004 | Fan |  | Sat¦Wkdy | 2014-01-01 | 2014-12-31 | Hourly | 0 | 0 | 0 | 0 | 1 | 1 | 1 | 1 | 1 | 1 | 1 | 1 | 1 | 1 | 1 | 1 | 1 | 1 | 1 | 1 | 1 | 0 | 0 | 0 | From DOE Prototype Buildings
OutPatientHealthCare AHU2-Fan_Pre2004 | Fan |  | Default | 2014-01-01 | 2014-12-31 | Constant | 0 | [23 empty] | From DOE Prototype Buildings
OutPatientHealthCare AHU2-Fan_Pre2004 | Fan |  | WntrDsn¦SmrDsn | 2014-01-01 | 2014-12-31 | Constant | 1 | [23 empty] | From DOE Prototype Buildings
OutPatientHealthCare AHU2-Fan_Pre2004 | Fan |  | Sat¦Wkdy | 2014-01-01 | 2014-12-31 | Hourly | 0 | 0 | 0 | 0 | 0 | 0 | 1 | 1 | 1 | 1 | 1 | 1 | 1 | 1 | 1 | 1 | 1 | 1 | 0 | 0 | 0 | 0 | 0 | 0 | From DOE Prototype Buildings
MNECB-97 A-Office Fans Sched | Fans | ON_OFF | Default¦Wkdy | 2014-01-01 | 2014-12-31 | Constant | 1.11e+18 | [23 empty] | From eQ_Lib.dat in MASControl 2017
MNECB-97 A-Office Fans Sched | Fans | ON_OFF | Wknd | 2014-01-01 | 2014-12-31 | Constant | 0 | [23 empty] | From eQ_Lib.dat in MASControl 2017
MNECB-97 B-Restrnt Fans Sched | Fans | ON_OFF | Default¦Wkdy | 2014-01-01 | 2014-12-31 | Constant | 1e+23 | [23 empty] | From eQ_Lib.dat in MASControl 2017
MNECB-97 B-Restrnt Fans Sched | Fans | ON_OFF | Sat | 2014-01-01 | 2014-12-31 | Constant | 1e+23 | [23 empty] | From eQ_Lib.dat in MASControl 2017
MNECB-97 B-Restrnt Fans Sched | Fans | ON_OFF | Sun | 2014-01-01 | 2014-12-31 | Constant | 1e+23 | [23 empty] | From eQ_Lib.dat in MASControl 2017
MNECB-97 C-Retail Fans Sched | Fans | ON_OFF | Default¦Wkdy | 2014-01-01 | 2014-12-31 | Constant | 1.11e+17 | [23 empty] | From eQ_Lib.dat in MASControl 2017
MNECB-97 C-Retail Fans Sched | Fans | ON_OFF | Sat | 2014-01-01 | 2014-12-31 | Constant | 1.11e+17 | [23 empty] | From eQ_Lib.dat in MASControl 2017
MNECB-97 C-Retail Fans Sched | Fans | ON_OFF | Sun | 2014-01-01 | 2014-12-31 | Constant | 1110000000000000 | [23 empty] | From eQ_Lib.dat in MASControl 2017
MNECB-97 D-School Fans Sched | Fans | ON_OFF | Default¦Wkdy | 2014-01-01 | 2014-12-31 | Constant | 1.11e+17 | [23 empty] | From eQ_Lib.dat in MASControl 2017
MNECB-97 D-School Fans Sched | Fans | ON_OFF | Wknd | 2014-01-01 | 2014-12-31 | Constant | 0 | [23 empty] | From eQ_Lib.dat in MASControl 2017
MNECB-97 E-Storage Fans Sched | Fans | ON_OFF | Default¦Wkdy | 2014-01-01 | 2014-12-31 | Constant | 1.11e+17 | [23 empty] | From eQ_Lib.dat in MASControl 2017
MNECB-97 E-Storage Fans Sched | Fans | ON_OFF | Sat | 2014-01-01 | 2014-12-31 | Constant | 11100000000000000 | [23 empty] | From eQ_Lib.dat in MASControl 2017
MNECB-97 E-Storage Fans Sched | Fans | ON_OFF | Sun | 2014-01-01 | 2014-12-31 | Constant | 0 | [23 empty] | From eQ_Lib.dat in MASControl 2017
MNECB-97 F-Lodging Fans Sched | Fans | ON_OFF | Default¦SmrDsn¦WntrDsn¦Hol | 2014-01-01 | 2014-12-31 | Constant | 1.11e+23 | [23 empty] | From eQ_Lib.dat in MASControl 2017
MNECB-97 G-Multfam Fans Sched | Fans | ON_OFF | Default¦SmrDsn¦WntrDsn¦Hol | 2014-01-01 | 2014-12-31 | Constant | 1.11e+23 | [23 empty] | From eQ_Lib.dat in MASControl 2017
MNECB-97 H-Health Fans Sched | Fans | ON_OFF | Default¦SmrDsn¦WntrDsn¦Hol | 2014-01-01 | 2014-12-31 | Constant | 1.11e+23 | [23 empty] | From eQ_Lib.dat in MASControl 2017
MNECB-97 I-Assmbly Fans Sched | Fans | ON_OFF | Default¦Wkdy | 2014-01-01 | 2014-12-31 | Constant | 11100000000 | [23 empty] | From eQ_Lib.dat in MASControl 2017
MNECB-97 I-Assmbly Fans Sched | Fans | ON_OFF | Sat | 2014-01-01 | 2014-12-31 | Constant | 111000000000000 | [23 empty] | From eQ_Lib.dat in MASControl 2017
MNECB-97 I-Assmbly Fans Sched | Fans | ON_OFF | Sun | 2014-01-01 | 2014-12-31 | Constant | 1.11e+17 | [23 empty] | From eQ_Lib.dat in MASControl 2017
MNECB-97 A-Office Heatng Sched | Heating | C | Default¦SmrDsn¦WntrDsn¦Hol | 2014-01-01 | 2014-12-31 | Constant | 18 | [23 empty] | From eQ_Lib.dat in MASControl 2017
MNECB-97 B-Restrnt Heatng Sched | Heating | C | Default¦SmrDsn¦WntrDsn¦Hol | 2014-01-01 | 2014-12-31 | Constant | 22 | [23 empty] | From eQ_Lib.dat in MASControl 2017
MNECB-97 C-Retail Heatng Sched | Heating | C | Default¦SmrDsn¦WntrDsn¦Hol | 2014-01-01 | 2014-12-31 | Constant | 18 | [23 empty] | From eQ_Lib.dat in MASControl 2017
MNECB-97 D-School Heatng Sched | Heating | C | Default¦SmrDsn¦WntrDsn¦Hol | 2014-01-01 | 2014-12-31 | Constant | 18 | [23 empty] | From eQ_Lib.dat in MASControl 2017
MNECB-97 E-Storage Heatng Sched | Heating | C | Default¦SmrDsn¦WntrDsn¦Hol | 2014-01-01 | 2014-12-31 | Constant | 18 | [23 empty] | From eQ_Lib.dat in MASControl 2017
MNECB-97 F-Lodging Heatng Sched | Heating | C | Default¦SmrDsn¦WntrDsn¦Hol | 2014-01-01 | 2014-12-31 | Constant | 18 | [23 empty] | From eQ_Lib.dat in MASControl 2017
MNECB-97 G-Multfam Heatng Sched | Heating | C | Default¦SmrDsn¦WntrDsn¦Hol | 2014-01-01 | 2014-12-31 | Constant | 18 | [23 empty] | From eQ_Lib.dat in MASControl 2017
MNECB-97 H-Health Heatng Sched | Heating | C | Default¦SmrDsn¦WntrDsn¦Hol | 2014-01-01 | 2014-12-31 | Constant | 18 | [23 empty] | From eQ_Lib.dat in MASControl 2017
MNECB-97 I-Assmbly Heatng Sched | Heating | C | Default¦SmrDsn¦WntrDsn¦Hol | 2014-01-01 | 2014-12-31 | Constant | 18 | [23 empty] | From eQ_Lib.dat in MASControl 2017
MNECB-97 A-Office HotWtr Sched | HotWater | FRACTION | Default¦SmrDsn¦WntrDsn¦Hol | 2014-01-01 | 2014-12-31 | Constant | 0.05 | [23 empty] | From eQ_Lib.dat in MASControl 2017
MNECB-97 B-Restrnt HotWtr Sched | HotWater | FRACTION | Default¦Wkdy | 2014-01-01 | 2014-12-31 | Constant | 0.5 | [23 empty] | From eQ_Lib.dat in MASControl 2017
MNECB-97 B-Restrnt HotWtr Sched | HotWater | FRACTION | Wknd | 2014-01-01 | 2014-12-31 | Constant | 0.6 | [23 empty] | From eQ_Lib.dat in MASControl 2017
MNECB-97 C-Retail HotWtr Sched | HotWater | FRACTION | Default¦SmrDsn¦WntrDsn¦Hol | 2014-01-01 | 2014-12-31 | Constant | 0.05 | [23 empty] | From eQ_Lib.dat in MASControl 2017
MNECB-97 D-School HotWtr Sched | HotWater | FRACTION | Default¦SmrDsn¦WntrDsn¦Hol | 2014-01-01 | 2014-12-31 | Constant | 0.05 | [23 empty] | From eQ_Lib.dat in MASControl 2017
MNECB-97 E-Storage HotWtr Sched | HotWater | FRACTION | Default¦SmrDsn¦WntrDsn¦Hol | 2014-01-01 | 2014-12-31 | Constant | 0.05 | [23 empty] | From eQ_Lib.dat in MASControl 2017
MNECB-97 F-Lodging HotWtr Sched | HotWater | FRACTION | Default¦SmrDsn¦WntrDsn¦Hol | 2014-01-01 | 2014-12-31 | Constant | 0.3 | [23 empty] | From eQ_Lib.dat in MASControl 2017
MNECB-97 G-Multfam HotWtr Sched | HotWater | FRACTION | Default¦SmrDsn¦WntrDsn¦Hol | 2014-01-01 | 2014-12-31 | Constant | 0.05 | [23 empty] | From eQ_Lib.dat in MASControl 2017
MNECB-97 H-Health HotWtr Sched | HotWater | FRACTION | Default¦SmrDsn¦WntrDsn¦Hol | 2014-01-01 | 2014-12-31 | Constant | 0.9 | [23 empty] | From eQ_Lib.dat in MASControl 2017
MNECB-97 I-Assmbly HotWtr Sched | HotWater | FRACTION | Default¦SmrDsn¦WntrDsn¦Hol | 2014-01-01 | 2014-12-31 | Constant | 0.05 | [23 empty] | From eQ_Lib.dat in MASControl 2017
ApartmentHighRise INFIL_Door_Opening_SCH_0.131 | Infiltration |  | Default¦WntrDsn¦SmrDsn | 2014-01-01 | 2014-12-31 | Hourly | 0 | 0 | 0 | 0 | 0 | 0 | 0.131 | 1 | 0.131 | 0.131 | 0.131 | 0.131 | 0.131 | 0.131 | 0.131 | 0.131 | 0.131 | 1 | 0.131 | 0.131 | 0.131 | 0.131 | 0 | 0 | From DOE Prototype Buildings
ApartmentHighRise INFIL_Door_Opening_SCH_0.144 | Infiltration |  | Default¦WntrDsn¦SmrDsn | 2014-01-01 | 2014-12-31 | Hourly | 0 | 0 | 0 | 0 | 0 | 0 | 0.144 | 1 | 0.144 | 0.144 | 0.144 | 0.144 | 0.144 | 0.144 | 0.144 | 0.144 | 0.144 | 1 | 0.144 | 0.144 | 0.144 | 0.144 | 0 | 0 | From DOE Prototype Buildings
ApartmentMidRise INFIL_Door_Opening_SCH_2004_2007 | Infiltration |  | Default¦WntrDsn¦SmrDsn | 2014-01-01 | 2014-12-31 | Hourly | 0 | 0 | 0 | 0 | 0 | 0 | 0.144 | 1 | 0.144 | 0.144 | 0.144 | 0.144 | 0.144 | 0.144 | 0.144 | 0.144 | 0.144 | 1 | 0.144 | 0.144 | 0.144 | 0.144 | 0 | 0 | From DOE Prototype Buildings
ApartmentMidRise INFIL_Door_Opening_SCH_2010_2013 | Infiltration |  | Default¦WntrDsn¦SmrDsn | 2014-01-01 | 2014-12-31 | Hourly | 0 | 0 | 0 | 0 | 0 | 0 | 0.131 | 1 | 0.131 | 0.131 | 0.131 | 0.131 | 0.131 | 0.131 | 0.131 | 0.131 | 0.131 | 1 | 0.131 | 0.131 | 0.131 | 0.131 | 0 | 0 | From DOE Prototype Buildings
AssemblyInfiltration | Infiltration |  | Sat | 2017-01-01 | 2017-12-31 | Hourly | 1 | 1 | 1 | 1 | 1 | 1 | 0.25 | 0.25 | 0.25 | 0.25 | 0.25 | 0.25 | 0.25 | 0.25 | 0.25 | 0.25 | 0.25 | 0.25 | 0.25 | 0.25 | 0.25 | 0.25 | 0.25 | 1 | From Commercial Building Energy Saver (CBES) Prototype Models: cbes.lbl.gov
AssemblyInfiltration | Infiltration |  | Sun | 2017-01-01 | 2017-12-31 | Hourly | 1 | 1 | 1 | 1 | 1 | 1 | 0.25 | 0.25 | 0.25 | 0.25 | 0.25 | 0.25 | 0.25 | 0.25 | 0.25 | 0.25 | 0.25 | 0.25 | 0.25 | 0.25 | 0.25 | 0.25 | 0.25 | 1 | From Commercial Building Energy Saver (CBES) Prototype Models: cbes.lbl.gov
AssemblyInfiltration | Infiltration |  | Wkdy | 2017-01-01 | 2017-12-31 | Hourly | 1 | 1 | 1 | 1 | 1 | 0.25 | 0.25 | 0.25 | 0.25 | 0.25 | 0.25 | 0.25 | 0.25 | 0.25 | 0.25 | 0.25 | 0.25 | 0.25 | 0.25 | 0.25 | 0.25 | 0.25 | 0.25 | 1 | From Commercial Building Energy Saver (CBES) Prototype Models: cbes.lbl.gov
Courthouse INFIL_Door_Opening_SCH | Infiltration |  | Wkdy | 2014-01-01 | 2014-12-31 | Hourly | 0 | 0 | 0 | 0 | 0 | 0 | 0.144 | 1 | 0.144 | 0.144 | 0.144 | 0.144 | 0.6 | 0.144 | 0.144 | 0.144 | 0.144 | 0.8 | 0.144 | 0 | 0 | 0 | 0 | 0 | Based on Medium Office Prototype and Courthouse Occupancy
Courthouse INFIL_Door_Opening_SCH | Infiltration |  | Default¦WntrDsn¦SmrDsn | 2014-01-01 | 2014-12-31 | Constant | 0 | [23 empty] | Based on Medium Office Prototype and Courthouse Occupancy
Courthouse_INFIL_QUARTER_ON_SCH | Infiltration |  | Default¦SmrDsn | 2018-01-01 | 2018-12-31 | Hourly | 1 | 1 | 1 | 1 | 1 | 1 | 0.25 | 0.25 | 0.25 | 0.25 | 0.25 | 0.25 | 0.25 | 0.25 | 0.25 | 0.25 | 0.25 | 0.25 | 0.25 | 0.25 | 0.25 | 0.25 | 1 | 1 | Used Medium Office Infil Quarter On
Courthouse_INFIL_QUARTER_ON_SCH | Infiltration |  | WntrDsn¦Sat | 2018-01-01 | 2018-12-31 | Hourly | 1 | 1 | 1 | 1 | 1 | 1 | 0.25 | 0.25 | 0.25 | 0.25 | 0.25 | 0.25 | 0.25 | 0.25 | 0.25 | 0.25 | 0.25 | 0.25 | 1 | 1 | 1 | 1 | 1 | 1 | Used Medium Office Infil Quarter On
Courthouse_INFIL_QUARTER_ON_SCH | Infiltration |  | Sun | 2018-01-01 | 2018-12-31 | Constant | 1 | [23 empty] | Used Medium Office Infil Quarter On
Courthouse_INFIL_SCH | Infiltration |  | Default | 2018-01-01 | 2018-12-31 | Constant | 1 | [23 empty] | Used OfficeMedium INFIL_SCH_PNNL
Courthouse_INFIL_SCH | Infiltration |  | WntrDsn¦Sat | 2018-01-01 | 2018-12-31 | Hourly | 1 | 1 | 1 | 1 | 1 | 1 | 0.25 | 0.25 | 0.25 | 0.25 | 0.25 | 0.25 | 0.25 | 0.25 | 0.25 | 0.25 | 0.25 | 0.25 | 1 | 1 | 1 | 1 | 1 | 1 | Used OfficeMedium INFIL_SCH_PNNL
Courthouse_INFIL_SCH | Infiltration |  | SmrDsn¦Wkdy | 2018-01-01 | 2018-12-31 | Hourly | 1 | 1 | 1 | 1 | 1 | 1 | 0.25 | 0.25 | 0.25 | 0.25 | 0.25 | 0.25 | 0.25 | 0.25 | 0.25 | 0.25 | 0.25 | 0.25 | 0.25 | 0.25 | 0.25 | 0.25 | 1 | 1 | Used OfficeMedium INFIL_SCH_PNNL
D_Asm_All_C_Inf_Yr | Infiltration | MULTIPLIER | Default¦SmrDsn¦WntrDsn¦Hol | 2014-01-01 | 2014-12-31 | Hourly | 1 | 1 | 1 | 1 | 1 | 1 | 1 | 1 | 0.5 | 0.5 | 0.5 | 0.5 | 0.5 | 0.5 | 0.5 | 0.5 | 0.5 | 0.5 | 0.5 | 0.5 | 0.5 | 0.5 | 1 | 1 | From eQ_Lib.dat in MASControl 2017
D_Asm_All_P_Inf_Yr | Infiltration | MULTIPLIER | Default¦SmrDsn¦WntrDsn¦Hol | 2014-01-01 | 2014-12-31 | Hourly | 1 | 1 | 1 | 1 | 1 | 1 | 1 | 1 | 0.5 | 0.5 | 0.5 | 0.5 | 0.5 | 0.5 | 0.5 | 0.5 | 0.5 | 0.5 | 0.5 | 0.5 | 0.5 | 0.5 | 1 | 1 | From eQ_Lib.dat in MASControl 2017
D_DMo_All_C_Inf_Yr | Infiltration | MULTIPLIER | Default¦SmrDsn¦WntrDsn¦Hol | 2014-01-01 | 2014-12-31 | Constant | 0.5 | [23 empty] | From eQ_Lib.dat in MASControl 2017
D_DMo_All_P_Inf_Yr | Infiltration | MULTIPLIER | Default¦SmrDsn¦WntrDsn¦Hol | 2014-01-01 | 2014-12-31 | Constant | 0.5 | [23 empty] | From eQ_Lib.dat in MASControl 2017
D_ECC_All_C_Inf_Yr | Infiltration | MULTIPLIER | Default¦SmrDsn¦WntrDsn | 2014-01-01 | 2014-01-11 | Constant | 1 | [23 empty] | From eQ_Lib.dat in MASControl 2017
D_ECC_All_C_Inf_Yr | Infiltration | MULTIPLIER | Default¦Wkdy | 2014-01-12 | 2014-04-03 | Hourly | 1 | 1 | 1 | 1 | 1 | 1 | 0.5 | 0.5 | 0.5 | 0.5 | 0.5 | 0.5 | 0.5 | 0.5 | 0.5 | 0.5 | 0.5 | 0.5 | 0.5 | 0.5 | 0.5 | 0.5 | 1 | 1 | From eQ_Lib.dat in MASControl 2017
D_ECC_All_C_Inf_Yr | Infiltration | MULTIPLIER | Sat | 2014-01-12 | 2014-04-03 | Hourly | 1 | 1 | 1 | 1 | 1 | 1 | 0.5 | 0.5 | 0.5 | 0.5 | 0.5 | 0.5 | 0.5 | 0.5 | 0.5 | 0.5 | 0.5 | 1 | 1 | 1 | 1 | 1 | 1 | 1 | From eQ_Lib.dat in MASControl 2017
D_ECC_All_C_Inf_Yr | Infiltration | MULTIPLIER | Sun | 2014-01-12 | 2014-04-03 | Constant | 1 | [23 empty] | From eQ_Lib.dat in MASControl 2017
D_ECC_All_C_Inf_Yr | Infiltration | MULTIPLIER | Default¦SmrDsn¦WntrDsn | 2014-04-04 | 2014-04-12 | Constant | 1 | [23 empty] | From eQ_Lib.dat in MASControl 2017
D_ECC_All_C_Inf_Yr | Infiltration | MULTIPLIER | Default¦Wkdy | 2014-04-13 | 2014-05-22 | Hourly | 1 | 1 | 1 | 1 | 1 | 1 | 0.5 | 0.5 | 0.5 | 0.5 | 0.5 | 0.5 | 0.5 | 0.5 | 0.5 | 0.5 | 0.5 | 0.5 | 0.5 | 0.5 | 0.5 | 0.5 | 1 | 1 | From eQ_Lib.dat in MASControl 2017
D_ECC_All_C_Inf_Yr | Infiltration | MULTIPLIER | Sat | 2014-04-13 | 2014-05-22 | Hourly | 1 | 1 | 1 | 1 | 1 | 1 | 0.5 | 0.5 | 0.5 | 0.5 | 0.5 | 0.5 | 0.5 | 0.5 | 0.5 | 0.5 | 0.5 | 1 | 1 | 1 | 1 | 1 | 1 | 1 | From eQ_Lib.dat in MASControl 2017
D_ECC_All_C_Inf_Yr | Infiltration | MULTIPLIER | Sun | 2014-04-13 | 2014-05-22 | Constant | 1 | [23 empty] | From eQ_Lib.dat in MASControl 2017
D_ECC_All_C_Inf_Yr | Infiltration | MULTIPLIER | Default¦SmrDsn¦WntrDsn | 2014-05-23 | 2014-05-31 | Constant | 1 | [23 empty] | From eQ_Lib.dat in MASControl 2017
D_ECC_All_C_Inf_Yr | Infiltration | MULTIPLIER | Default¦Wkdy | 2014-06-01 | 2014-08-07 | Hourly | 1 | 1 | 1 | 1 | 1 | 1 | 0.5 | 0.5 | 0.5 | 0.5 | 0.5 | 0.5 | 0.5 | 0.5 | 0.5 | 0.5 | 0.5 | 0.5 | 0.5 | 0.5 | 1 | 1 | 1 | 1 | From eQ_Lib.dat in MASControl 2017
D_ECC_All_C_Inf_Yr | Infiltration | MULTIPLIER | Sat | 2014-06-01 | 2014-08-07 | Hourly | 1 | 1 | 1 | 1 | 1 | 1 | 0.5 | 0.5 | 0.5 | 0.5 | 0.5 | 0.5 | 0.5 | 0.5 | 0.5 | 1 | 1 | 1 | 1 | 1 | 1 | 1 | 1 | 1 | From eQ_Lib.dat in MASControl 2017
D_ECC_All_C_Inf_Yr | Infiltration | MULTIPLIER | Sun | 2014-06-01 | 2014-08-07 | Constant | 1 | [23 empty] | From eQ_Lib.dat in MASControl 2017
D_ECC_All_C_Inf_Yr | Infiltration | MULTIPLIER | Default¦SmrDsn¦WntrDsn | 2014-08-08 | 2014-08-16 | Constant | 1 | [23 empty] | From eQ_Lib.dat in MASControl 2017
D_ECC_All_C_Inf_Yr | Infiltration | MULTIPLIER | Default¦Wkdy | 2014-08-17 | 2014-12-11 | Hourly | 1 | 1 | 1 | 1 | 1 | 1 | 0.5 | 0.5 | 0.5 | 0.5 | 0.5 | 0.5 | 0.5 | 0.5 | 0.5 | 0.5 | 0.5 | 0.5 | 0.5 | 0.5 | 0.5 | 0.5 | 1 | 1 | From eQ_Lib.dat in MASControl 2017
D_ECC_All_C_Inf_Yr | Infiltration | MULTIPLIER | Sat | 2014-08-17 | 2014-12-11 | Hourly | 1 | 1 | 1 | 1 | 1 | 1 | 0.5 | 0.5 | 0.5 | 0.5 | 0.5 | 0.5 | 0.5 | 0.5 | 0.5 | 0.5 | 0.5 | 1 | 1 | 1 | 1 | 1 | 1 | 1 | From eQ_Lib.dat in MASControl 2017
D_ECC_All_C_Inf_Yr | Infiltration | MULTIPLIER | Sun | 2014-08-17 | 2014-12-11 | Constant | 1 | [23 empty] | From eQ_Lib.dat in MASControl 2017
D_ECC_All_C_Inf_Yr | Infiltration | MULTIPLIER | Default¦SmrDsn¦WntrDsn | 2014-12-12 | 2014-12-31 | Constant | 1 | [23 empty] | From eQ_Lib.dat in MASControl 2017
D_ECC_All_C_Inf_Yr | Infiltration | MULTIPLIER | WntrDsn | 2014-01-01 | 2014-12-31 | Hourly | 1 | 1 | 1 | 1 | 1 | 1 | 0.5 | 0.5 | 0.5 | 0.5 | 0.5 | 0.5 | 0.5 | 0.5 | 0.5 | 0.5 | 0.5 | 0.5 | 0.5 | 0.5 | 0.5 | 0.5 | 1 | 1 | From eQ_Lib.dat in MASControl 2017
D_ECC_All_C_Inf_Yr | Infiltration | MULTIPLIER | SmrDsn | 2014-01-01 | 2014-12-31 | Hourly | 1 | 1 | 1 | 1 | 1 | 1 | 0.5 | 0.5 | 0.5 | 0.5 | 0.5 | 0.5 | 0.5 | 0.5 | 0.5 | 0.5 | 0.5 | 0.5 | 0.5 | 0.5 | 1 | 1 | 1 | 1 | From eQ_Lib.dat in MASControl 2017
D_ECC_All_C_Inf_Yr | Infiltration | MULTIPLIER | Hol | 2014-01-01 | 2014-12-31 | Constant | 1 | [23 empty] | From eQ_Lib.dat in MASControl 2017
D_ECC_All_P_Inf_Yr | Infiltration | MULTIPLIER | Default¦SmrDsn¦WntrDsn | 2014-01-01 | 2014-01-11 | Constant | 1 | [23 empty] | From eQ_Lib.dat in MASControl 2017
D_ECC_All_P_Inf_Yr | Infiltration | MULTIPLIER | Default¦Wkdy | 2014-01-12 | 2014-04-03 | Hourly | 1 | 1 | 1 | 1 | 1 | 1 | 0.5 | 0.5 | 0.5 | 0.5 | 0.5 | 0.5 | 0.5 | 0.5 | 0.5 | 0.5 | 0.5 | 0.5 | 0.5 | 0.5 | 0.5 | 0.5 | 1 | 1 | From eQ_Lib.dat in MASControl 2017
D_ECC_All_P_Inf_Yr | Infiltration | MULTIPLIER | Sat | 2014-01-12 | 2014-04-03 | Hourly | 1 | 1 | 1 | 1 | 1 | 1 | 0.5 | 0.5 | 0.5 | 0.5 | 0.5 | 0.5 | 0.5 | 0.5 | 0.5 | 0.5 | 0.5 | 1 | 1 | 1 | 1 | 1 | 1 | 1 | From eQ_Lib.dat in MASControl 2017
D_ECC_All_P_Inf_Yr | Infiltration | MULTIPLIER | Sun | 2014-01-12 | 2014-04-03 | Constant | 1 | [23 empty] | From eQ_Lib.dat in MASControl 2017
D_ECC_All_P_Inf_Yr | Infiltration | MULTIPLIER | Default¦SmrDsn¦WntrDsn | 2014-04-04 | 2014-04-12 | Constant | 1 | [23 empty] | From eQ_Lib.dat in MASControl 2017
D_ECC_All_P_Inf_Yr | Infiltration | MULTIPLIER | Default¦Wkdy | 2014-04-13 | 2014-05-22 | Hourly | 1 | 1 | 1 | 1 | 1 | 1 | 0.5 | 0.5 | 0.5 | 0.5 | 0.5 | 0.5 | 0.5 | 0.5 | 0.5 | 0.5 | 0.5 | 0.5 | 0.5 | 0.5 | 0.5 | 0.5 | 1 | 1 | From eQ_Lib.dat in MASControl 2017
D_ECC_All_P_Inf_Yr | Infiltration | MULTIPLIER | Sat | 2014-04-13 | 2014-05-22 | Hourly | 1 | 1 | 1 | 1 | 1 | 1 | 0.5 | 0.5 | 0.5 | 0.5 | 0.5 | 0.5 | 0.5 | 0.5 | 0.5 | 0.5 | 0.5 | 1 | 1 | 1 | 1 | 1 | 1 | 1 | From eQ_Lib.dat in MASControl 2017
D_ECC_All_P_Inf_Yr | Infiltration | MULTIPLIER | Sun | 2014-04-13 | 2014-05-22 | Constant | 1 | [23 empty] | From eQ_Lib.dat in MASControl 2017
D_ECC_All_P_Inf_Yr | Infiltration | MULTIPLIER | Default¦SmrDsn¦WntrDsn | 2014-05-23 | 2014-05-31 | Constant | 1 | [23 empty] | From eQ_Lib.dat in MASControl 2017
D_ECC_All_P_Inf_Yr | Infiltration | MULTIPLIER | Default¦Wkdy | 2014-06-01 | 2014-08-07 | Hourly | 1 | 1 | 1 | 1 | 1 | 1 | 0.5 | 0.5 | 0.5 | 0.5 | 0.5 | 0.5 | 0.5 | 0.5 | 0.5 | 0.5 | 0.5 | 0.5 | 0.5 | 0.5 | 1 | 1 | 1 | 1 | From eQ_Lib.dat in MASControl 2017
D_ECC_All_P_Inf_Yr | Infiltration | MULTIPLIER | Sat | 2014-06-01 | 2014-08-07 | Hourly | 1 | 1 | 1 | 1 | 1 | 1 | 0.5 | 0.5 | 0.5 | 0.5 | 0.5 | 0.5 | 0.5 | 0.5 | 0.5 | 1 | 1 | 1 | 1 | 1 | 1 | 1 | 1 | 1 | From eQ_Lib.dat in MASControl 2017
D_ECC_All_P_Inf_Yr | Infiltration | MULTIPLIER | Sun | 2014-06-01 | 2014-08-07 | Constant | 1 | [23 empty] | From eQ_Lib.dat in MASControl 2017
D_ECC_All_P_Inf_Yr | Infiltration | MULTIPLIER | Default¦SmrDsn¦WntrDsn | 2014-08-08 | 2014-08-16 | Constant | 1 | [23 empty] | From eQ_Lib.dat in MASControl 2017
D_ECC_All_P_Inf_Yr | Infiltration | MULTIPLIER | Default¦Wkdy | 2014-08-17 | 2014-12-11 | Hourly | 1 | 1 | 1 | 1 | 1 | 1 | 0.5 | 0.5 | 0.5 | 0.5 | 0.5 | 0.5 | 0.5 | 0.5 | 0.5 | 0.5 | 0.5 | 0.5 | 0.5 | 0.5 | 0.5 | 0.5 | 1 | 1 | From eQ_Lib.dat in MASControl 2017
D_ECC_All_P_Inf_Yr | Infiltration | MULTIPLIER | Sat | 2014-08-17 | 2014-12-11 | Hourly | 1 | 1 | 1 | 1 | 1 | 1 | 0.5 | 0.5 | 0.5 | 0.5 | 0.5 | 0.5 | 0.5 | 0.5 | 0.5 | 0.5 | 0.5 | 1 | 1 | 1 | 1 | 1 | 1 | 1 | From eQ_Lib.dat in MASControl 2017
D_ECC_All_P_Inf_Yr | Infiltration | MULTIPLIER | Sun | 2014-08-17 | 2014-12-11 | Constant | 1 | [23 empty] | From eQ_Lib.dat in MASControl 2017
D_ECC_All_P_Inf_Yr | Infiltration | MULTIPLIER | Default¦SmrDsn¦WntrDsn | 2014-12-12 | 2014-12-31 | Constant | 1 | [23 empty] | From eQ_Lib.dat in MASControl 2017
D_ECC_All_P_Inf_Yr | Infiltration | MULTIPLIER | WntrDsn | 2014-01-01 | 2014-12-31 | Hourly | 1 | 1 | 1 | 1 | 1 | 1 | 0.5 | 0.5 | 0.5 | 0.5 | 0.5 | 0.5 | 0.5 | 0.5 | 0.5 | 0.5 | 0.5 | 0.5 | 0.5 | 0.5 | 0.5 | 0.5 | 1 | 1 | From eQ_Lib.dat in MASControl 2017
D_ECC_All_P_Inf_Yr | Infiltration | MULTIPLIER | SmrDsn | 2014-01-01 | 2014-12-31 | Hourly | 1 | 1 | 1 | 1 | 1 | 1 | 0.5 | 0.5 | 0.5 | 0.5 | 0.5 | 0.5 | 0.5 | 0.5 | 0.5 | 0.5 | 0.5 | 0.5 | 0.5 | 0.5 | 1 | 1 | 1 | 1 | From eQ_Lib.dat in MASControl 2017
D_ECC_All_P_Inf_Yr | Infiltration | MULTIPLIER | Hol | 2014-01-01 | 2014-12-31 | Constant | 1 | [23 empty] | From eQ_Lib.dat in MASControl 2017
D_EPr_All_C_Inf_Yr | Infiltration | MULTIPLIER | Default¦SmrDsn¦WntrDsn | 2014-01-01 | 2014-01-04 | Constant | 1 | [23 empty] | From eQ_Lib.dat in MASControl 2017
D_EPr_All_C_Inf_Yr | Infiltration | MULTIPLIER | Default¦Wkdy | 2014-01-05 | 2014-04-03 | Hourly | 1 | 1 | 1 | 1 | 1 | 1 | 1 | 0.5 | 0.5 | 0.5 | 0.5 | 0.5 | 0.5 | 0.5 | 0.5 | 0.5 | 0.5 | 0.5 | 0.5 | 1 | 1 | 1 | 1 | 1 | From eQ_Lib.dat in MASControl 2017
D_EPr_All_C_Inf_Yr | Infiltration | MULTIPLIER | Sat | 2014-01-05 | 2014-04-03 | Hourly | 1 | 1 | 1 | 1 | 1 | 1 | 1 | 0.5 | 0.5 | 0.5 | 0.5 | 0.5 | 0.5 | 0.5 | 0.5 | 0.5 | 0.5 | 1 | 1 | 1 | 1 | 1 | 1 | 1 | From eQ_Lib.dat in MASControl 2017
D_EPr_All_C_Inf_Yr | Infiltration | MULTIPLIER | Sun | 2014-01-05 | 2014-04-03 | Constant | 1 | [23 empty] | From eQ_Lib.dat in MASControl 2017
D_EPr_All_C_Inf_Yr | Infiltration | MULTIPLIER | Default¦SmrDsn¦WntrDsn | 2014-04-04 | 2014-04-12 | Constant | 1 | [23 empty] | From eQ_Lib.dat in MASControl 2017
D_EPr_All_C_Inf_Yr | Infiltration | MULTIPLIER | Default¦Wkdy | 2014-04-13 | 2014-06-12 | Hourly | 1 | 1 | 1 | 1 | 1 | 1 | 1 | 0.5 | 0.5 | 0.5 | 0.5 | 0.5 | 0.5 | 0.5 | 0.5 | 0.5 | 0.5 | 0.5 | 0.5 | 1 | 1 | 1 | 1 | 1 | From eQ_Lib.dat in MASControl 2017
D_EPr_All_C_Inf_Yr | Infiltration | MULTIPLIER | Sat | 2014-04-13 | 2014-06-12 | Hourly | 1 | 1 | 1 | 1 | 1 | 1 | 1 | 0.5 | 0.5 | 0.5 | 0.5 | 0.5 | 0.5 | 0.5 | 0.5 | 0.5 | 0.5 | 1 | 1 | 1 | 1 | 1 | 1 | 1 | From eQ_Lib.dat in MASControl 2017
D_EPr_All_C_Inf_Yr | Infiltration | MULTIPLIER | Sun | 2014-04-13 | 2014-06-12 | Constant | 1 | [23 empty] | From eQ_Lib.dat in MASControl 2017
D_EPr_All_C_Inf_Yr | Infiltration | MULTIPLIER | Default¦SmrDsn¦WntrDsn | 2014-06-13 | 2014-08-16 | Constant | 1 | [23 empty] | From eQ_Lib.dat in MASControl 2017
D_EPr_All_C_Inf_Yr | Infiltration | MULTIPLIER | Default¦Wkdy | 2014-08-17 | 2014-12-11 | Hourly | 1 | 1 | 1 | 1 | 1 | 1 | 1 | 0.5 | 0.5 | 0.5 | 0.5 | 0.5 | 0.5 | 0.5 | 0.5 | 0.5 | 0.5 | 0.5 | 0.5 | 1 | 1 | 1 | 1 | 1 | From eQ_Lib.dat in MASControl 2017
D_EPr_All_C_Inf_Yr | Infiltration | MULTIPLIER | Sat | 2014-08-17 | 2014-12-11 | Hourly | 1 | 1 | 1 | 1 | 1 | 1 | 1 | 0.5 | 0.5 | 0.5 | 0.5 | 0.5 | 0.5 | 0.5 | 0.5 | 0.5 | 0.5 | 1 | 1 | 1 | 1 | 1 | 1 | 1 | From eQ_Lib.dat in MASControl 2017
D_EPr_All_C_Inf_Yr | Infiltration | MULTIPLIER | Sun | 2014-08-17 | 2014-12-11 | Constant | 1 | [23 empty] | From eQ_Lib.dat in MASControl 2017
D_EPr_All_C_Inf_Yr | Infiltration | MULTIPLIER | Default¦SmrDsn¦WntrDsn | 2014-12-12 | 2014-12-31 | Constant | 1 | [23 empty] | From eQ_Lib.dat in MASControl 2017
D_EPr_All_C_Inf_Yr | Infiltration | MULTIPLIER | WntrDsn | 2014-01-01 | 2014-12-31 | Hourly | 1 | 1 | 1 | 1 | 1 | 1 | 1 | 0.5 | 0.5 | 0.5 | 0.5 | 0.5 | 0.5 | 0.5 | 0.5 | 0.5 | 0.5 | 0.5 | 0.5 | 1 | 1 | 1 | 1 | 1 | From eQ_Lib.dat in MASControl 2017
D_EPr_All_C_Inf_Yr | Infiltration | MULTIPLIER | SmrDsn | 2014-01-01 | 2014-12-31 | Hourly | 1 | 1 | 1 | 1 | 1 | 1 | 1 | 0.5 | 0.5 | 0.5 | 0.5 | 0.5 | 0.5 | 0.5 | 0.5 | 0.5 | 0.5 | 0.5 | 0.5 | 1 | 1 | 1 | 1 | 1 | From eQ_Lib.dat in MASControl 2017
D_EPr_All_C_Inf_Yr | Infiltration | MULTIPLIER | Hol | 2014-01-01 | 2014-12-31 | Constant | 1 | [23 empty] | From eQ_Lib.dat in MASControl 2017
D_EPr_All_P_Inf_Yr | Infiltration | MULTIPLIER | Default¦SmrDsn¦WntrDsn | 2014-01-01 | 2014-01-04 | Constant | 1 | [23 empty] | From eQ_Lib.dat in MASControl 2017
D_EPr_All_P_Inf_Yr | Infiltration | MULTIPLIER | Default¦Wkdy | 2014-01-05 | 2014-04-03 | Hourly | 1 | 1 | 1 | 1 | 1 | 1 | 1 | 0.5 | 0.5 | 0.5 | 0.5 | 0.5 | 0.5 | 0.5 | 0.5 | 0.5 | 0.5 | 0.5 | 0.5 | 1 | 1 | 1 | 1 | 1 | From eQ_Lib.dat in MASControl 2017
D_EPr_All_P_Inf_Yr | Infiltration | MULTIPLIER | Sat | 2014-01-05 | 2014-04-03 | Hourly | 1 | 1 | 1 | 1 | 1 | 1 | 1 | 0.5 | 0.5 | 0.5 | 0.5 | 0.5 | 0.5 | 0.5 | 0.5 | 0.5 | 0.5 | 1 | 1 | 1 | 1 | 1 | 1 | 1 | From eQ_Lib.dat in MASControl 2017
D_EPr_All_P_Inf_Yr | Infiltration | MULTIPLIER | Sun | 2014-01-05 | 2014-04-03 | Constant | 1 | [23 empty] | From eQ_Lib.dat in MASControl 2017
D_EPr_All_P_Inf_Yr | Infiltration | MULTIPLIER | Default¦SmrDsn¦WntrDsn | 2014-04-04 | 2014-04-12 | Constant | 1 | [23 empty] | From eQ_Lib.dat in MASControl 2017
D_EPr_All_P_Inf_Yr | Infiltration | MULTIPLIER | Default¦Wkdy | 2014-04-13 | 2014-06-12 | Hourly | 1 | 1 | 1 | 1 | 1 | 1 | 1 | 0.5 | 0.5 | 0.5 | 0.5 | 0.5 | 0.5 | 0.5 | 0.5 | 0.5 | 0.5 | 0.5 | 0.5 | 1 | 1 | 1 | 1 | 1 | From eQ_Lib.dat in MASControl 2017
D_EPr_All_P_Inf_Yr | Infiltration | MULTIPLIER | Sat | 2014-04-13 | 2014-06-12 | Hourly | 1 | 1 | 1 | 1 | 1 | 1 | 1 | 0.5 | 0.5 | 0.5 | 0.5 | 0.5 | 0.5 | 0.5 | 0.5 | 0.5 | 0.5 | 1 | 1 | 1 | 1 | 1 | 1 | 1 | From eQ_Lib.dat in MASControl 2017
D_EPr_All_P_Inf_Yr | Infiltration | MULTIPLIER | Sun | 2014-04-13 | 2014-06-12 | Constant | 1 | [23 empty] | From eQ_Lib.dat in MASControl 2017
D_EPr_All_P_Inf_Yr | Infiltration | MULTIPLIER | Default¦SmrDsn¦WntrDsn | 2014-06-13 | 2014-08-16 | Constant | 1 | [23 empty] | From eQ_Lib.dat in MASControl 2017
D_EPr_All_P_Inf_Yr | Infiltration | MULTIPLIER | Default¦Wkdy | 2014-08-17 | 2014-12-11 | Hourly | 1 | 1 | 1 | 1 | 1 | 1 | 1 | 0.5 | 0.5 | 0.5 | 0.5 | 0.5 | 0.5 | 0.5 | 0.5 | 0.5 | 0.5 | 0.5 | 0.5 | 1 | 1 | 1 | 1 | 1 | From eQ_Lib.dat in MASControl 2017
D_EPr_All_P_Inf_Yr | Infiltration | MULTIPLIER | Sat | 2014-08-17 | 2014-12-11 | Hourly | 1 | 1 | 1 | 1 | 1 | 1 | 1 | 0.5 | 0.5 | 0.5 | 0.5 | 0.5 | 0.5 | 0.5 | 0.5 | 0.5 | 0.5 | 1 | 1 | 1 | 1 | 1 | 1 | 1 | From eQ_Lib.dat in MASControl 2017
D_EPr_All_P_Inf_Yr | Infiltration | MULTIPLIER | Sun | 2014-08-17 | 2014-12-11 | Constant | 1 | [23 empty] | From eQ_Lib.dat in MASControl 2017
D_EPr_All_P_Inf_Yr | Infiltration | MULTIPLIER | Default¦SmrDsn¦WntrDsn | 2014-12-12 | 2014-12-31 | Constant | 1 | [23 empty] | From eQ_Lib.dat in MASControl 2017
D_EPr_All_P_Inf_Yr | Infiltration | MULTIPLIER | WntrDsn | 2014-01-01 | 2014-12-31 | Hourly | 1 | 1 | 1 | 1 | 1 | 1 | 1 | 0.5 | 0.5 | 0.5 | 0.5 | 0.5 | 0.5 | 0.5 | 0.5 | 0.5 | 0.5 | 0.5 | 0.5 | 1 | 1 | 1 | 1 | 1 | From eQ_Lib.dat in MASControl 2017
D_EPr_All_P_Inf_Yr | Infiltration | MULTIPLIER | SmrDsn | 2014-01-01 | 2014-12-31 | Hourly | 1 | 1 | 1 | 1 | 1 | 1 | 1 | 0.5 | 0.5 | 0.5 | 0.5 | 0.5 | 0.5 | 0.5 | 0.5 | 0.5 | 0.5 | 0.5 | 0.5 | 1 | 1 | 1 | 1 | 1 | From eQ_Lib.dat in MASControl 2017
D_EPr_All_P_Inf_Yr | Infiltration | MULTIPLIER | Hol | 2014-01-01 | 2014-12-31 | Constant | 1 | [23 empty] | From eQ_Lib.dat in MASControl 2017
D_ERC_All_C_Inf_Yr | Infiltration | MULTIPLIER | Default¦Wkdy | 2014-01-01 | 2014-01-04 | Constant | 1 | [23 empty] | From eQ_Lib.dat in MASControl 2017
D_ERC_All_C_Inf_Yr | Infiltration | MULTIPLIER | Sat | 2014-01-01 | 2014-01-04 | Hourly | 1 | 1 | 1 | 1 | 1 | 1 | 1 | 0.5 | 0.5 | 0.5 | 0.5 | 0.5 | 0.5 | 0.5 | 0.5 | 1 | 1 | 1 | 1 | 1 | 1 | 1 | 1 | 1 | From eQ_Lib.dat in MASControl 2017
D_ERC_All_C_Inf_Yr | Infiltration | MULTIPLIER | Sun | 2014-01-01 | 2014-01-04 | Constant | 1 | [23 empty] | From eQ_Lib.dat in MASControl 2017
D_ERC_All_C_Inf_Yr | Infiltration | MULTIPLIER | Default¦Wkdy | 2014-01-05 | 2014-04-03 | Hourly | 1 | 1 | 1 | 1 | 1 | 1 | 1 | 0.5 | 0.5 | 0.5 | 0.5 | 0.5 | 0.5 | 0.5 | 0.5 | 0.5 | 1 | 1 | 1 | 1 | 1 | 1 | 1 | 1 | From eQ_Lib.dat in MASControl 2017
D_ERC_All_C_Inf_Yr | Infiltration | MULTIPLIER | Sat | 2014-01-05 | 2014-04-03 | Hourly | 1 | 1 | 1 | 1 | 1 | 1 | 1 | 1 | 0.5 | 0.5 | 0.5 | 0.5 | 0.5 | 0.5 | 0.5 | 1 | 1 | 1 | 1 | 1 | 1 | 1 | 1 | 1 | From eQ_Lib.dat in MASControl 2017
D_ERC_All_C_Inf_Yr | Infiltration | MULTIPLIER | Sun | 2014-01-05 | 2014-04-03 | Constant | 1 | [23 empty] | From eQ_Lib.dat in MASControl 2017
D_ERC_All_C_Inf_Yr | Infiltration | MULTIPLIER | Default¦Wkdy | 2014-04-04 | 2014-04-12 | Constant | 1 | [23 empty] | From eQ_Lib.dat in MASControl 2017
D_ERC_All_C_Inf_Yr | Infiltration | MULTIPLIER | Sat | 2014-04-04 | 2014-04-12 | Hourly | 1 | 1 | 1 | 1 | 1 | 1 | 1 | 0.5 | 0.5 | 0.5 | 0.5 | 0.5 | 0.5 | 0.5 | 0.5 | 1 | 1 | 1 | 1 | 1 | 1 | 1 | 1 | 1 | From eQ_Lib.dat in MASControl 2017
D_ERC_All_C_Inf_Yr | Infiltration | MULTIPLIER | Sun | 2014-04-04 | 2014-04-12 | Constant | 1 | [23 empty] | From eQ_Lib.dat in MASControl 2017
D_ERC_All_C_Inf_Yr | Infiltration | MULTIPLIER | Default¦Wkdy | 2014-04-13 | 2014-06-12 | Hourly | 1 | 1 | 1 | 1 | 1 | 1 | 1 | 0.5 | 0.5 | 0.5 | 0.5 | 0.5 | 0.5 | 0.5 | 0.5 | 0.5 | 1 | 1 | 1 | 1 | 1 | 1 | 1 | 1 | From eQ_Lib.dat in MASControl 2017
D_ERC_All_C_Inf_Yr | Infiltration | MULTIPLIER | Sat | 2014-04-13 | 2014-06-12 | Hourly | 1 | 1 | 1 | 1 | 1 | 1 | 1 | 1 | 0.5 | 0.5 | 0.5 | 0.5 | 0.5 | 0.5 | 0.5 | 1 | 1 | 1 | 1 | 1 | 1 | 1 | 1 | 1 | From eQ_Lib.dat in MASControl 2017
D_ERC_All_C_Inf_Yr | Infiltration | MULTIPLIER | Sun | 2014-04-13 | 2014-06-12 | Constant | 1 | [23 empty] | From eQ_Lib.dat in MASControl 2017
D_ERC_All_C_Inf_Yr | Infiltration | MULTIPLIER | Default¦Wkdy | 2014-06-13 | 2014-08-16 | Constant | 1 | [23 empty] | From eQ_Lib.dat in MASControl 2017
D_ERC_All_C_Inf_Yr | Infiltration | MULTIPLIER | Sat | 2014-06-13 | 2014-08-16 | Hourly | 1 | 1 | 1 | 1 | 1 | 1 | 1 | 0.5 | 0.5 | 0.5 | 0.5 | 0.5 | 0.5 | 0.5 | 0.5 | 1 | 1 | 1 | 1 | 1 | 1 | 1 | 1 | 1 | From eQ_Lib.dat in MASControl 2017
D_ERC_All_C_Inf_Yr | Infiltration | MULTIPLIER | Sun | 2014-06-13 | 2014-08-16 | Constant | 1 | [23 empty] | From eQ_Lib.dat in MASControl 2017
D_ERC_All_C_Inf_Yr | Infiltration | MULTIPLIER | Default¦Wkdy | 2014-08-17 | 2014-12-11 | Hourly | 1 | 1 | 1 | 1 | 1 | 1 | 1 | 0.5 | 0.5 | 0.5 | 0.5 | 0.5 | 0.5 | 0.5 | 0.5 | 0.5 | 1 | 1 | 1 | 1 | 1 | 1 | 1 | 1 | From eQ_Lib.dat in MASControl 2017
D_ERC_All_C_Inf_Yr | Infiltration | MULTIPLIER | Sat | 2014-08-17 | 2014-12-11 | Hourly | 1 | 1 | 1 | 1 | 1 | 1 | 1 | 1 | 0.5 | 0.5 | 0.5 | 0.5 | 0.5 | 0.5 | 0.5 | 1 | 1 | 1 | 1 | 1 | 1 | 1 | 1 | 1 | From eQ_Lib.dat in MASControl 2017
D_ERC_All_C_Inf_Yr | Infiltration | MULTIPLIER | Sun | 2014-08-17 | 2014-12-11 | Constant | 1 | [23 empty] | From eQ_Lib.dat in MASControl 2017
D_ERC_All_C_Inf_Yr | Infiltration | MULTIPLIER | Default¦Wkdy | 2014-12-12 | 2014-12-31 | Constant | 1 | [23 empty] | From eQ_Lib.dat in MASControl 2017
D_ERC_All_C_Inf_Yr | Infiltration | MULTIPLIER | Sat | 2014-12-12 | 2014-12-31 | Hourly | 1 | 1 | 1 | 1 | 1 | 1 | 1 | 0.5 | 0.5 | 0.5 | 0.5 | 0.5 | 0.5 | 0.5 | 0.5 | 1 | 1 | 1 | 1 | 1 | 1 | 1 | 1 | 1 | From eQ_Lib.dat in MASControl 2017
D_ERC_All_C_Inf_Yr | Infiltration | MULTIPLIER | Sun | 2014-12-12 | 2014-12-31 | Constant | 1 | [23 empty] | From eQ_Lib.dat in MASControl 2017
D_ERC_All_C_Inf_Yr | Infiltration | MULTIPLIER | WntrDsn | 2014-01-01 | 2014-12-31 | Constant | 1 | [23 empty] | From eQ_Lib.dat in MASControl 2017
D_ERC_All_C_Inf_Yr | Infiltration | MULTIPLIER | SmrDsn | 2014-01-01 | 2014-12-31 | Hourly | 1 | 1 | 1 | 1 | 1 | 1 | 1 | 0.5 | 0.5 | 0.5 | 0.5 | 0.5 | 0.5 | 0.5 | 0.5 | 0.5 | 1 | 1 | 1 | 1 | 1 | 1 | 1 | 1 | From eQ_Lib.dat in MASControl 2017
D_ERC_All_C_Inf_Yr | Infiltration | MULTIPLIER | Hol | 2014-01-01 | 2014-12-31 | Constant | 1 | [23 empty] | From eQ_Lib.dat in MASControl 2017
D_ERC_All_P_Inf_Yr | Infiltration | MULTIPLIER | Default¦Wkdy | 2014-01-01 | 2014-01-04 | Constant | 1 | [23 empty] | From eQ_Lib.dat in MASControl 2017
D_ERC_All_P_Inf_Yr | Infiltration | MULTIPLIER | Sat | 2014-01-01 | 2014-01-04 | Hourly | 1 | 1 | 1 | 1 | 1 | 1 | 1 | 0.5 | 0.5 | 0.5 | 0.5 | 0.5 | 0.5 | 0.5 | 0.5 | 1 | 1 | 1 | 1 | 1 | 1 | 1 | 1 | 1 | From eQ_Lib.dat in MASControl 2017
D_ERC_All_P_Inf_Yr | Infiltration | MULTIPLIER | Sun | 2014-01-01 | 2014-01-04 | Constant | 1 | [23 empty] | From eQ_Lib.dat in MASControl 2017
D_ERC_All_P_Inf_Yr | Infiltration | MULTIPLIER | Default¦Wkdy | 2014-01-05 | 2014-04-03 | Hourly | 1 | 1 | 1 | 1 | 1 | 1 | 1 | 0.5 | 0.5 | 0.5 | 0.5 | 0.5 | 0.5 | 0.5 | 0.5 | 0.5 | 1 | 1 | 1 | 1 | 1 | 1 | 1 | 1 | From eQ_Lib.dat in MASControl 2017
D_ERC_All_P_Inf_Yr | Infiltration | MULTIPLIER | Sat | 2014-01-05 | 2014-04-03 | Hourly | 1 | 1 | 1 | 1 | 1 | 1 | 1 | 1 | 0.5 | 0.5 | 0.5 | 0.5 | 0.5 | 0.5 | 0.5 | 1 | 1 | 1 | 1 | 1 | 1 | 1 | 1 | 1 | From eQ_Lib.dat in MASControl 2017
D_ERC_All_P_Inf_Yr | Infiltration | MULTIPLIER | Sun | 2014-01-05 | 2014-04-03 | Constant | 1 | [23 empty] | From eQ_Lib.dat in MASControl 2017
D_ERC_All_P_Inf_Yr | Infiltration | MULTIPLIER | Default¦Wkdy | 2014-04-04 | 2014-04-12 | Constant | 1 | [23 empty] | From eQ_Lib.dat in MASControl 2017
D_ERC_All_P_Inf_Yr | Infiltration | MULTIPLIER | Sat | 2014-04-04 | 2014-04-12 | Hourly | 1 | 1 | 1 | 1 | 1 | 1 | 1 | 0.5 | 0.5 | 0.5 | 0.5 | 0.5 | 0.5 | 0.5 | 0.5 | 1 | 1 | 1 | 1 | 1 | 1 | 1 | 1 | 1 | From eQ_Lib.dat in MASControl 2017
D_ERC_All_P_Inf_Yr | Infiltration | MULTIPLIER | Sun | 2014-04-04 | 2014-04-12 | Constant | 1 | [23 empty] | From eQ_Lib.dat in MASControl 2017
D_ERC_All_P_Inf_Yr | Infiltration | MULTIPLIER | Default¦Wkdy | 2014-04-13 | 2014-06-12 | Hourly | 1 | 1 | 1 | 1 | 1 | 1 | 1 | 0.5 | 0.5 | 0.5 | 0.5 | 0.5 | 0.5 | 0.5 | 0.5 | 0.5 | 1 | 1 | 1 | 1 | 1 | 1 | 1 | 1 | From eQ_Lib.dat in MASControl 2017
D_ERC_All_P_Inf_Yr | Infiltration | MULTIPLIER | Sat | 2014-04-13 | 2014-06-12 | Hourly | 1 | 1 | 1 | 1 | 1 | 1 | 1 | 1 | 0.5 | 0.5 | 0.5 | 0.5 | 0.5 | 0.5 | 0.5 | 1 | 1 | 1 | 1 | 1 | 1 | 1 | 1 | 1 | From eQ_Lib.dat in MASControl 2017
D_ERC_All_P_Inf_Yr | Infiltration | MULTIPLIER | Sun | 2014-04-13 | 2014-06-12 | Constant | 1 | [23 empty] | From eQ_Lib.dat in MASControl 2017
D_ERC_All_P_Inf_Yr | Infiltration | MULTIPLIER | Default¦Wkdy | 2014-06-13 | 2014-08-16 | Constant | 1 | [23 empty] | From eQ_Lib.dat in MASControl 2017
D_ERC_All_P_Inf_Yr | Infiltration | MULTIPLIER | Sat | 2014-06-13 | 2014-08-16 | Hourly | 1 | 1 | 1 | 1 | 1 | 1 | 1 | 0.5 | 0.5 | 0.5 | 0.5 | 0.5 | 0.5 | 0.5 | 0.5 | 1 | 1 | 1 | 1 | 1 | 1 | 1 | 1 | 1 | From eQ_Lib.dat in MASControl 2017
D_ERC_All_P_Inf_Yr | Infiltration | MULTIPLIER | Sun | 2014-06-13 | 2014-08-16 | Constant | 1 | [23 empty] | From eQ_Lib.dat in MASControl 2017
D_ERC_All_P_Inf_Yr | Infiltration | MULTIPLIER | Default¦Wkdy | 2014-08-17 | 2014-12-11 | Hourly | 1 | 1 | 1 | 1 | 1 | 1 | 1 | 0.5 | 0.5 | 0.5 | 0.5 | 0.5 | 0.5 | 0.5 | 0.5 | 0.5 | 1 | 1 | 1 | 1 | 1 | 1 | 1 | 1 | From eQ_Lib.dat in MASControl 2017
D_ERC_All_P_Inf_Yr | Infiltration | MULTIPLIER | Sat | 2014-08-17 | 2014-12-11 | Hourly | 1 | 1 | 1 | 1 | 1 | 1 | 1 | 1 | 0.5 | 0.5 | 0.5 | 0.5 | 0.5 | 0.5 | 0.5 | 1 | 1 | 1 | 1 | 1 | 1 | 1 | 1 | 1 | From eQ_Lib.dat in MASControl 2017
D_ERC_All_P_Inf_Yr | Infiltration | MULTIPLIER | Sun | 2014-08-17 | 2014-12-11 | Constant | 1 | [23 empty] | From eQ_Lib.dat in MASControl 2017
D_ERC_All_P_Inf_Yr | Infiltration | MULTIPLIER | Default¦Wkdy | 2014-12-12 | 2014-12-31 | Constant | 1 | [23 empty] | From eQ_Lib.dat in MASControl 2017
D_ERC_All_P_Inf_Yr | Infiltration | MULTIPLIER | Sat | 2014-12-12 | 2014-12-31 | Hourly | 1 | 1 | 1 | 1 | 1 | 1 | 1 | 0.5 | 0.5 | 0.5 | 0.5 | 0.5 | 0.5 | 0.5 | 0.5 | 1 | 1 | 1 | 1 | 1 | 1 | 1 | 1 | 1 | From eQ_Lib.dat in MASControl 2017
D_ERC_All_P_Inf_Yr | Infiltration | MULTIPLIER | Sun | 2014-12-12 | 2014-12-31 | Constant | 1 | [23 empty] | From eQ_Lib.dat in MASControl 2017
D_ERC_All_P_Inf_Yr | Infiltration | MULTIPLIER | WntrDsn | 2014-01-01 | 2014-12-31 | Constant | 1 | [23 empty] | From eQ_Lib.dat in MASControl 2017
D_ERC_All_P_Inf_Yr | Infiltration | MULTIPLIER | SmrDsn | 2014-01-01 | 2014-12-31 | Hourly | 1 | 1 | 1 | 1 | 1 | 1 | 1 | 0.5 | 0.5 | 0.5 | 0.5 | 0.5 | 0.5 | 0.5 | 0.5 | 0.5 | 1 | 1 | 1 | 1 | 1 | 1 | 1 | 1 | From eQ_Lib.dat in MASControl 2017
D_ERC_All_P_Inf_Yr | Infiltration | MULTIPLIER | Hol | 2014-01-01 | 2014-12-31 | Constant | 1 | [23 empty] | From eQ_Lib.dat in MASControl 2017
D_ESe_All_C_Inf_Yr | Infiltration | MULTIPLIER | Default¦SmrDsn¦WntrDsn | 2014-01-01 | 2014-01-04 | Constant | 1 | [23 empty] | From eQ_Lib.dat in MASControl 2017
D_ESe_All_C_Inf_Yr | Infiltration | MULTIPLIER | Default¦Wkdy | 2014-01-05 | 2014-04-03 | Hourly | 1 | 1 | 1 | 1 | 1 | 1 | 0.5 | 0.5 | 0.5 | 0.5 | 0.5 | 0.5 | 0.5 | 0.5 | 0.5 | 0.5 | 0.5 | 0.5 | 0.5 | 1 | 1 | 1 | 1 | 1 | From eQ_Lib.dat in MASControl 2017
D_ESe_All_C_Inf_Yr | Infiltration | MULTIPLIER | Sat | 2014-01-05 | 2014-04-03 | Hourly | 1 | 1 | 1 | 1 | 1 | 1 | 0.5 | 0.5 | 0.5 | 0.5 | 0.5 | 0.5 | 0.5 | 0.5 | 0.5 | 0.5 | 0.5 | 1 | 1 | 1 | 1 | 1 | 1 | 1 | From eQ_Lib.dat in MASControl 2017
D_ESe_All_C_Inf_Yr | Infiltration | MULTIPLIER | Sun | 2014-01-05 | 2014-04-03 | Constant | 1 | [23 empty] | From eQ_Lib.dat in MASControl 2017
D_ESe_All_C_Inf_Yr | Infiltration | MULTIPLIER | Default¦SmrDsn¦WntrDsn | 2014-04-04 | 2014-04-12 | Constant | 1 | [23 empty] | From eQ_Lib.dat in MASControl 2017
D_ESe_All_C_Inf_Yr | Infiltration | MULTIPLIER | Default¦Wkdy | 2014-04-13 | 2014-06-12 | Hourly | 1 | 1 | 1 | 1 | 1 | 1 | 0.5 | 0.5 | 0.5 | 0.5 | 0.5 | 0.5 | 0.5 | 0.5 | 0.5 | 0.5 | 0.5 | 0.5 | 0.5 | 1 | 1 | 1 | 1 | 1 | From eQ_Lib.dat in MASControl 2017
D_ESe_All_C_Inf_Yr | Infiltration | MULTIPLIER | Sat | 2014-04-13 | 2014-06-12 | Hourly | 1 | 1 | 1 | 1 | 1 | 1 | 0.5 | 0.5 | 0.5 | 0.5 | 0.5 | 0.5 | 0.5 | 0.5 | 0.5 | 0.5 | 0.5 | 1 | 1 | 1 | 1 | 1 | 1 | 1 | From eQ_Lib.dat in MASControl 2017
D_ESe_All_C_Inf_Yr | Infiltration | MULTIPLIER | Sun | 2014-04-13 | 2014-06-12 | Constant | 1 | [23 empty] | From eQ_Lib.dat in MASControl 2017
D_ESe_All_C_Inf_Yr | Infiltration | MULTIPLIER | Default¦SmrDsn¦WntrDsn | 2014-06-13 | 2014-08-16 | Constant | 1 | [23 empty] | From eQ_Lib.dat in MASControl 2017
D_ESe_All_C_Inf_Yr | Infiltration | MULTIPLIER | Default¦Wkdy | 2014-08-17 | 2014-12-11 | Hourly | 1 | 1 | 1 | 1 | 1 | 1 | 0.5 | 0.5 | 0.5 | 0.5 | 0.5 | 0.5 | 0.5 | 0.5 | 0.5 | 0.5 | 0.5 | 0.5 | 0.5 | 1 | 1 | 1 | 1 | 1 | From eQ_Lib.dat in MASControl 2017
D_ESe_All_C_Inf_Yr | Infiltration | MULTIPLIER | Sat | 2014-08-17 | 2014-12-11 | Hourly | 1 | 1 | 1 | 1 | 1 | 1 | 0.5 | 0.5 | 0.5 | 0.5 | 0.5 | 0.5 | 0.5 | 0.5 | 0.5 | 0.5 | 0.5 | 1 | 1 | 1 | 1 | 1 | 1 | 1 | From eQ_Lib.dat in MASControl 2017
D_ESe_All_C_Inf_Yr | Infiltration | MULTIPLIER | Sun | 2014-08-17 | 2014-12-11 | Constant | 1 | [23 empty] | From eQ_Lib.dat in MASControl 2017
D_ESe_All_C_Inf_Yr | Infiltration | MULTIPLIER | Default¦SmrDsn¦WntrDsn | 2014-12-12 | 2014-12-31 | Constant | 1 | [23 empty] | From eQ_Lib.dat in MASControl 2017
D_ESe_All_C_Inf_Yr | Infiltration | MULTIPLIER | WntrDsn | 2014-01-01 | 2014-12-31 | Hourly | 1 | 1 | 1 | 1 | 1 | 1 | 0.5 | 0.5 | 0.5 | 0.5 | 0.5 | 0.5 | 0.5 | 0.5 | 0.5 | 0.5 | 0.5 | 0.5 | 0.5 | 1 | 1 | 1 | 1 | 1 | From eQ_Lib.dat in MASControl 2017
D_ESe_All_C_Inf_Yr | Infiltration | MULTIPLIER | SmrDsn | 2014-01-01 | 2014-12-31 | Hourly | 1 | 1 | 1 | 1 | 1 | 1 | 0.5 | 0.5 | 0.5 | 0.5 | 0.5 | 0.5 | 0.5 | 0.5 | 0.5 | 0.5 | 0.5 | 0.5 | 0.5 | 1 | 1 | 1 | 1 | 1 | From eQ_Lib.dat in MASControl 2017
D_ESe_All_C_Inf_Yr | Infiltration | MULTIPLIER | Hol | 2014-01-01 | 2014-12-31 | Constant | 1 | [23 empty] | From eQ_Lib.dat in MASControl 2017
D_ESe_All_P_Inf_Yr | Infiltration | MULTIPLIER | Default¦SmrDsn¦WntrDsn | 2014-01-01 | 2014-01-04 | Constant | 1 | [23 empty] | From eQ_Lib.dat in MASControl 2017
D_ESe_All_P_Inf_Yr | Infiltration | MULTIPLIER | Default¦Wkdy | 2014-01-05 | 2014-04-03 | Hourly | 1 | 1 | 1 | 1 | 1 | 1 | 0.5 | 0.5 | 0.5 | 0.5 | 0.5 | 0.5 | 0.5 | 0.5 | 0.5 | 0.5 | 0.5 | 0.5 | 0.5 | 1 | 1 | 1 | 1 | 1 | From eQ_Lib.dat in MASControl 2017
D_ESe_All_P_Inf_Yr | Infiltration | MULTIPLIER | Sat | 2014-01-05 | 2014-04-03 | Hourly | 1 | 1 | 1 | 1 | 1 | 1 | 0.5 | 0.5 | 0.5 | 0.5 | 0.5 | 0.5 | 0.5 | 0.5 | 0.5 | 0.5 | 0.5 | 1 | 1 | 1 | 1 | 1 | 1 | 1 | From eQ_Lib.dat in MASControl 2017
D_ESe_All_P_Inf_Yr | Infiltration | MULTIPLIER | Sun | 2014-01-05 | 2014-04-03 | Constant | 1 | [23 empty] | From eQ_Lib.dat in MASControl 2017
D_ESe_All_P_Inf_Yr | Infiltration | MULTIPLIER | Default¦SmrDsn¦WntrDsn | 2014-04-04 | 2014-04-12 | Constant | 1 | [23 empty] | From eQ_Lib.dat in MASControl 2017
D_ESe_All_P_Inf_Yr | Infiltration | MULTIPLIER | Default¦Wkdy | 2014-04-13 | 2014-06-12 | Hourly | 1 | 1 | 1 | 1 | 1 | 1 | 0.5 | 0.5 | 0.5 | 0.5 | 0.5 | 0.5 | 0.5 | 0.5 | 0.5 | 0.5 | 0.5 | 0.5 | 0.5 | 1 | 1 | 1 | 1 | 1 | From eQ_Lib.dat in MASControl 2017
D_ESe_All_P_Inf_Yr | Infiltration | MULTIPLIER | Sat | 2014-04-13 | 2014-06-12 | Hourly | 1 | 1 | 1 | 1 | 1 | 1 | 0.5 | 0.5 | 0.5 | 0.5 | 0.5 | 0.5 | 0.5 | 0.5 | 0.5 | 0.5 | 0.5 | 1 | 1 | 1 | 1 | 1 | 1 | 1 | From eQ_Lib.dat in MASControl 2017
D_ESe_All_P_Inf_Yr | Infiltration | MULTIPLIER | Sun | 2014-04-13 | 2014-06-12 | Constant | 1 | [23 empty] | From eQ_Lib.dat in MASControl 2017
D_ESe_All_P_Inf_Yr | Infiltration | MULTIPLIER | Default¦SmrDsn¦WntrDsn | 2014-06-13 | 2014-08-16 | Constant | 1 | [23 empty] | From eQ_Lib.dat in MASControl 2017
D_ESe_All_P_Inf_Yr | Infiltration | MULTIPLIER | Default¦Wkdy | 2014-08-17 | 2014-12-11 | Hourly | 1 | 1 | 1 | 1 | 1 | 1 | 0.5 | 0.5 | 0.5 | 0.5 | 0.5 | 0.5 | 0.5 | 0.5 | 0.5 | 0.5 | 0.5 | 0.5 | 0.5 | 1 | 1 | 1 | 1 | 1 | From eQ_Lib.dat in MASControl 2017
D_ESe_All_P_Inf_Yr | Infiltration | MULTIPLIER | Sat | 2014-08-17 | 2014-12-11 | Hourly | 1 | 1 | 1 | 1 | 1 | 1 | 0.5 | 0.5 | 0.5 | 0.5 | 0.5 | 0.5 | 0.5 | 0.5 | 0.5 | 0.5 | 0.5 | 1 | 1 | 1 | 1 | 1 | 1 | 1 | From eQ_Lib.dat in MASControl 2017
D_ESe_All_P_Inf_Yr | Infiltration | MULTIPLIER | Sun | 2014-08-17 | 2014-12-11 | Constant | 1 | [23 empty] | From eQ_Lib.dat in MASControl 2017
D_ESe_All_P_Inf_Yr | Infiltration | MULTIPLIER | Default¦SmrDsn¦WntrDsn | 2014-12-12 | 2014-12-31 | Constant | 1 | [23 empty] | From eQ_Lib.dat in MASControl 2017
D_ESe_All_P_Inf_Yr | Infiltration | MULTIPLIER | WntrDsn | 2014-01-01 | 2014-12-31 | Hourly | 1 | 1 | 1 | 1 | 1 | 1 | 0.5 | 0.5 | 0.5 | 0.5 | 0.5 | 0.5 | 0.5 | 0.5 | 0.5 | 0.5 | 0.5 | 0.5 | 0.5 | 1 | 1 | 1 | 1 | 1 | From eQ_Lib.dat in MASControl 2017
D_ESe_All_P_Inf_Yr | Infiltration | MULTIPLIER | SmrDsn | 2014-01-01 | 2014-12-31 | Hourly | 1 | 1 | 1 | 1 | 1 | 1 | 0.5 | 0.5 | 0.5 | 0.5 | 0.5 | 0.5 | 0.5 | 0.5 | 0.5 | 0.5 | 0.5 | 0.5 | 0.5 | 1 | 1 | 1 | 1 | 1 | From eQ_Lib.dat in MASControl 2017
D_ESe_All_P_Inf_Yr | Infiltration | MULTIPLIER | Hol | 2014-01-01 | 2014-12-31 | Constant | 1 | [23 empty] | From eQ_Lib.dat in MASControl 2017
D_EUn_All_C_Inf_Yr | Infiltration | MULTIPLIER | Default¦SmrDsn¦WntrDsn | 2014-01-01 | 2014-01-11 | Constant | 1 | [23 empty] | From eQ_Lib.dat in MASControl 2017
D_EUn_All_C_Inf_Yr | Infiltration | MULTIPLIER | Default¦Wkdy | 2014-01-12 | 2014-04-03 | Hourly | 1 | 1 | 1 | 1 | 1 | 1 | 0.5 | 0.5 | 0.5 | 0.5 | 0.5 | 0.5 | 0.5 | 0.5 | 0.5 | 0.5 | 0.5 | 0.5 | 0.5 | 0.5 | 0.5 | 0.5 | 1 | 1 | From eQ_Lib.dat in MASControl 2017
D_EUn_All_C_Inf_Yr | Infiltration | MULTIPLIER | Wknd | 2014-01-12 | 2014-04-03 | Hourly | 1 | 1 | 1 | 1 | 1 | 1 | 1 | 1 | 0.5 | 0.5 | 0.5 | 0.5 | 0.5 | 0.5 | 0.5 | 0.5 | 0.5 | 0.5 | 0.5 | 1 | 1 | 1 | 1 | 1 | From eQ_Lib.dat in MASControl 2017
D_EUn_All_C_Inf_Yr | Infiltration | MULTIPLIER | Default¦SmrDsn¦WntrDsn | 2014-04-04 | 2014-04-12 | Constant | 1 | [23 empty] | From eQ_Lib.dat in MASControl 2017
D_EUn_All_C_Inf_Yr | Infiltration | MULTIPLIER | Default¦Wkdy | 2014-04-13 | 2014-05-22 | Hourly | 1 | 1 | 1 | 1 | 1 | 1 | 0.5 | 0.5 | 0.5 | 0.5 | 0.5 | 0.5 | 0.5 | 0.5 | 0.5 | 0.5 | 0.5 | 0.5 | 0.5 | 0.5 | 0.5 | 0.5 | 1 | 1 | From eQ_Lib.dat in MASControl 2017
D_EUn_All_C_Inf_Yr | Infiltration | MULTIPLIER | Wknd | 2014-04-13 | 2014-05-22 | Hourly | 1 | 1 | 1 | 1 | 1 | 1 | 1 | 1 | 0.5 | 0.5 | 0.5 | 0.5 | 0.5 | 0.5 | 0.5 | 0.5 | 0.5 | 0.5 | 0.5 | 1 | 1 | 1 | 1 | 1 | From eQ_Lib.dat in MASControl 2017
D_EUn_All_C_Inf_Yr | Infiltration | MULTIPLIER | Default¦SmrDsn¦WntrDsn | 2014-05-23 | 2014-05-31 | Constant | 1 | [23 empty] | From eQ_Lib.dat in MASControl 2017
D_EUn_All_C_Inf_Yr | Infiltration | MULTIPLIER | Default¦Wkdy | 2014-06-01 | 2014-08-07 | Hourly | 1 | 1 | 1 | 1 | 1 | 1 | 0.5 | 0.5 | 0.5 | 0.5 | 0.5 | 0.5 | 0.5 | 0.5 | 0.5 | 0.5 | 0.5 | 0.5 | 0.5 | 0.5 | 0.5 | 1 | 1 | 1 | From eQ_Lib.dat in MASControl 2017
D_EUn_All_C_Inf_Yr | Infiltration | MULTIPLIER | Wknd | 2014-06-01 | 2014-08-07 | Hourly | 1 | 1 | 1 | 1 | 1 | 1 | 1 | 1 | 0.5 | 0.5 | 0.5 | 0.5 | 0.5 | 0.5 | 0.5 | 1 | 1 | 1 | 1 | 1 | 1 | 1 | 1 | 1 | From eQ_Lib.dat in MASControl 2017
D_EUn_All_C_Inf_Yr | Infiltration | MULTIPLIER | Default¦SmrDsn¦WntrDsn | 2014-08-08 | 2014-08-16 | Constant | 1 | [23 empty] | From eQ_Lib.dat in MASControl 2017
D_EUn_All_C_Inf_Yr | Infiltration | MULTIPLIER | Default¦Wkdy | 2014-08-17 | 2014-12-11 | Hourly | 1 | 1 | 1 | 1 | 1 | 1 | 0.5 | 0.5 | 0.5 | 0.5 | 0.5 | 0.5 | 0.5 | 0.5 | 0.5 | 0.5 | 0.5 | 0.5 | 0.5 | 0.5 | 0.5 | 0.5 | 1 | 1 | From eQ_Lib.dat in MASControl 2017
D_EUn_All_C_Inf_Yr | Infiltration | MULTIPLIER | Wknd | 2014-08-17 | 2014-12-11 | Hourly | 1 | 1 | 1 | 1 | 1 | 1 | 1 | 1 | 0.5 | 0.5 | 0.5 | 0.5 | 0.5 | 0.5 | 0.5 | 0.5 | 0.5 | 0.5 | 0.5 | 1 | 1 | 1 | 1 | 1 | From eQ_Lib.dat in MASControl 2017
D_EUn_All_C_Inf_Yr | Infiltration | MULTIPLIER | Default¦SmrDsn¦WntrDsn | 2014-12-12 | 2014-12-31 | Constant | 1 | [23 empty] | From eQ_Lib.dat in MASControl 2017
D_EUn_All_C_Inf_Yr | Infiltration | MULTIPLIER | WntrDsn | 2014-01-01 | 2014-12-31 | Hourly | 1 | 1 | 1 | 1 | 1 | 1 | 0.5 | 0.5 | 0.5 | 0.5 | 0.5 | 0.5 | 0.5 | 0.5 | 0.5 | 0.5 | 0.5 | 0.5 | 0.5 | 0.5 | 0.5 | 0.5 | 1 | 1 | From eQ_Lib.dat in MASControl 2017
D_EUn_All_C_Inf_Yr | Infiltration | MULTIPLIER | SmrDsn | 2014-01-01 | 2014-12-31 | Hourly | 1 | 1 | 1 | 1 | 1 | 1 | 0.5 | 0.5 | 0.5 | 0.5 | 0.5 | 0.5 | 0.5 | 0.5 | 0.5 | 0.5 | 0.5 | 0.5 | 0.5 | 0.5 | 0.5 | 1 | 1 | 1 | From eQ_Lib.dat in MASControl 2017
D_EUn_All_C_Inf_Yr | Infiltration | MULTIPLIER | Hol | 2014-01-01 | 2014-12-31 | Hourly | 1 | 1 | 1 | 1 | 1 | 1 | 1 | 1 | 0.5 | 0.5 | 0.5 | 0.5 | 0.5 | 0.5 | 0.5 | 0.5 | 0.5 | 0.5 | 0.5 | 1 | 1 | 1 | 1 | 1 | From eQ_Lib.dat in MASControl 2017
D_EUn_All_P_Inf_Yr | Infiltration | MULTIPLIER | Default¦SmrDsn¦WntrDsn | 2014-01-01 | 2014-01-11 | Constant | 1 | [23 empty] | From eQ_Lib.dat in MASControl 2017
D_EUn_All_P_Inf_Yr | Infiltration | MULTIPLIER | Default¦Wkdy | 2014-01-12 | 2014-04-03 | Hourly | 1 | 1 | 1 | 1 | 1 | 1 | 0.5 | 0.5 | 0.5 | 0.5 | 0.5 | 0.5 | 0.5 | 0.5 | 0.5 | 0.5 | 0.5 | 0.5 | 0.5 | 0.5 | 0.5 | 0.5 | 1 | 1 | From eQ_Lib.dat in MASControl 2017
D_EUn_All_P_Inf_Yr | Infiltration | MULTIPLIER | Wknd | 2014-01-12 | 2014-04-03 | Hourly | 1 | 1 | 1 | 1 | 1 | 1 | 1 | 1 | 0.5 | 0.5 | 0.5 | 0.5 | 0.5 | 0.5 | 0.5 | 0.5 | 0.5 | 0.5 | 0.5 | 1 | 1 | 1 | 1 | 1 | From eQ_Lib.dat in MASControl 2017
D_EUn_All_P_Inf_Yr | Infiltration | MULTIPLIER | Default¦SmrDsn¦WntrDsn | 2014-04-04 | 2014-04-12 | Constant | 1 | [23 empty] | From eQ_Lib.dat in MASControl 2017
D_EUn_All_P_Inf_Yr | Infiltration | MULTIPLIER | Default¦Wkdy | 2014-04-13 | 2014-05-22 | Hourly | 1 | 1 | 1 | 1 | 1 | 1 | 0.5 | 0.5 | 0.5 | 0.5 | 0.5 | 0.5 | 0.5 | 0.5 | 0.5 | 0.5 | 0.5 | 0.5 | 0.5 | 0.5 | 0.5 | 0.5 | 1 | 1 | From eQ_Lib.dat in MASControl 2017
D_EUn_All_P_Inf_Yr | Infiltration | MULTIPLIER | Wknd | 2014-04-13 | 2014-05-22 | Hourly | 1 | 1 | 1 | 1 | 1 | 1 | 1 | 1 | 0.5 | 0.5 | 0.5 | 0.5 | 0.5 | 0.5 | 0.5 | 0.5 | 0.5 | 0.5 | 0.5 | 1 | 1 | 1 | 1 | 1 | From eQ_Lib.dat in MASControl 2017
D_EUn_All_P_Inf_Yr | Infiltration | MULTIPLIER | Default¦SmrDsn¦WntrDsn | 2014-05-23 | 2014-05-31 | Constant | 1 | [23 empty] | From eQ_Lib.dat in MASControl 2017
D_EUn_All_P_Inf_Yr | Infiltration | MULTIPLIER | Default¦Wkdy | 2014-06-01 | 2014-08-07 | Hourly | 1 | 1 | 1 | 1 | 1 | 1 | 0.5 | 0.5 | 0.5 | 0.5 | 0.5 | 0.5 | 0.5 | 0.5 | 0.5 | 0.5 | 0.5 | 0.5 | 0.5 | 0.5 | 0.5 | 1 | 1 | 1 | From eQ_Lib.dat in MASControl 2017
D_EUn_All_P_Inf_Yr | Infiltration | MULTIPLIER | Wknd | 2014-06-01 | 2014-08-07 | Hourly | 1 | 1 | 1 | 1 | 1 | 1 | 1 | 1 | 0.5 | 0.5 | 0.5 | 0.5 | 0.5 | 0.5 | 0.5 | 1 | 1 | 1 | 1 | 1 | 1 | 1 | 1 | 1 | From eQ_Lib.dat in MASControl 2017
D_EUn_All_P_Inf_Yr | Infiltration | MULTIPLIER | Default¦SmrDsn¦WntrDsn | 2014-08-08 | 2014-08-16 | Constant | 1 | [23 empty] | From eQ_Lib.dat in MASControl 2017
D_EUn_All_P_Inf_Yr | Infiltration | MULTIPLIER | Default¦Wkdy | 2014-08-17 | 2014-12-11 | Hourly | 1 | 1 | 1 | 1 | 1 | 1 | 0.5 | 0.5 | 0.5 | 0.5 | 0.5 | 0.5 | 0.5 | 0.5 | 0.5 | 0.5 | 0.5 | 0.5 | 0.5 | 0.5 | 0.5 | 0.5 | 1 | 1 | From eQ_Lib.dat in MASControl 2017
D_EUn_All_P_Inf_Yr | Infiltration | MULTIPLIER | Wknd | 2014-08-17 | 2014-12-11 | Hourly | 1 | 1 | 1 | 1 | 1 | 1 | 1 | 1 | 0.5 | 0.5 | 0.5 | 0.5 | 0.5 | 0.5 | 0.5 | 0.5 | 0.5 | 0.5 | 0.5 | 1 | 1 | 1 | 1 | 1 | From eQ_Lib.dat in MASControl 2017
D_EUn_All_P_Inf_Yr | Infiltration | MULTIPLIER | Default¦SmrDsn¦WntrDsn | 2014-12-12 | 2014-12-31 | Constant | 1 | [23 empty] | From eQ_Lib.dat in MASControl 2017
D_EUn_All_P_Inf_Yr | Infiltration | MULTIPLIER | WntrDsn | 2014-01-01 | 2014-12-31 | Hourly | 1 | 1 | 1 | 1 | 1 | 1 | 0.5 | 0.5 | 0.5 | 0.5 | 0.5 | 0.5 | 0.5 | 0.5 | 0.5 | 0.5 | 0.5 | 0.5 | 0.5 | 0.5 | 0.5 | 0.5 | 1 | 1 | From eQ_Lib.dat in MASControl 2017
D_EUn_All_P_Inf_Yr | Infiltration | MULTIPLIER | SmrDsn | 2014-01-01 | 2014-12-31 | Hourly | 1 | 1 | 1 | 1 | 1 | 1 | 0.5 | 0.5 | 0.5 | 0.5 | 0.5 | 0.5 | 0.5 | 0.5 | 0.5 | 0.5 | 0.5 | 0.5 | 0.5 | 0.5 | 0.5 | 1 | 1 | 1 | From eQ_Lib.dat in MASControl 2017
D_EUn_All_P_Inf_Yr | Infiltration | MULTIPLIER | Hol | 2014-01-01 | 2014-12-31 | Hourly | 1 | 1 | 1 | 1 | 1 | 1 | 1 | 1 | 0.5 | 0.5 | 0.5 | 0.5 | 0.5 | 0.5 | 0.5 | 0.5 | 0.5 | 0.5 | 0.5 | 1 | 1 | 1 | 1 | 1 | From eQ_Lib.dat in MASControl 2017
D_EUn_Drm_C_Inf_Yr | Infiltration | MULTIPLIER | Default¦SmrDsn¦WntrDsn | 2014-01-01 | 2014-01-11 | Constant | 1 | [23 empty] | From eQ_Lib.dat in MASControl 2017
D_EUn_Drm_C_Inf_Yr | Infiltration | MULTIPLIER | Default¦SmrDsn¦WntrDsn | 2014-01-12 | 2014-04-03 | Constant | 0.5 | [23 empty] | From eQ_Lib.dat in MASControl 2017
D_EUn_Drm_C_Inf_Yr | Infiltration | MULTIPLIER | Default¦SmrDsn¦WntrDsn | 2014-04-04 | 2014-04-12 | Constant | 1 | [23 empty] | From eQ_Lib.dat in MASControl 2017
D_EUn_Drm_C_Inf_Yr | Infiltration | MULTIPLIER | Default¦SmrDsn¦WntrDsn | 2014-04-13 | 2014-05-22 | Constant | 0.5 | [23 empty] | From eQ_Lib.dat in MASControl 2017
D_EUn_Drm_C_Inf_Yr | Infiltration | MULTIPLIER | Default¦SmrDsn¦WntrDsn | 2014-05-23 | 2014-05-31 | Constant | 1 | [23 empty] | From eQ_Lib.dat in MASControl 2017
D_EUn_Drm_C_Inf_Yr | Infiltration | MULTIPLIER | Default¦SmrDsn¦WntrDsn | 2014-06-01 | 2014-08-07 | Constant | 0.5 | [23 empty] | From eQ_Lib.dat in MASControl 2017
D_EUn_Drm_C_Inf_Yr | Infiltration | MULTIPLIER | Default¦SmrDsn¦WntrDsn | 2014-08-08 | 2014-08-16 | Constant | 1 | [23 empty] | From eQ_Lib.dat in MASControl 2017
D_EUn_Drm_C_Inf_Yr | Infiltration | MULTIPLIER | Default¦SmrDsn¦WntrDsn | 2014-08-17 | 2014-12-11 | Constant | 0.5 | [23 empty] | From eQ_Lib.dat in MASControl 2017
D_EUn_Drm_C_Inf_Yr | Infiltration | MULTIPLIER | Default¦SmrDsn¦WntrDsn | 2014-12-12 | 2014-12-31 | Constant | 1 | [23 empty] | From eQ_Lib.dat in MASControl 2017
D_EUn_Drm_P_Inf_Yr | Infiltration | MULTIPLIER | Default¦SmrDsn¦WntrDsn | 2014-01-01 | 2014-01-11 | Constant | 1 | [23 empty] | From eQ_Lib.dat in MASControl 2017
D_EUn_Drm_P_Inf_Yr | Infiltration | MULTIPLIER | Default¦SmrDsn¦WntrDsn | 2014-01-12 | 2014-04-03 | Constant | 0.5 | [23 empty] | From eQ_Lib.dat in MASControl 2017
D_EUn_Drm_P_Inf_Yr | Infiltration | MULTIPLIER | Default¦SmrDsn¦WntrDsn | 2014-04-04 | 2014-04-12 | Constant | 1 | [23 empty] | From eQ_Lib.dat in MASControl 2017
D_EUn_Drm_P_Inf_Yr | Infiltration | MULTIPLIER | Default¦SmrDsn¦WntrDsn | 2014-04-13 | 2014-05-22 | Constant | 0.5 | [23 empty] | From eQ_Lib.dat in MASControl 2017
D_EUn_Drm_P_Inf_Yr | Infiltration | MULTIPLIER | Default¦SmrDsn¦WntrDsn | 2014-05-23 | 2014-05-31 | Constant | 1 | [23 empty] | From eQ_Lib.dat in MASControl 2017
D_EUn_Drm_P_Inf_Yr | Infiltration | MULTIPLIER | Default¦SmrDsn¦WntrDsn | 2014-06-01 | 2014-08-07 | Constant | 0.5 | [23 empty] | From eQ_Lib.dat in MASControl 2017
D_EUn_Drm_P_Inf_Yr | Infiltration | MULTIPLIER | Default¦SmrDsn¦WntrDsn | 2014-08-08 | 2014-08-16 | Constant | 1 | [23 empty] | From eQ_Lib.dat in MASControl 2017
D_EUn_Drm_P_Inf_Yr | Infiltration | MULTIPLIER | Default¦SmrDsn¦WntrDsn | 2014-08-17 | 2014-12-11 | Constant | 0.5 | [23 empty] | From eQ_Lib.dat in MASControl 2017
D_EUn_Drm_P_Inf_Yr | Infiltration | MULTIPLIER | Default¦SmrDsn¦WntrDsn | 2014-12-12 | 2014-12-31 | Constant | 1 | [23 empty] | From eQ_Lib.dat in MASControl 2017
D_Gro_All_C_Inf_Yr | Infiltration | MULTIPLIER | Default¦SmrDsn¦WntrDsn¦Hol | 2014-01-01 | 2014-12-31 | Hourly | 1 | 1 | 1 | 1 | 1 | 0.5 | 0.5 | 0.5 | 0.5 | 0.5 | 0.5 | 0.5 | 0.5 | 0.5 | 0.5 | 0.5 | 0.5 | 0.5 | 0.5 | 0.5 | 0.5 | 0.5 | 0.5 | 1 | From eQ_Lib.dat in MASControl 2017
D_Gro_All_P_Inf_Yr | Infiltration | MULTIPLIER | Default¦SmrDsn¦WntrDsn¦Hol | 2014-01-01 | 2014-12-31 | Hourly | 1 | 1 | 1 | 1 | 1 | 0.5 | 0.5 | 0.5 | 0.5 | 0.5 | 0.5 | 0.5 | 0.5 | 0.5 | 0.5 | 0.5 | 0.5 | 0.5 | 0.5 | 0.5 | 0.5 | 0.5 | 0.5 | 1 | From eQ_Lib.dat in MASControl 2017
D_Gro_IndDock_Infil_Yr | Infiltration | FRACTION | Default¦SmrDsn¦WntrDsn¦Hol | 2014-01-01 | 2014-12-31 | Hourly | 0.02 | 0.02 | 0.02 | 0.02 | 0.02 | 0.02 | 0.02 | 0.04 | 0.12 | 0.28 | 0.44 | 0.45 | 0.49 | 0.52 | 0.55 | 0.6 | 0.7 | 0.68 | 0.54 | 0.32 | 0.2 | 0.02 | 0.02 | 0.02 | From eQ_Lib.dat in MASControl 2017
D_Gro_OffGen_Infil_Yr | Infiltration | FRACTION | Default¦SmrDsn¦WntrDsn¦Hol | 2014-01-01 | 2014-12-31 | Hourly | 0.15 | 0.15 | 0.15 | 0.15 | 0.15 | 0.15 | 0.15 | 0.175 | 0.275 | 0.475 | 0.675 | 0.6875 | 0.7375 | 0.775 | 0.8125 | 0.875 | 1 | 0.975 | 0.8 | 0.525 | 0.375 | 0.15 | 0.15 | 0.15 | From eQ_Lib.dat in MASControl 2017
D_Gro_RfgFdPrep_Infil_Yr | Infiltration | FRACTION | Default¦SmrDsn¦WntrDsn¦Hol | 2014-01-01 | 2014-12-31 | Constant | 0 | [23 empty] | From eQ_Lib.dat in MASControl 2017
D_Gro_RfgW_Infil_Yr | Infiltration | FRACTION | Default¦SmrDsn¦WntrDsn¦Hol | 2014-01-01 | 2014-12-31 | Constant | 0 | [23 empty] | From eQ_Lib.dat in MASControl 2017
D_Gro_Sales_Infil_Yr | Infiltration | FRACTION | Default¦SmrDsn¦WntrDsn¦Hol | 2014-01-01 | 2014-12-31 | Hourly | 0.034 | 0.034 | 0.034 | 0.034 | 0.034 | 0.034 | 0.034 | 0.0624 | 0.1761 | 0.4034 | 0.6306 | 0.6449 | 0.7017 | 0.7443 | 0.7869 | 0.8579 | 1 | 0.9716 | 0.7727 | 0.4602 | 0.2897 | 0.034 | 0.034 | 0.034 | From eQ_Lib.dat in MASControl 2017
D_Hsp_All_C_Inf_Yr | Infiltration | MULTIPLIER | Default¦SmrDsn¦WntrDsn¦Hol | 2014-01-01 | 2014-12-31 | Constant | 0.5 | [23 empty] | From eQ_Lib.dat in MASControl 2017
D_Hsp_All_P_Inf_Yr | Infiltration | MULTIPLIER | Default¦SmrDsn¦WntrDsn¦Hol | 2014-01-01 | 2014-12-31 | Constant | 0.5 | [23 empty] | From eQ_Lib.dat in MASControl 2017
D_Htl_All_C_Inf_Yr | Infiltration | MULTIPLIER | Default¦SmrDsn¦WntrDsn¦Hol | 2014-01-01 | 2014-12-31 | Hourly | 1 | 1 | 1 | 1 | 1 | 0.5 | 0.5 | 0.5 | 0.5 | 0.5 | 0.5 | 0.5 | 0.5 | 0.5 | 0.5 | 0.5 | 0.5 | 0.5 | 0.5 | 0.5 | 0.5 | 0.5 | 0.5 | 1 | From eQ_Lib.dat in MASControl 2017
D_Htl_All_P_Inf_Yr | Infiltration | MULTIPLIER | Default¦SmrDsn¦WntrDsn¦Hol | 2014-01-01 | 2014-12-31 | Hourly | 1 | 1 | 1 | 1 | 1 | 0.5 | 0.5 | 0.5 | 0.5 | 0.5 | 0.5 | 0.5 | 0.5 | 0.5 | 0.5 | 0.5 | 0.5 | 0.5 | 0.5 | 0.5 | 0.5 | 0.5 | 0.5 | 1 | From eQ_Lib.dat in MASControl 2017
D_Htl_Grm_C_Inf_Yr | Infiltration | MULTIPLIER | Default¦SmrDsn¦WntrDsn¦Hol | 2014-01-01 | 2014-12-31 | Constant | 0.5 | [23 empty] | From eQ_Lib.dat in MASControl 2017
D_Htl_Grm_P_Inf_Yr | Infiltration | MULTIPLIER | Default¦SmrDsn¦WntrDsn¦Hol | 2014-01-01 | 2014-12-31 | Constant | 0.5 | [23 empty] | From eQ_Lib.dat in MASControl 2017
D_MBT_All_C_Inf_Yr | Infiltration | MULTIPLIER | Default¦Wkdy | 2014-01-01 | 2014-12-31 | Hourly | 1 | 1 | 1 | 1 | 1 | 1 | 0.5 | 0.5 | 0.5 | 0.5 | 0.5 | 0.5 | 0.5 | 0.5 | 0.5 | 0.5 | 0.5 | 0.5 | 0.5 | 0.5 | 1 | 1 | 1 | 1 | From eQ_Lib.dat in MASControl 2017
D_MBT_All_C_Inf_Yr | Infiltration | MULTIPLIER | Wknd | 2014-01-01 | 2014-12-31 | Constant | 1 | [23 empty] | From eQ_Lib.dat in MASControl 2017
D_MBT_All_C_Inf_Yr | Infiltration | MULTIPLIER | WntrDsn | 2014-01-01 | 2014-12-31 | Hourly | 1 | 1 | 1 | 1 | 1 | 1 | 0.5 | 0.5 | 0.5 | 0.5 | 0.5 | 0.5 | 0.5 | 0.5 | 0.5 | 0.5 | 0.5 | 0.5 | 0.5 | 0.5 | 1 | 1 | 1 | 1 | From eQ_Lib.dat in MASControl 2017
D_MBT_All_C_Inf_Yr | Infiltration | MULTIPLIER | SmrDsn | 2014-01-01 | 2014-12-31 | Hourly | 1 | 1 | 1 | 1 | 1 | 1 | 0.5 | 0.5 | 0.5 | 0.5 | 0.5 | 0.5 | 0.5 | 0.5 | 0.5 | 0.5 | 0.5 | 0.5 | 0.5 | 0.5 | 1 | 1 | 1 | 1 | From eQ_Lib.dat in MASControl 2017
D_MBT_All_C_Inf_Yr | Infiltration | MULTIPLIER | Hol | 2014-01-01 | 2014-12-31 | Constant | 1 | [23 empty] | From eQ_Lib.dat in MASControl 2017
D_MBT_All_P_Inf_Yr | Infiltration | MULTIPLIER | Default¦Wkdy | 2014-01-01 | 2014-12-31 | Hourly | 1 | 1 | 1 | 1 | 1 | 1 | 0.5 | 0.5 | 0.5 | 0.5 | 0.5 | 0.5 | 0.5 | 0.5 | 0.5 | 0.5 | 0.5 | 0.5 | 0.5 | 0.5 | 1 | 1 | 1 | 1 | From eQ_Lib.dat in MASControl 2017
D_MBT_All_P_Inf_Yr | Infiltration | MULTIPLIER | Wknd | 2014-01-01 | 2014-12-31 | Constant | 1 | [23 empty] | From eQ_Lib.dat in MASControl 2017
D_MBT_All_P_Inf_Yr | Infiltration | MULTIPLIER | WntrDsn | 2014-01-01 | 2014-12-31 | Hourly | 1 | 1 | 1 | 1 | 1 | 1 | 0.5 | 0.5 | 0.5 | 0.5 | 0.5 | 0.5 | 0.5 | 0.5 | 0.5 | 0.5 | 0.5 | 0.5 | 0.5 | 0.5 | 1 | 1 | 1 | 1 | From eQ_Lib.dat in MASControl 2017
D_MBT_All_P_Inf_Yr | Infiltration | MULTIPLIER | SmrDsn | 2014-01-01 | 2014-12-31 | Hourly | 1 | 1 | 1 | 1 | 1 | 1 | 0.5 | 0.5 | 0.5 | 0.5 | 0.5 | 0.5 | 0.5 | 0.5 | 0.5 | 0.5 | 0.5 | 0.5 | 0.5 | 0.5 | 1 | 1 | 1 | 1 | From eQ_Lib.dat in MASControl 2017
D_MBT_All_P_Inf_Yr | Infiltration | MULTIPLIER | Hol | 2014-01-01 | 2014-12-31 | Constant | 1 | [23 empty] | From eQ_Lib.dat in MASControl 2017
D_MFm_All_C_Inf_Yr | Infiltration | MULTIPLIER | Default¦SmrDsn¦WntrDsn¦Hol | 2014-01-01 | 2014-12-31 | Constant | 0.5 | [23 empty] | From eQ_Lib.dat in MASControl 2017
D_MFm_All_P_Inf_Yr | Infiltration | MULTIPLIER | Default¦SmrDsn¦WntrDsn¦Hol | 2014-01-01 | 2014-12-31 | Constant | 0.5 | [23 empty] | From eQ_Lib.dat in MASControl 2017
D_MLI_All_C_Inf_Yr | Infiltration | MULTIPLIER | Default¦Wkdy | 2014-01-01 | 2014-12-31 | Hourly | 1 | 1 | 1 | 1 | 1 | 0.5 | 0.5 | 0.5 | 0.5 | 0.5 | 0.5 | 0.5 | 0.5 | 0.5 | 0.5 | 0.5 | 0.5 | 0.5 | 0.5 | 1 | 1 | 1 | 1 | 1 | From eQ_Lib.dat in MASControl 2017
D_MLI_All_C_Inf_Yr | Infiltration | MULTIPLIER | Wknd | 2014-01-01 | 2014-12-31 | Constant | 1 | [23 empty] | From eQ_Lib.dat in MASControl 2017
D_MLI_All_C_Inf_Yr | Infiltration | MULTIPLIER | WntrDsn | 2014-01-01 | 2014-12-31 | Hourly | 1 | 1 | 1 | 1 | 1 | 0.5 | 0.5 | 0.5 | 0.5 | 0.5 | 0.5 | 0.5 | 0.5 | 0.5 | 0.5 | 0.5 | 0.5 | 0.5 | 0.5 | 1 | 1 | 1 | 1 | 1 | From eQ_Lib.dat in MASControl 2017
D_MLI_All_C_Inf_Yr | Infiltration | MULTIPLIER | SmrDsn | 2014-01-01 | 2014-12-31 | Hourly | 1 | 1 | 1 | 1 | 1 | 0.5 | 0.5 | 0.5 | 0.5 | 0.5 | 0.5 | 0.5 | 0.5 | 0.5 | 0.5 | 0.5 | 0.5 | 0.5 | 0.5 | 1 | 1 | 1 | 1 | 1 | From eQ_Lib.dat in MASControl 2017
D_MLI_All_C_Inf_Yr | Infiltration | MULTIPLIER | Hol | 2014-01-01 | 2014-12-31 | Constant | 1 | [23 empty] | From eQ_Lib.dat in MASControl 2017
D_MLI_All_P_Inf_Yr | Infiltration | MULTIPLIER | Default¦Wkdy | 2014-01-01 | 2014-12-31 | Hourly | 1 | 1 | 1 | 1 | 1 | 0.5 | 0.5 | 0.5 | 0.5 | 0.5 | 0.5 | 0.5 | 0.5 | 0.5 | 0.5 | 0.5 | 0.5 | 0.5 | 0.5 | 1 | 1 | 1 | 1 | 1 | From eQ_Lib.dat in MASControl 2017
D_MLI_All_P_Inf_Yr | Infiltration | MULTIPLIER | Wknd | 2014-01-01 | 2014-12-31 | Constant | 1 | [23 empty] | From eQ_Lib.dat in MASControl 2017
D_MLI_All_P_Inf_Yr | Infiltration | MULTIPLIER | WntrDsn | 2014-01-01 | 2014-12-31 | Hourly | 1 | 1 | 1 | 1 | 1 | 0.5 | 0.5 | 0.5 | 0.5 | 0.5 | 0.5 | 0.5 | 0.5 | 0.5 | 0.5 | 0.5 | 0.5 | 0.5 | 0.5 | 1 | 1 | 1 | 1 | 1 | From eQ_Lib.dat in MASControl 2017
D_MLI_All_P_Inf_Yr | Infiltration | MULTIPLIER | SmrDsn | 2014-01-01 | 2014-12-31 | Hourly | 1 | 1 | 1 | 1 | 1 | 0.5 | 0.5 | 0.5 | 0.5 | 0.5 | 0.5 | 0.5 | 0.5 | 0.5 | 0.5 | 0.5 | 0.5 | 0.5 | 0.5 | 1 | 1 | 1 | 1 | 1 | From eQ_Lib.dat in MASControl 2017
D_MLI_All_P_Inf_Yr | Infiltration | MULTIPLIER | Hol | 2014-01-01 | 2014-12-31 | Constant | 1 | [23 empty] | From eQ_Lib.dat in MASControl 2017
D_Mtl_All_C_Inf_Yr | Infiltration | MULTIPLIER | Default¦SmrDsn¦WntrDsn¦Hol | 2014-01-01 | 2014-12-31 | Constant | 0.5 | [23 empty] | From eQ_Lib.dat in MASControl 2017
D_Mtl_All_P_Inf_Yr | Infiltration | MULTIPLIER | Default¦SmrDsn¦WntrDsn¦Hol | 2014-01-01 | 2014-12-31 | Constant | 0.5 | [23 empty] | From eQ_Lib.dat in MASControl 2017
D_Nrs_All_C_Inf_Yr | Infiltration | MULTIPLIER | Default¦SmrDsn¦WntrDsn¦Hol | 2014-01-01 | 2014-12-31 | Constant | 0.5 | [23 empty] | From eQ_Lib.dat in MASControl 2017
D_Nrs_All_P_Inf_Yr | Infiltration | MULTIPLIER | Default¦SmrDsn¦WntrDsn¦Hol | 2014-01-01 | 2014-12-31 | Constant | 0.5 | [23 empty] | From eQ_Lib.dat in MASControl 2017
D_OfL_All_C_Inf_Yr | Infiltration | MULTIPLIER | Default¦Wkdy | 2014-01-01 | 2014-12-31 | Hourly | 1 | 1 | 1 | 1 | 1 | 1 | 1 | 0.5 | 0.5 | 0.5 | 0.5 | 0.5 | 0.5 | 0.5 | 0.5 | 0.5 | 0.5 | 0.5 | 1 | 1 | 1 | 1 | 1 | 1 | From eQ_Lib.dat in MASControl 2017
D_OfL_All_C_Inf_Yr | Infiltration | MULTIPLIER | Sat | 2014-01-01 | 2014-12-31 | Hourly | 1 | 1 | 1 | 1 | 1 | 1 | 1 | 0.5 | 0.5 | 0.5 | 0.5 | 0.5 | 0.5 | 0.5 | 0.5 | 0.5 | 0.5 | 0.5 | 1 | 1 | 1 | 1 | 1 | 1 | From eQ_Lib.dat in MASControl 2017
D_OfL_All_C_Inf_Yr | Infiltration | MULTIPLIER | Sun | 2014-01-01 | 2014-12-31 | Constant | 1 | [23 empty] | From eQ_Lib.dat in MASControl 2017
D_OfL_All_C_Inf_Yr | Infiltration | MULTIPLIER | WntrDsn | 2014-01-01 | 2014-12-31 | Hourly | 1 | 1 | 1 | 1 | 1 | 1 | 1 | 0.5 | 0.5 | 0.5 | 0.5 | 0.5 | 0.5 | 0.5 | 0.5 | 0.5 | 0.5 | 0.5 | 1 | 1 | 1 | 1 | 1 | 1 | From eQ_Lib.dat in MASControl 2017
D_OfL_All_C_Inf_Yr | Infiltration | MULTIPLIER | SmrDsn | 2014-01-01 | 2014-12-31 | Hourly | 1 | 1 | 1 | 1 | 1 | 1 | 1 | 0.5 | 0.5 | 0.5 | 0.5 | 0.5 | 0.5 | 0.5 | 0.5 | 0.5 | 0.5 | 0.5 | 1 | 1 | 1 | 1 | 1 | 1 | From eQ_Lib.dat in MASControl 2017
D_OfL_All_C_Inf_Yr | Infiltration | MULTIPLIER | Hol | 2014-01-01 | 2014-12-31 | Constant | 1 | [23 empty] | From eQ_Lib.dat in MASControl 2017
D_OfL_All_P_Inf_Yr | Infiltration | MULTIPLIER | Default¦Wkdy | 2014-01-01 | 2014-12-31 | Hourly | 1 | 1 | 1 | 1 | 1 | 1 | 1 | 0.5 | 0.5 | 0.5 | 0.5 | 0.5 | 0.5 | 0.5 | 0.5 | 0.5 | 0.5 | 0.5 | 1 | 1 | 1 | 1 | 1 | 1 | From eQ_Lib.dat in MASControl 2017
D_OfL_All_P_Inf_Yr | Infiltration | MULTIPLIER | Sat | 2014-01-01 | 2014-12-31 | Hourly | 1 | 1 | 1 | 1 | 1 | 1 | 1 | 0.5 | 0.5 | 0.5 | 0.5 | 0.5 | 0.5 | 0.5 | 0.5 | 0.5 | 0.5 | 0.5 | 1 | 1 | 1 | 1 | 1 | 1 | From eQ_Lib.dat in MASControl 2017
D_OfL_All_P_Inf_Yr | Infiltration | MULTIPLIER | Sun | 2014-01-01 | 2014-12-31 | Constant | 1 | [23 empty] | From eQ_Lib.dat in MASControl 2017
D_OfL_All_P_Inf_Yr | Infiltration | MULTIPLIER | WntrDsn | 2014-01-01 | 2014-12-31 | Hourly | 1 | 1 | 1 | 1 | 1 | 1 | 1 | 0.5 | 0.5 | 0.5 | 0.5 | 0.5 | 0.5 | 0.5 | 0.5 | 0.5 | 0.5 | 0.5 | 1 | 1 | 1 | 1 | 1 | 1 | From eQ_Lib.dat in MASControl 2017
D_OfL_All_P_Inf_Yr | Infiltration | MULTIPLIER | SmrDsn | 2014-01-01 | 2014-12-31 | Hourly | 1 | 1 | 1 | 1 | 1 | 1 | 1 | 0.5 | 0.5 | 0.5 | 0.5 | 0.5 | 0.5 | 0.5 | 0.5 | 0.5 | 0.5 | 0.5 | 1 | 1 | 1 | 1 | 1 | 1 | From eQ_Lib.dat in MASControl 2017
D_OfL_All_P_Inf_Yr | Infiltration | MULTIPLIER | Hol | 2014-01-01 | 2014-12-31 | Constant | 1 | [23 empty] | From eQ_Lib.dat in MASControl 2017
D_OfS_All_C_Inf_Yr | Infiltration | MULTIPLIER | Default¦Wkdy | 2014-01-01 | 2014-12-31 | Hourly | 1 | 1 | 1 | 1 | 1 | 1 | 1 | 0.5 | 0.5 | 0.5 | 0.5 | 0.5 | 0.5 | 0.5 | 0.5 | 0.5 | 0.5 | 0.5 | 1 | 1 | 1 | 1 | 1 | 1 | From eQ_Lib.dat in MASControl 2017
D_OfS_All_C_Inf_Yr | Infiltration | MULTIPLIER | Sat | 2014-01-01 | 2014-12-31 | Hourly | 1 | 1 | 1 | 1 | 1 | 1 | 1 | 0.5 | 0.5 | 0.5 | 0.5 | 0.5 | 0.5 | 0.5 | 0.5 | 0.5 | 0.5 | 0.5 | 1 | 1 | 1 | 1 | 1 | 1 | From eQ_Lib.dat in MASControl 2017
D_OfS_All_C_Inf_Yr | Infiltration | MULTIPLIER | Sun | 2014-01-01 | 2014-12-31 | Constant | 1 | [23 empty] | From eQ_Lib.dat in MASControl 2017
D_OfS_All_C_Inf_Yr | Infiltration | MULTIPLIER | WntrDsn | 2014-01-01 | 2014-12-31 | Hourly | 1 | 1 | 1 | 1 | 1 | 1 | 1 | 0.5 | 0.5 | 0.5 | 0.5 | 0.5 | 0.5 | 0.5 | 0.5 | 0.5 | 0.5 | 0.5 | 1 | 1 | 1 | 1 | 1 | 1 | From eQ_Lib.dat in MASControl 2017
D_OfS_All_C_Inf_Yr | Infiltration | MULTIPLIER | SmrDsn | 2014-01-01 | 2014-12-31 | Hourly | 1 | 1 | 1 | 1 | 1 | 1 | 1 | 0.5 | 0.5 | 0.5 | 0.5 | 0.5 | 0.5 | 0.5 | 0.5 | 0.5 | 0.5 | 0.5 | 1 | 1 | 1 | 1 | 1 | 1 | From eQ_Lib.dat in MASControl 2017
D_OfS_All_C_Inf_Yr | Infiltration | MULTIPLIER | Hol | 2014-01-01 | 2014-12-31 | Constant | 1 | [23 empty] | From eQ_Lib.dat in MASControl 2017
D_OfS_All_P_Inf_Yr | Infiltration | MULTIPLIER | Default¦Wkdy | 2014-01-01 | 2014-12-31 | Hourly | 1 | 1 | 1 | 1 | 1 | 1 | 1 | 0.5 | 0.5 | 0.5 | 0.5 | 0.5 | 0.5 | 0.5 | 0.5 | 0.5 | 0.5 | 0.5 | 1 | 1 | 1 | 1 | 1 | 1 | From eQ_Lib.dat in MASControl 2017
D_OfS_All_P_Inf_Yr | Infiltration | MULTIPLIER | Sat | 2014-01-01 | 2014-12-31 | Hourly | 1 | 1 | 1 | 1 | 1 | 1 | 1 | 0.5 | 0.5 | 0.5 | 0.5 | 0.5 | 0.5 | 0.5 | 0.5 | 0.5 | 0.5 | 0.5 | 1 | 1 | 1 | 1 | 1 | 1 | From eQ_Lib.dat in MASControl 2017
D_OfS_All_P_Inf_Yr | Infiltration | MULTIPLIER | Sun | 2014-01-01 | 2014-12-31 | Constant | 1 | [23 empty] | From eQ_Lib.dat in MASControl 2017
D_OfS_All_P_Inf_Yr | Infiltration | MULTIPLIER | WntrDsn | 2014-01-01 | 2014-12-31 | Hourly | 1 | 1 | 1 | 1 | 1 | 1 | 1 | 0.5 | 0.5 | 0.5 | 0.5 | 0.5 | 0.5 | 0.5 | 0.5 | 0.5 | 0.5 | 0.5 | 1 | 1 | 1 | 1 | 1 | 1 | From eQ_Lib.dat in MASControl 2017
D_OfS_All_P_Inf_Yr | Infiltration | MULTIPLIER | SmrDsn | 2014-01-01 | 2014-12-31 | Hourly | 1 | 1 | 1 | 1 | 1 | 1 | 1 | 0.5 | 0.5 | 0.5 | 0.5 | 0.5 | 0.5 | 0.5 | 0.5 | 0.5 | 0.5 | 0.5 | 1 | 1 | 1 | 1 | 1 | 1 | From eQ_Lib.dat in MASControl 2017
D_OfS_All_P_Inf_Yr | Infiltration | MULTIPLIER | Hol | 2014-01-01 | 2014-12-31 | Constant | 1 | [23 empty] | From eQ_Lib.dat in MASControl 2017
D_RFF_All_C_Inf_Yr | Infiltration | MULTIPLIER | Default¦SmrDsn¦WntrDsn¦Hol | 2014-01-01 | 2014-12-31 | Hourly | 1 | 1 | 1 | 1 | 1 | 0.5 | 0.5 | 0.5 | 0.5 | 0.5 | 0.5 | 0.5 | 0.5 | 0.5 | 0.5 | 0.5 | 0.5 | 0.5 | 0.5 | 0.5 | 0.5 | 0.5 | 0.5 | 0.5 | From eQ_Lib.dat in MASControl 2017
D_RFF_All_P_Inf_Yr | Infiltration | MULTIPLIER | Default¦SmrDsn¦WntrDsn¦Hol | 2014-01-01 | 2014-12-31 | Hourly | 1 | 1 | 1 | 1 | 1 | 0.5 | 0.5 | 0.5 | 0.5 | 0.5 | 0.5 | 0.5 | 0.5 | 0.5 | 0.5 | 0.5 | 0.5 | 0.5 | 0.5 | 0.5 | 0.5 | 0.5 | 0.5 | 0.5 | From eQ_Lib.dat in MASControl 2017
D_RSD_All_C_Inf_Yr | Infiltration | MULTIPLIER | Default¦SmrDsn¦WntrDsn¦Hol | 2014-01-01 | 2014-12-31 | Hourly | 1 | 1 | 1 | 1 | 1 | 1 | 1 | 1 | 1 | 0.5 | 0.5 | 0.5 | 0.5 | 0.5 | 0.5 | 0.5 | 0.5 | 0.5 | 0.5 | 0.5 | 0.5 | 0.5 | 0.5 | 1 | From eQ_Lib.dat in MASControl 2017
D_RSD_All_P_Inf_Yr | Infiltration | MULTIPLIER | Default¦SmrDsn¦WntrDsn¦Hol | 2014-01-01 | 2014-12-31 | Hourly | 1 | 1 | 1 | 1 | 1 | 1 | 1 | 1 | 1 | 0.5 | 0.5 | 0.5 | 0.5 | 0.5 | 0.5 | 0.5 | 0.5 | 0.5 | 0.5 | 0.5 | 0.5 | 0.5 | 0.5 | 1 | From eQ_Lib.dat in MASControl 2017
D_Rt3_All_C_Inf_Yr | Infiltration | MULTIPLIER | Default¦Wkdy | 2014-01-01 | 2014-12-31 | Hourly | 1 | 1 | 1 | 1 | 1 | 1 | 1 | 1 | 0.5 | 0.5 | 0.5 | 0.5 | 0.5 | 0.5 | 0.5 | 0.5 | 0.5 | 0.5 | 0.5 | 0.5 | 0.5 | 0.5 | 1 | 1 | From eQ_Lib.dat in MASControl 2017
D_Rt3_All_C_Inf_Yr | Infiltration | MULTIPLIER | Wknd | 2014-01-01 | 2014-12-31 | Hourly | 1 | 1 | 1 | 1 | 1 | 1 | 1 | 1 | 0.5 | 0.5 | 0.5 | 0.5 | 0.5 | 0.5 | 0.5 | 0.5 | 0.5 | 0.5 | 0.5 | 0.5 | 1 | 1 | 1 | 1 | From eQ_Lib.dat in MASControl 2017
D_Rt3_All_C_Inf_Yr | Infiltration | MULTIPLIER | WntrDsn | 2014-01-01 | 2014-12-31 | Hourly | 1 | 1 | 1 | 1 | 1 | 1 | 1 | 1 | 0.5 | 0.5 | 0.5 | 0.5 | 0.5 | 0.5 | 0.5 | 0.5 | 0.5 | 0.5 | 0.5 | 0.5 | 0.5 | 0.5 | 1 | 1 | From eQ_Lib.dat in MASControl 2017
D_Rt3_All_C_Inf_Yr | Infiltration | MULTIPLIER | SmrDsn | 2014-01-01 | 2014-12-31 | Hourly | 1 | 1 | 1 | 1 | 1 | 1 | 1 | 1 | 0.5 | 0.5 | 0.5 | 0.5 | 0.5 | 0.5 | 0.5 | 0.5 | 0.5 | 0.5 | 0.5 | 0.5 | 0.5 | 0.5 | 1 | 1 | From eQ_Lib.dat in MASControl 2017
D_Rt3_All_C_Inf_Yr | Infiltration | MULTIPLIER | Hol | 2014-01-01 | 2014-12-31 | Hourly | 1 | 1 | 1 | 1 | 1 | 1 | 1 | 1 | 0.5 | 0.5 | 0.5 | 0.5 | 0.5 | 0.5 | 0.5 | 0.5 | 0.5 | 0.5 | 0.5 | 0.5 | 1 | 1 | 1 | 1 | From eQ_Lib.dat in MASControl 2017
D_Rt3_All_P_Inf_Yr | Infiltration | MULTIPLIER | Default¦Wkdy | 2014-01-01 | 2014-12-31 | Hourly | 1 | 1 | 1 | 1 | 1 | 1 | 1 | 1 | 0.5 | 0.5 | 0.5 | 0.5 | 0.5 | 0.5 | 0.5 | 0.5 | 0.5 | 0.5 | 0.5 | 0.5 | 0.5 | 0.5 | 1 | 1 | From eQ_Lib.dat in MASControl 2017
D_Rt3_All_P_Inf_Yr | Infiltration | MULTIPLIER | Wknd | 2014-01-01 | 2014-12-31 | Hourly | 1 | 1 | 1 | 1 | 1 | 1 | 1 | 1 | 0.5 | 0.5 | 0.5 | 0.5 | 0.5 | 0.5 | 0.5 | 0.5 | 0.5 | 0.5 | 0.5 | 0.5 | 1 | 1 | 1 | 1 | From eQ_Lib.dat in MASControl 2017
D_Rt3_All_P_Inf_Yr | Infiltration | MULTIPLIER | WntrDsn | 2014-01-01 | 2014-12-31 | Hourly | 1 | 1 | 1 | 1 | 1 | 1 | 1 | 1 | 0.5 | 0.5 | 0.5 | 0.5 | 0.5 | 0.5 | 0.5 | 0.5 | 0.5 | 0.5 | 0.5 | 0.5 | 0.5 | 0.5 | 1 | 1 | From eQ_Lib.dat in MASControl 2017
D_Rt3_All_P_Inf_Yr | Infiltration | MULTIPLIER | SmrDsn | 2014-01-01 | 2014-12-31 | Hourly | 1 | 1 | 1 | 1 | 1 | 1 | 1 | 1 | 0.5 | 0.5 | 0.5 | 0.5 | 0.5 | 0.5 | 0.5 | 0.5 | 0.5 | 0.5 | 0.5 | 0.5 | 0.5 | 0.5 | 1 | 1 | From eQ_Lib.dat in MASControl 2017
D_Rt3_All_P_Inf_Yr | Infiltration | MULTIPLIER | Hol | 2014-01-01 | 2014-12-31 | Hourly | 1 | 1 | 1 | 1 | 1 | 1 | 1 | 1 | 0.5 | 0.5 | 0.5 | 0.5 | 0.5 | 0.5 | 0.5 | 0.5 | 0.5 | 0.5 | 0.5 | 0.5 | 1 | 1 | 1 | 1 | From eQ_Lib.dat in MASControl 2017
D_RtL_All_C_Inf_Yr | Infiltration | MULTIPLIER | Default¦SmrDsn¦WntrDsn¦Hol | 2014-01-01 | 2014-12-31 | Hourly | 1 | 1 | 1 | 1 | 1 | 1 | 1 | 1 | 0.5 | 0.5 | 0.5 | 0.5 | 0.5 | 0.5 | 0.5 | 0.5 | 0.5 | 0.5 | 0.5 | 0.5 | 0.5 | 0.5 | 0.5 | 1 | From eQ_Lib.dat in MASControl 2017
D_RtL_All_P_Inf_Yr | Infiltration | MULTIPLIER | Default¦SmrDsn¦WntrDsn¦Hol | 2014-01-01 | 2014-12-31 | Hourly | 1 | 1 | 1 | 1 | 1 | 1 | 1 | 1 | 0.5 | 0.5 | 0.5 | 0.5 | 0.5 | 0.5 | 0.5 | 0.5 | 0.5 | 0.5 | 0.5 | 0.5 | 0.5 | 0.5 | 0.5 | 1 | From eQ_Lib.dat in MASControl 2017
D_RtS_All_C_Inf_Yr | Infiltration | MULTIPLIER | Default¦SmrDsn¦WntrDsn¦Hol | 2014-01-01 | 2014-12-31 | Hourly | 1 | 1 | 1 | 1 | 1 | 1 | 1 | 1 | 0.5 | 0.5 | 0.5 | 0.5 | 0.5 | 0.5 | 0.5 | 0.5 | 0.5 | 0.5 | 0.5 | 0.5 | 0.5 | 1 | 1 | 1 | From eQ_Lib.dat in MASControl 2017
D_RtS_All_P_Inf_Yr | Infiltration | MULTIPLIER | Default¦SmrDsn¦WntrDsn¦Hol | 2014-01-01 | 2014-12-31 | Hourly | 1 | 1 | 1 | 1 | 1 | 1 | 1 | 1 | 0.5 | 0.5 | 0.5 | 0.5 | 0.5 | 0.5 | 0.5 | 0.5 | 0.5 | 0.5 | 0.5 | 0.5 | 0.5 | 1 | 1 | 1 | From eQ_Lib.dat in MASControl 2017
D_SCn_All_C_Inf_Yr | Infiltration | MULTIPLIER | Default¦Wkdy | 2014-01-01 | 2014-12-31 | Hourly | 1 | 1 | 1 | 1 | 1 | 1 | 0.5 | 0.5 | 0.5 | 0.5 | 0.5 | 0.5 | 0.5 | 0.5 | 0.5 | 0.5 | 0.5 | 0.5 | 0.5 | 1 | 1 | 1 | 1 | 1 | From eQ_Lib.dat in MASControl 2017
D_SCn_All_C_Inf_Yr | Infiltration | MULTIPLIER | Wknd | 2014-01-01 | 2014-12-31 | Hourly | 1 | 1 | 1 | 1 | 1 | 1 | 0.5 | 0.5 | 0.5 | 0.5 | 0.5 | 0.5 | 0.5 | 0.5 | 0.5 | 0.5 | 0.5 | 0.5 | 0.5 | 1 | 1 | 1 | 1 | 1 | From eQ_Lib.dat in MASControl 2017
D_SCn_All_C_Inf_Yr | Infiltration | MULTIPLIER | WntrDsn | 2014-01-01 | 2014-12-31 | Hourly | 1 | 1 | 1 | 1 | 1 | 1 | 0.5 | 0.5 | 0.5 | 0.5 | 0.5 | 0.5 | 0.5 | 0.5 | 0.5 | 0.5 | 0.5 | 0.5 | 0.5 | 1 | 1 | 1 | 1 | 1 | From eQ_Lib.dat in MASControl 2017
D_SCn_All_C_Inf_Yr | Infiltration | MULTIPLIER | SmrDsn | 2014-01-01 | 2014-12-31 | Hourly | 1 | 1 | 1 | 1 | 1 | 1 | 0.5 | 0.5 | 0.5 | 0.5 | 0.5 | 0.5 | 0.5 | 0.5 | 0.5 | 0.5 | 0.5 | 0.5 | 0.5 | 1 | 1 | 1 | 1 | 1 | From eQ_Lib.dat in MASControl 2017
D_SCn_All_C_Inf_Yr | Infiltration | MULTIPLIER | Hol | 2014-01-01 | 2014-12-31 | Hourly | 1 | 1 | 1 | 1 | 1 | 1 | 1 | 1 | 0.5 | 0.5 | 0.5 | 0.5 | 0.5 | 0.5 | 0.5 | 0.5 | 0.5 | 1 | 1 | 1 | 1 | 1 | 1 | 1 | From eQ_Lib.dat in MASControl 2017
D_SCn_All_P_Inf_Yr | Infiltration | MULTIPLIER | Default¦Wkdy | 2014-01-01 | 2014-12-31 | Hourly | 1 | 1 | 1 | 1 | 1 | 1 | 0.5 | 0.5 | 0.5 | 0.5 | 0.5 | 0.5 | 0.5 | 0.5 | 0.5 | 0.5 | 0.5 | 0.5 | 0.5 | 1 | 1 | 1 | 1 | 1 | From eQ_Lib.dat in MASControl 2017
D_SCn_All_P_Inf_Yr | Infiltration | MULTIPLIER | Wknd | 2014-01-01 | 2014-12-31 | Hourly | 1 | 1 | 1 | 1 | 1 | 1 | 0.5 | 0.5 | 0.5 | 0.5 | 0.5 | 0.5 | 0.5 | 0.5 | 0.5 | 0.5 | 0.5 | 0.5 | 0.5 | 1 | 1 | 1 | 1 | 1 | From eQ_Lib.dat in MASControl 2017
D_SCn_All_P_Inf_Yr | Infiltration | MULTIPLIER | WntrDsn | 2014-01-01 | 2014-12-31 | Hourly | 1 | 1 | 1 | 1 | 1 | 1 | 0.5 | 0.5 | 0.5 | 0.5 | 0.5 | 0.5 | 0.5 | 0.5 | 0.5 | 0.5 | 0.5 | 0.5 | 0.5 | 1 | 1 | 1 | 1 | 1 | From eQ_Lib.dat in MASControl 2017
D_SCn_All_P_Inf_Yr | Infiltration | MULTIPLIER | SmrDsn | 2014-01-01 | 2014-12-31 | Hourly | 1 | 1 | 1 | 1 | 1 | 1 | 0.5 | 0.5 | 0.5 | 0.5 | 0.5 | 0.5 | 0.5 | 0.5 | 0.5 | 0.5 | 0.5 | 0.5 | 0.5 | 1 | 1 | 1 | 1 | 1 | From eQ_Lib.dat in MASControl 2017
D_SCn_All_P_Inf_Yr | Infiltration | MULTIPLIER | Hol | 2014-01-01 | 2014-12-31 | Hourly | 1 | 1 | 1 | 1 | 1 | 1 | 1 | 1 | 0.5 | 0.5 | 0.5 | 0.5 | 0.5 | 0.5 | 0.5 | 0.5 | 0.5 | 1 | 1 | 1 | 1 | 1 | 1 | 1 | From eQ_Lib.dat in MASControl 2017
D_SFm_All_C_Inf_Yr | Infiltration | MULTIPLIER | Default¦SmrDsn¦WntrDsn¦Hol | 2014-01-01 | 2014-12-31 | Constant | 0.5 | [23 empty] | From eQ_Lib.dat in MASControl 2017
D_SFm_All_P_Inf_Yr | Infiltration | MULTIPLIER | Default¦SmrDsn¦WntrDsn¦Hol | 2014-01-01 | 2014-12-31 | Constant | 0.5 | [23 empty] | From eQ_Lib.dat in MASControl 2017
D_SUn_All_C_Inf_Yr | Infiltration | MULTIPLIER | Default¦Wkdy | 2014-01-01 | 2014-12-31 | Hourly | 1 | 1 | 1 | 1 | 1 | 1 | 0.5 | 0.5 | 0.5 | 0.5 | 0.5 | 0.5 | 0.5 | 0.5 | 0.5 | 0.5 | 0.5 | 0.5 | 0.5 | 1 | 1 | 1 | 1 | 1 | From eQ_Lib.dat in MASControl 2017
D_SUn_All_C_Inf_Yr | Infiltration | MULTIPLIER | Wknd | 2014-01-01 | 2014-12-31 | Hourly | 1 | 1 | 1 | 1 | 1 | 1 | 0.5 | 0.5 | 0.5 | 0.5 | 0.5 | 0.5 | 0.5 | 0.5 | 0.5 | 0.5 | 0.5 | 0.5 | 0.5 | 1 | 1 | 1 | 1 | 1 | From eQ_Lib.dat in MASControl 2017
D_SUn_All_C_Inf_Yr | Infiltration | MULTIPLIER | WntrDsn | 2014-01-01 | 2014-12-31 | Hourly | 1 | 1 | 1 | 1 | 1 | 1 | 0.5 | 0.5 | 0.5 | 0.5 | 0.5 | 0.5 | 0.5 | 0.5 | 0.5 | 0.5 | 0.5 | 0.5 | 0.5 | 1 | 1 | 1 | 1 | 1 | From eQ_Lib.dat in MASControl 2017
D_SUn_All_C_Inf_Yr | Infiltration | MULTIPLIER | SmrDsn | 2014-01-01 | 2014-12-31 | Hourly | 1 | 1 | 1 | 1 | 1 | 1 | 0.5 | 0.5 | 0.5 | 0.5 | 0.5 | 0.5 | 0.5 | 0.5 | 0.5 | 0.5 | 0.5 | 0.5 | 0.5 | 1 | 1 | 1 | 1 | 1 | From eQ_Lib.dat in MASControl 2017
D_SUn_All_C_Inf_Yr | Infiltration | MULTIPLIER | Hol | 2014-01-01 | 2014-12-31 | Hourly | 1 | 1 | 1 | 1 | 1 | 1 | 1 | 1 | 0.5 | 0.5 | 0.5 | 0.5 | 0.5 | 0.5 | 0.5 | 0.5 | 0.5 | 1 | 1 | 1 | 1 | 1 | 1 | 1 | From eQ_Lib.dat in MASControl 2017
D_SUn_All_P_Inf_Yr | Infiltration | MULTIPLIER | Default¦Wkdy | 2014-01-01 | 2014-12-31 | Hourly | 1 | 1 | 1 | 1 | 1 | 1 | 0.5 | 0.5 | 0.5 | 0.5 | 0.5 | 0.5 | 0.5 | 0.5 | 0.5 | 0.5 | 0.5 | 0.5 | 0.5 | 1 | 1 | 1 | 1 | 1 | From eQ_Lib.dat in MASControl 2017
D_SUn_All_P_Inf_Yr | Infiltration | MULTIPLIER | Wknd | 2014-01-01 | 2014-12-31 | Hourly | 1 | 1 | 1 | 1 | 1 | 1 | 0.5 | 0.5 | 0.5 | 0.5 | 0.5 | 0.5 | 0.5 | 0.5 | 0.5 | 0.5 | 0.5 | 0.5 | 0.5 | 1 | 1 | 1 | 1 | 1 | From eQ_Lib.dat in MASControl 2017
D_SUn_All_P_Inf_Yr | Infiltration | MULTIPLIER | WntrDsn | 2014-01-01 | 2014-12-31 | Hourly | 1 | 1 | 1 | 1 | 1 | 1 | 0.5 | 0.5 | 0.5 | 0.5 | 0.5 | 0.5 | 0.5 | 0.5 | 0.5 | 0.5 | 0.5 | 0.5 | 0.5 | 1 | 1 | 1 | 1 | 1 | From eQ_Lib.dat in MASControl 2017
D_SUn_All_P_Inf_Yr | Infiltration | MULTIPLIER | SmrDsn | 2014-01-01 | 2014-12-31 | Hourly | 1 | 1 | 1 | 1 | 1 | 1 | 0.5 | 0.5 | 0.5 | 0.5 | 0.5 | 0.5 | 0.5 | 0.5 | 0.5 | 0.5 | 0.5 | 0.5 | 0.5 | 1 | 1 | 1 | 1 | 1 | From eQ_Lib.dat in MASControl 2017
D_SUn_All_P_Inf_Yr | Infiltration | MULTIPLIER | Hol | 2014-01-01 | 2014-12-31 | Hourly | 1 | 1 | 1 | 1 | 1 | 1 | 1 | 1 | 0.5 | 0.5 | 0.5 | 0.5 | 0.5 | 0.5 | 0.5 | 0.5 | 0.5 | 1 | 1 | 1 | 1 | 1 | 1 | 1 | From eQ_Lib.dat in MASControl 2017
D_WRf_All_C_Inf_Yr | Infiltration | MULTIPLIER | Default¦Wkdy | 2014-01-01 | 2014-12-31 | Hourly | 1 | 1 | 1 | 1 | 1 | 1 | 1 | 0.5 | 0.5 | 0.5 | 0.5 | 0.5 | 0.5 | 0.5 | 0.5 | 0.5 | 0.5 | 0.5 | 0.5 | 1 | 1 | 1 | 1 | 1 | From eQ_Lib.dat in MASControl 2017
D_WRf_All_C_Inf_Yr | Infiltration | MULTIPLIER | Wknd | 2014-01-01 | 2014-12-31 | Hourly | 1 | 1 | 1 | 1 | 1 | 1 | 1 | 1 | 0.5 | 0.5 | 0.5 | 0.5 | 0.5 | 0.5 | 0.5 | 0.5 | 0.5 | 1 | 1 | 1 | 1 | 1 | 1 | 1 | From eQ_Lib.dat in MASControl 2017
D_WRf_All_C_Inf_Yr | Infiltration | MULTIPLIER | WntrDsn | 2014-01-01 | 2014-12-31 | Hourly | 1 | 1 | 1 | 1 | 1 | 1 | 1 | 0.5 | 0.5 | 0.5 | 0.5 | 0.5 | 0.5 | 0.5 | 0.5 | 0.5 | 0.5 | 0.5 | 0.5 | 1 | 1 | 1 | 1 | 1 | From eQ_Lib.dat in MASControl 2017
D_WRf_All_C_Inf_Yr | Infiltration | MULTIPLIER | SmrDsn | 2014-01-01 | 2014-12-31 | Hourly | 1 | 1 | 1 | 1 | 1 | 1 | 1 | 0.5 | 0.5 | 0.5 | 0.5 | 0.5 | 0.5 | 0.5 | 0.5 | 0.5 | 0.5 | 0.5 | 0.5 | 1 | 1 | 1 | 1 | 1 | From eQ_Lib.dat in MASControl 2017
D_WRf_All_C_Inf_Yr | Infiltration | MULTIPLIER | Hol | 2014-01-01 | 2014-12-31 | Hourly | 1 | 1 | 1 | 1 | 1 | 1 | 1 | 1 | 0.5 | 0.5 | 0.5 | 0.5 | 0.5 | 0.5 | 0.5 | 0.5 | 0.5 | 1 | 1 | 1 | 1 | 1 | 1 | 1 | From eQ_Lib.dat in MASControl 2017
D_WRf_All_P_Inf_Yr | Infiltration | MULTIPLIER | Default¦Wkdy | 2014-01-01 | 2014-12-31 | Hourly | 1 | 1 | 1 | 1 | 1 | 1 | 1 | 0.5 | 0.5 | 0.5 | 0.5 | 0.5 | 0.5 | 0.5 | 0.5 | 0.5 | 0.5 | 0.5 | 0.5 | 1 | 1 | 1 | 1 | 1 | From eQ_Lib.dat in MASControl 2017
D_WRf_All_P_Inf_Yr | Infiltration | MULTIPLIER | Wknd | 2014-01-01 | 2014-12-31 | Hourly | 1 | 1 | 1 | 1 | 1 | 1 | 1 | 1 | 0.5 | 0.5 | 0.5 | 0.5 | 0.5 | 0.5 | 0.5 | 0.5 | 0.5 | 1 | 1 | 1 | 1 | 1 | 1 | 1 | From eQ_Lib.dat in MASControl 2017
D_WRf_All_P_Inf_Yr | Infiltration | MULTIPLIER | WntrDsn | 2014-01-01 | 2014-12-31 | Hourly | 1 | 1 | 1 | 1 | 1 | 1 | 1 | 0.5 | 0.5 | 0.5 | 0.5 | 0.5 | 0.5 | 0.5 | 0.5 | 0.5 | 0.5 | 0.5 | 0.5 | 1 | 1 | 1 | 1 | 1 | From eQ_Lib.dat in MASControl 2017
D_WRf_All_P_Inf_Yr | Infiltration | MULTIPLIER | SmrDsn | 2014-01-01 | 2014-12-31 | Hourly | 1 | 1 | 1 | 1 | 1 | 1 | 1 | 0.5 | 0.5 | 0.5 | 0.5 | 0.5 | 0.5 | 0.5 | 0.5 | 0.5 | 0.5 | 0.5 | 0.5 | 1 | 1 | 1 | 1 | 1 | From eQ_Lib.dat in MASControl 2017
D_WRf_All_P_Inf_Yr | Infiltration | MULTIPLIER | Hol | 2014-01-01 | 2014-12-31 | Hourly | 1 | 1 | 1 | 1 | 1 | 1 | 1 | 1 | 0.5 | 0.5 | 0.5 | 0.5 | 0.5 | 0.5 | 0.5 | 0.5 | 0.5 | 1 | 1 | 1 | 1 | 1 | 1 | 1 | From eQ_Lib.dat in MASControl 2017
D_WRf_IndDock_Infil_Yr | Infiltration | FRACTION | Default¦SmrDsn¦WntrDsn¦Hol | 2014-01-01 | 2014-12-31 | Constant | 1 | [23 empty] | From eQ_Lib.dat in MASControl 2017
D_WRf_OffGen_Infil_Yr | Infiltration | FRACTION | Default¦SmrDsn¦WntrDsn¦Hol | 2014-01-01 | 2014-12-31 | Hourly | 0.6071 | 0.6071 | 0.6071 | 0.6071 | 0.6071 | 0.6071 | 1 | 1 | 1 | 1 | 1 | 1 | 1 | 1 | 1 | 1 | 1 | 0.6071 | 0.6071 | 0.6071 | 0.6071 | 0.6071 | 0.6071 | 0.6071 | From eQ_Lib.dat in MASControl 2017
D_WRf_RfgClr_Infil_Yr | Infiltration | FRACTION | Default¦SmrDsn¦WntrDsn¦Hol | 2014-01-01 | 2014-12-31 | Hourly | 0.15 | 0.15 | 0.15 | 0.15 | 0.15 | 0.15 | 0.75 | 0.75 | 0.75 | 0.75 | 0.75 | 0.75 | 0.75 | 0.75 | 0.75 | 0.75 | 0.75 | 0.15 | 0.15 | 0.15 | 0.15 | 0.15 | 0.15 | 0.15 | From eQ_Lib.dat in MASControl 2017
D_WRf_RfgFrz_Infil_Yr | Infiltration | FRACTION | Default¦SmrDsn¦WntrDsn¦Hol | 2014-01-01 | 2014-12-31 | Hourly | 0.2232 | 0.2232 | 0.2232 | 0.2232 | 0.2232 | 0.2232 | 1 | 1 | 1 | 1 | 1 | 1 | 1 | 1 | 1 | 1 | 1 | 0.2232 | 0.2232 | 0.2232 | 0.2232 | 0.2232 | 0.2232 | 0.2232 | From eQ_Lib.dat in MASControl 2017
FullServiceRestaurant Infil Half On | Infiltration |  | Default¦WntrDsn¦SmrDsn¦Sun¦Sat | 2014-01-01 | 2014-12-31 | Hourly | 1 | 1 | 1 | 1 | 1 | 0.5 | 0.5 | 0.5 | 0.5 | 0.5 | 0.5 | 0.5 | 0.5 | 0.5 | 0.5 | 0.5 | 0.5 | 0.5 | 0.5 | 0.5 | 0.5 | 0.5 | 0.5 | 0.5 | From DOE Reference Buildings
Hospital Infil Quarter On | Infiltration |  | Default¦Sun¦Sat | 2014-01-01 | 2014-12-31 | Constant | 0.25 | [23 empty] | From DOE Reference Buildings
Hospital Infil Quarter On | Infiltration |  | WntrDsn¦SmrDsn | 2014-01-01 | 2014-12-31 | Constant | 1 | [23 empty] | From DOE Reference Buildings
Hospital INFIL_SCH_PNNL | Infiltration |  | Default¦WntrDsn¦SmrDsn¦Sat¦Wkdy | 2014-01-01 | 2014-12-31 | Constant | 0.25 | [23 empty] | From DOE Prototype Buildings
HotelLarge INFIL_HALF_ON_SCH | Infiltration |  | Default¦WntrDsn¦SmrDsn | 2014-01-01 | 2014-12-31 | Constant | 0.5 | [23 empty] | From DOE Prototype Buildings
HotelLarge INFIL_QUARTER_ON_SCH | Infiltration |  | Default¦WntrDsn¦SmrDsn | 2014-01-01 | 2014-12-31 | Constant | 0.25 | [23 empty] | From DOE Prototype Buildings
HotelLarge INFIL_SCH | Infiltration |  | Default¦WntrDsn¦SmrDsn | 2014-01-01 | 2014-12-31 | Constant | 1 | [23 empty] | From DOE Prototype Buildings
HotelSmall CommonArea_Infil_Sch | Infiltration |  | Default | 2014-01-01 | 2014-12-31 | Constant | 0.25 | [23 empty] | From DOE Prototype Buildings
HotelSmall CommonArea_Infil_Sch | Infiltration |  | WntrDsn | 2014-01-01 | 2014-12-31 | Constant | 0 | [23 empty] | From DOE Prototype Buildings
HotelSmall CommonArea_Infil_Sch | Infiltration |  | SmrDsn | 2014-01-01 | 2014-12-31 | Constant | 1 | [23 empty] | From DOE Prototype Buildings
HotelSmall GuestRoom_Infil_Sch | Infiltration |  | Default | 2014-01-01 | 2014-12-31 | Constant | 0.25 | [23 empty] | From DOE Prototype Buildings
HotelSmall GuestRoom_Infil_Sch | Infiltration |  | WntrDsn | 2014-01-01 | 2014-12-31 | Constant | 0 | [23 empty] | From DOE Prototype Buildings
HotelSmall GuestRoom_Infil_Sch | Infiltration |  | SmrDsn | 2014-01-01 | 2014-12-31 | Constant | 1 | [23 empty] | From DOE Prototype Buildings
HotelSmall INFIL_Door_Opening_SCH | Infiltration |  | Default¦WntrDsn¦SmrDsn | 2014-01-01 | 2014-12-31 | Hourly | 0 | 0 | 0 | 0 | 0 | 0 | 0.144 | 1 | 0.144 | 0.144 | 0.144 | 0.144 | 0.144 | 0.144 | 0.144 | 0.144 | 0.144 | 1 | 0.144 | 0.144 | 0.144 | 0.144 | 0 | 0 | From DOE Prototype Buildings
Large Office Infil Quarter On | Infiltration |  | Default¦SmrDsn | 2014-01-01 | 2014-12-31 | Hourly | 1 | 1 | 1 | 1 | 1 | 1 | 0.25 | 0.25 | 0.25 | 0.25 | 0.25 | 0.25 | 0.25 | 0.25 | 0.25 | 0.25 | 0.25 | 0.25 | 0.25 | 0.25 | 0.25 | 0.25 | 1 | 1 | From DOE Reference Buildings
Large Office Infil Quarter On | Infiltration |  | WntrDsn¦Sat | 2014-01-01 | 2014-12-31 | Hourly | 1 | 1 | 1 | 1 | 1 | 1 | 0.25 | 0.25 | 0.25 | 0.25 | 0.25 | 0.25 | 0.25 | 0.25 | 0.25 | 0.25 | 0.25 | 0.25 | 1 | 1 | 1 | 1 | 1 | 1 | From DOE Reference Buildings
Large Office Infil Quarter On | Infiltration |  | Sun | 2014-01-01 | 2014-12-31 | Constant | 1 | [23 empty] | From DOE Reference Buildings
LargeHotel Infil Quarter On | Infiltration |  | Default¦WntrDsn¦SmrDsn | 2014-01-01 | 2014-12-31 | Constant | 0.25 | [23 empty] | From DOE Reference Buildings
Medium Office Infil Quarter On | Infiltration |  | Default¦SmrDsn | 2014-01-01 | 2014-12-31 | Hourly | 1 | 1 | 1 | 1 | 1 | 1 | 0.25 | 0.25 | 0.25 | 0.25 | 0.25 | 0.25 | 0.25 | 0.25 | 0.25 | 0.25 | 0.25 | 0.25 | 0.25 | 0.25 | 0.25 | 0.25 | 1 | 1 | From DOE Reference Buildings
Medium Office Infil Quarter On | Infiltration |  | WntrDsn¦Sat | 2014-01-01 | 2014-12-31 | Hourly | 1 | 1 | 1 | 1 | 1 | 1 | 0.25 | 0.25 | 0.25 | 0.25 | 0.25 | 0.25 | 0.25 | 0.25 | 0.25 | 0.25 | 0.25 | 0.25 | 1 | 1 | 1 | 1 | 1 | 1 | From DOE Reference Buildings
Medium Office Infil Quarter On | Infiltration |  | Sun | 2014-01-01 | 2014-12-31 | Constant | 1 | [23 empty] | From DOE Reference Buildings
MidriseApartment Infil | Infiltration |  | Default¦WntrDsn¦SmrDsn | 2014-01-01 | 2014-12-31 | Constant | 1 | [23 empty] | From DOE Reference Buildings
MidriseApartment OFFICE Infil | Infiltration |  | Default | 2014-01-01 | 2014-12-31 | Hourly | 1 | 1 | 1 | 1 | 1 | 1 | 1 | 1 | 0.25 | 0.25 | 0.25 | 0.25 | 0.25 | 0.25 | 0.25 | 0.25 | 0.25 | 1 | 1 | 1 | 1 | 1 | 1 | 1 | From DOE Reference Buildings
MidriseApartment OFFICE Infil | Infiltration |  | WntrDsn¦SmrDsn¦Wknd | 2014-01-01 | 2014-12-31 | Constant | 1 | [23 empty] | From DOE Reference Buildings
Office Infil Quarter On | Infiltration |  | Default¦SmrDsn | 2014-01-01 | 2014-12-31 | Hourly | 1 | 1 | 1 | 1 | 1 | 1 | 0.25 | 0.25 | 0.25 | 0.25 | 0.25 | 0.25 | 0.25 | 0.25 | 0.25 | 0.25 | 0.25 | 0.25 | 0.25 | 0.25 | 0.25 | 0.25 | 1 | 1 | From DOE Reference Buildings
Office Infil Quarter On | Infiltration |  | WntrDsn¦Sat | 2014-01-01 | 2014-12-31 | Hourly | 1 | 1 | 1 | 1 | 1 | 1 | 0.25 | 0.25 | 0.25 | 0.25 | 0.25 | 0.25 | 0.25 | 0.25 | 0.25 | 0.25 | 0.25 | 0.25 | 1 | 1 | 1 | 1 | 1 | 1 | From DOE Reference Buildings
Office Infil Quarter On | Infiltration |  | Sun | 2014-01-01 | 2014-12-31 | Constant | 1 | [23 empty] | From DOE Reference Buildings
OfficeInfiltration | Infiltration |  | Sat | 2017-01-01 | 2017-12-31 | Hourly | 1 | 1 | 1 | 1 | 1 | 0.25 | 0.25 | 0.25 | 0.25 | 0.25 | 0.25 | 0.25 | 0.25 | 0.25 | 0.25 | 0.25 | 0.25 | 0.25 | 0.25 | 1 | 1 | 1 | 1 | 1 | From Commercial Building Energy Saver (CBES) Prototype Models: cbes.lbl.gov
OfficeInfiltration | Infiltration |  | Sun | 2017-01-01 | 2017-12-31 | Hourly | 1 | 1 | 1 | 1 | 1 | 0.25 | 0.25 | 0.25 | 0.25 | 0.25 | 0.25 | 0.25 | 0.25 | 0.25 | 0.25 | 0.25 | 0.25 | 0.25 | 1 | 1 | 1 | 1 | 1 | 1 | From Commercial Building Energy Saver (CBES) Prototype Models: cbes.lbl.gov
OfficeInfiltration | Infiltration |  | Wkdy | 2017-01-01 | 2017-12-31 | Hourly | 1 | 1 | 1 | 1 | 1 | 0.25 | 0.25 | 0.25 | 0.25 | 0.25 | 0.25 | 0.25 | 0.25 | 0.25 | 0.25 | 0.25 | 0.25 | 0.25 | 0.25 | 0.25 | 0.25 | 0.25 | 0.25 | 0.25 | From Commercial Building Energy Saver (CBES) Prototype Models: cbes.lbl.gov
OfficeLarge INFIL_HALF_ON_SCH | Infiltration |  | Default | 2014-01-01 | 2014-12-31 | Constant | 1 | [23 empty] | From DOE Prototype Buildings
OfficeLarge INFIL_HALF_ON_SCH | Infiltration |  | WntrDsn¦Sat | 2014-01-01 | 2014-12-31 | Hourly | 1 | 1 | 1 | 1 | 1 | 1 | 0.5 | 0.5 | 0.5 | 0.5 | 0.5 | 0.5 | 0.5 | 0.5 | 0.5 | 0.5 | 0.5 | 0.5 | 1 | 1 | 1 | 1 | 1 | 1 | From DOE Prototype Buildings
OfficeLarge INFIL_HALF_ON_SCH | Infiltration |  | SmrDsn¦Wkdy | 2014-01-01 | 2014-12-31 | Hourly | 1 | 1 | 1 | 1 | 1 | 1 | 0.5 | 0.5 | 0.5 | 0.5 | 0.5 | 0.5 | 0.5 | 0.5 | 0.5 | 0.5 | 0.5 | 0.5 | 0.5 | 0.5 | 0.5 | 0.5 | 1 | 1 | From DOE Prototype Buildings
OfficeLarge INFIL_SCH | Infiltration |  | Default | 2014-01-01 | 2014-12-31 | Constant | 1 | [23 empty] | From DOE Prototype Buildings
OfficeLarge INFIL_SCH | Infiltration |  | WntrDsn¦Sat | 2014-01-01 | 2014-12-31 | Hourly | 1 | 1 | 1 | 1 | 1 | 1 | 0 | 0 | 0 | 0 | 0 | 0 | 0 | 0 | 0 | 0 | 0 | 0 | 1 | 1 | 1 | 1 | 1 | 1 | From DOE Prototype Buildings
OfficeLarge INFIL_SCH | Infiltration |  | SmrDsn¦Wkdy | 2014-01-01 | 2014-12-31 | Hourly | 1 | 1 | 1 | 1 | 1 | 1 | 0 | 0 | 0 | 0 | 0 | 0 | 0 | 0 | 0 | 0 | 0 | 0 | 0 | 0 | 0 | 0 | 1 | 1 | From DOE Prototype Buildings
OfficeLarge INFIL_SCH_PNNL | Infiltration |  | Default | 2014-01-01 | 2014-12-31 | Constant | 1 | [23 empty] | From DOE Prototype Buildings
OfficeLarge INFIL_SCH_PNNL | Infiltration |  | WntrDsn¦Sat | 2014-01-01 | 2014-12-31 | Hourly | 1 | 1 | 1 | 1 | 1 | 1 | 0.25 | 0.25 | 0.25 | 0.25 | 0.25 | 0.25 | 0.25 | 0.25 | 0.25 | 0.25 | 0.25 | 0.25 | 1 | 1 | 1 | 1 | 1 | 1 | From DOE Prototype Buildings
OfficeLarge INFIL_SCH_PNNL | Infiltration |  | SmrDsn¦Wkdy | 2014-01-01 | 2014-12-31 | Hourly | 1 | 1 | 1 | 1 | 1 | 1 | 0.25 | 0.25 | 0.25 | 0.25 | 0.25 | 0.25 | 0.25 | 0.25 | 0.25 | 0.25 | 0.25 | 0.25 | 0.25 | 0.25 | 0.25 | 0.25 | 1 | 1 | From DOE Prototype Buildings
OfficeMedium INFIL_Door_Opening_SCH | Infiltration |  | Default¦WntrDsn¦SmrDsn | 2014-01-01 | 2014-12-31 | Constant | 0 | [23 empty] | From DOE Prototype Buildings
OfficeMedium INFIL_Door_Opening_SCH | Infiltration |  | Wkdy | 2014-01-01 | 2014-12-31 | Hourly | 0 | 0 | 0 | 0 | 0 | 0 | 0.144 | 1 | 0.144 | 0.144 | 0.144 | 0.144 | 1 | 0.144 | 0.144 | 0.144 | 0.144 | 1 | 0.144 | 0 | 0 | 0 | 0 | 0 | From DOE Prototype Buildings
OfficeMedium INFIL_SCH_PNNL | Infiltration |  | Default | 2014-01-01 | 2014-12-31 | Constant | 1 | [23 empty] | From DOE Prototype Buildings
OfficeMedium INFIL_SCH_PNNL | Infiltration |  | WntrDsn¦Sat | 2014-01-01 | 2014-12-31 | Hourly | 1 | 1 | 1 | 1 | 1 | 1 | 0.25 | 0.25 | 0.25 | 0.25 | 0.25 | 0.25 | 0.25 | 0.25 | 0.25 | 0.25 | 0.25 | 0.25 | 1 | 1 | 1 | 1 | 1 | 1 | From DOE Prototype Buildings
OfficeMedium INFIL_SCH_PNNL | Infiltration |  | SmrDsn¦Wkdy | 2014-01-01 | 2014-12-31 | Hourly | 1 | 1 | 1 | 1 | 1 | 1 | 0.25 | 0.25 | 0.25 | 0.25 | 0.25 | 0.25 | 0.25 | 0.25 | 0.25 | 0.25 | 0.25 | 0.25 | 0.25 | 0.25 | 0.25 | 0.25 | 1 | 1 | From DOE Prototype Buildings
OfficeSmall INFIL_Door_Opening_SCH | Infiltration |  | Default¦WntrDsn¦SmrDsn | 2014-01-01 | 2014-12-31 | Constant | 0 | [23 empty] | From DOE Prototype Buildings
OfficeSmall INFIL_Door_Opening_SCH | Infiltration |  | Wkdy | 2014-01-01 | 2014-12-31 | Hourly | 0 | 0 | 0 | 0 | 0 | 0 | 0.144 | 1 | 0.144 | 0.144 | 0.144 | 0.144 | 1 | 0.144 | 0.144 | 0.144 | 0.144 | 1 | 0.144 | 0 | 0 | 0 | 0 | 0 | From DOE Prototype Buildings
OfficeSmall INFIL_Door_Opening_SCH_2013 | Infiltration |  | Default¦WntrDsn¦SmrDsn | 2014-01-01 | 2014-12-31 | Constant | 0 | [23 empty] | From DOE Prototype Buildings
OfficeSmall INFIL_Door_Opening_SCH_2013 | Infiltration |  | Wkdy | 2014-01-01 | 2014-12-31 | Hourly | 0 | 0 | 0 | 0 | 0 | 0 | 0.131 | 1 | 0.131 | 0.131 | 0.131 | 0.131 | 1 | 0.131 | 0.131 | 0.131 | 0.131 | 1 | 0.131 | 0 | 0 | 0 | 0 | 0 | From DOE Prototype Buildings
OfficeSmall INFIL_QUARTER_ON_SCH | Infiltration |  | Default | 2014-01-01 | 2014-12-31 | Constant | 1 | [23 empty] | From DOE Prototype Buildings
OfficeSmall INFIL_QUARTER_ON_SCH | Infiltration |  | WntrDsn¦Sat | 2014-01-01 | 2014-12-31 | Hourly | 1 | 1 | 1 | 1 | 1 | 1 | 1 | 0.25 | 0.25 | 0.25 | 0.25 | 0.25 | 0.25 | 0.25 | 0.25 | 0.25 | 0.25 | 0.25 | 1 | 1 | 1 | 1 | 1 | 1 | From DOE Prototype Buildings
OfficeSmall INFIL_QUARTER_ON_SCH | Infiltration |  | SmrDsn¦Wkdy | 2014-01-01 | 2014-12-31 | Hourly | 1 | 1 | 1 | 1 | 1 | 1 | 1 | 0.25 | 0.25 | 0.25 | 0.25 | 0.25 | 0.25 | 0.25 | 0.25 | 0.25 | 0.25 | 0.25 | 0.25 | 1 | 1 | 1 | 1 | 1 | From DOE Prototype Buildings
Outpatient Infil | Infiltration |  | Default | 2014-01-01 | 2014-12-31 | Constant | 0.5 | [23 empty] | From DOE Reference Buildings
Outpatient Infil | Infiltration |  | WntrDsn¦SmrDsn | 2014-01-01 | 2014-12-31 | Constant | 1 | [23 empty] | From DOE Reference Buildings
OutPatientHealthCare INFIL_Door_Opening_SCH_0.131 | Infiltration |  | Default¦WntrDsn¦SmrDsn | 2014-01-01 | 2014-12-31 | Constant | 0 | [23 empty] | From DOE Prototype Buildings
OutPatientHealthCare INFIL_Door_Opening_SCH_0.131 | Infiltration |  | Wkdy | 2014-01-01 | 2014-12-31 | Hourly | 0 | 0 | 0 | 0 | 0 | 0 | 0.131 | 1 | 1 | 1 | 1 | 1 | 1 | 1 | 1 | 1 | 1 | 1 | 0.131 | 0 | 0 | 0 | 0 | 0 | From DOE Prototype Buildings
OutPatientHealthCare INFIL_Door_Opening_SCH_0.144 | Infiltration |  | Default¦WntrDsn¦SmrDsn | 2014-01-01 | 2014-12-31 | Constant | 0 | [23 empty] | From DOE Prototype Buildings
OutPatientHealthCare INFIL_Door_Opening_SCH_0.144 | Infiltration |  | Wkdy | 2014-01-01 | 2014-12-31 | Hourly | 0 | 0 | 0 | 0 | 0 | 0 | 0.144 | 1 | 1 | 1 | 1 | 1 | 1 | 1 | 1 | 1 | 1 | 1 | 0.144 | 0 | 0 | 0 | 0 | 0 | From DOE Prototype Buildings
OutPatientHealthCare INFIL_HALF_ON_SCH | Infiltration |  | Default¦Sat¦Wkdy | 2014-01-01 | 2014-12-31 | Constant | 0.5 | [23 empty] | From DOE Prototype Buildings
OutPatientHealthCare INFIL_HALF_ON_SCH | Infiltration |  | WntrDsn¦SmrDsn | 2014-01-01 | 2014-12-31 | Constant | 1 | [23 empty] | From DOE Prototype Buildings
OutPatientHealthCare INFIL_SCH | Infiltration |  | Default¦Sat¦Wkdy | 2014-01-01 | 2014-12-31 | Constant | 0.25 | [23 empty] | From DOE Prototype Buildings
OutPatientHealthCare INFIL_SCH | Infiltration |  | WntrDsn¦SmrDsn | 2014-01-01 | 2014-12-31 | Constant | 1 | [23 empty] | From DOE Prototype Buildings
PrimarySchool Infil | Infiltration |  | Default¦WntrDsn¦SmrDsn | 2014-01-01 | 2014-12-31 | Hourly | 1 | 1 | 1 | 1 | 1 | 1 | 1 | 0.5 | 0.5 | 0.5 | 0.5 | 0.5 | 0.5 | 0.5 | 0.5 | 0.5 | 0.5 | 0.5 | 0.5 | 0.5 | 0.5 | 1 | 1 | 1 | From DOE Reference Buildings
QuickServiceRestaurant Infil Half On | Infiltration |  | Default¦WntrDsn¦SmrDsn¦Sun¦Sat | 2014-01-01 | 2014-12-31 | Hourly | 1 | 1 | 1 | 1 | 1 | 0.5 | 0.5 | 0.5 | 0.5 | 0.5 | 0.5 | 0.5 | 0.5 | 0.5 | 0.5 | 0.5 | 0.5 | 0.5 | 0.5 | 0.5 | 0.5 | 0.5 | 0.5 | 0.5 | From DOE Reference Buildings
RestaurantFastFood DOOR_INFIL_SCH | Infiltration |  | Default | 2014-01-01 | 2014-12-31 | Hourly | 0 | 0 | 0 | 0 | 0 | 0 | 0.144 | 0.558 | 0.558 | 0.258 | 0.258 | 0.363 | 0.558 | 0.558 | 0.363 | 0.258 | 0.363 | 0.462 | 0.558 | 0.65 | 0.74 | 0.462 | 0.258 | 0.258 | From DOE Prototype Buildings
RestaurantFastFood DOOR_INFIL_SCH | Infiltration |  | WntrDsn | 2014-01-01 | 2014-12-31 | Constant | 0 | [23 empty] | From DOE Prototype Buildings
RestaurantFastFood DOOR_INFIL_SCH | Infiltration |  | SmrDsn | 2014-01-01 | 2014-12-31 | Constant | 1 | [23 empty] | From DOE Prototype Buildings
RestaurantFastFood DOOR_INFIL_SCH | Infiltration |  | Sat | 2014-01-01 | 2014-12-31 | Hourly | 0 | 0 | 0 | 0 | 0 | 0 | 0.144 | 0.558 | 0.558 | 0.462 | 0.258 | 0.462 | 0.558 | 0.558 | 0.462 | 0.363 | 0.363 | 0.363 | 0.74 | 0.915 | 0.74 | 0.65 | 0.558 | 0.363 | From DOE Prototype Buildings
RestaurantFastFood DOOR_INFIL_SCH | Infiltration |  | Wkdy | 2014-01-01 | 2014-12-31 | Hourly | 0 | 0 | 0 | 0 | 0 | 0 | 0.144 | 0.462 | 0.462 | 0.462 | 0.258 | 0.558 | 0.829 | 0.74 | 0.462 | 0.258 | 0.363 | 0.558 | 0.829 | 0.829 | 0.829 | 0.558 | 0.363 | 0.258 | From DOE Prototype Buildings
RestaurantFastFood INFIL_SCH_PNNL | Infiltration |  | Default¦WntrDsn¦SmrDsn¦Sat¦Wkdy | 2014-01-01 | 2014-12-31 | Hourly | 0.25 | 1 | 1 | 1 | 1 | 0.25 | 0.25 | 0.25 | 0.25 | 0.25 | 0.25 | 0.25 | 0.25 | 0.25 | 0.25 | 0.25 | 0.25 | 0.25 | 0.25 | 0.25 | 0.25 | 0.25 | 0.25 | 0.25 | From DOE Prototype Buildings
RestaurantFastFood VESTIBULE_DOOR_INFIL_SCH | Infiltration |  | Default | 2014-01-01 | 2014-12-31 | Hourly | 0 | 0 | 0 | 0 | 0 | 0 | 0.131 | 0.542 | 0.542 | 0.241 | 0.241 | 0.345 | 0.542 | 0.542 | 0.345 | 0.241 | 0.345 | 0.445 | 0.542 | 0.637 | 0.73 | 0.445 | 0.241 | 0.241 | From DOE Prototype Buildings
RestaurantFastFood VESTIBULE_DOOR_INFIL_SCH | Infiltration |  | WntrDsn | 2014-01-01 | 2014-12-31 | Constant | 0 | [23 empty] | From DOE Prototype Buildings
RestaurantFastFood VESTIBULE_DOOR_INFIL_SCH | Infiltration |  | SmrDsn | 2014-01-01 | 2014-12-31 | Constant | 1 | [23 empty] | From DOE Prototype Buildings
RestaurantFastFood VESTIBULE_DOOR_INFIL_SCH | Infiltration |  | Sat | 2014-01-01 | 2014-12-31 | Hourly | 0 | 0 | 0 | 0 | 0 | 0 | 0.131 | 0.542 | 0.542 | 0.445 | 0.241 | 0.445 | 0.542 | 0.542 | 0.445 | 0.345 | 0.345 | 0.345 | 0.73 | 0.911 | 0.73 | 0.637 | 0.542 | 0.345 | From DOE Prototype Buildings
RestaurantFastFood VESTIBULE_DOOR_INFIL_SCH | Infiltration |  | Wkdy | 2014-01-01 | 2014-12-31 | Hourly | 0 | 0 | 0 | 0 | 0 | 0 | 0.131 | 0.445 | 0.445 | 0.445 | 0.241 | 0.542 | 0.821 | 0.73 | 0.445 | 0.241 | 0.345 | 0.542 | 0.821 | 0.821 | 0.821 | 0.542 | 0.345 | 0.241 | From DOE Prototype Buildings
RestaurantSitDown DOOR_INFIL_SCH | Infiltration |  | Default | 2014-01-01 | 2014-12-31 | Hourly | 0 | 0 | 0 | 0 | 0 | 0 | 0.144 | 0.558 | 0.558 | 0.258 | 0.258 | 0.363 | 0.558 | 0.558 | 0.363 | 0.258 | 0.363 | 0.462 | 0.558 | 0.65 | 0.74 | 0.462 | 0.258 | 0.258 | From DOE Prototype Buildings
RestaurantSitDown DOOR_INFIL_SCH | Infiltration |  | WntrDsn | 2014-01-01 | 2014-12-31 | Constant | 0 | [23 empty] | From DOE Prototype Buildings
RestaurantSitDown DOOR_INFIL_SCH | Infiltration |  | SmrDsn | 2014-01-01 | 2014-12-31 | Constant | 1 | [23 empty] | From DOE Prototype Buildings
RestaurantSitDown DOOR_INFIL_SCH | Infiltration |  | Sat | 2014-01-01 | 2014-12-31 | Hourly | 0 | 0 | 0 | 0 | 0 | 0 | 0.144 | 0.558 | 0.558 | 0.462 | 0.258 | 0.462 | 0.558 | 0.558 | 0.462 | 0.363 | 0.363 | 0.363 | 0.74 | 0.915 | 0.74 | 0.65 | 0.558 | 0.363 | From DOE Prototype Buildings
RestaurantSitDown DOOR_INFIL_SCH | Infiltration |  | Wkdy | 2014-01-01 | 2014-12-31 | Hourly | 0 | 0 | 0 | 0 | 0 | 0 | 0.144 | 0.462 | 0.462 | 0.462 | 0.258 | 0.558 | 0.829 | 0.74 | 0.462 | 0.258 | 0.363 | 0.558 | 0.829 | 0.829 | 0.829 | 0.558 | 0.363 | 0.258 | From DOE Prototype Buildings
RestaurantSitDown INFIL_HALF_ON_SCH | Infiltration |  | Default¦WntrDsn¦SmrDsn¦Sat¦Wkdy | 2014-01-01 | 2014-12-31 | Hourly | 1 | 1 | 1 | 1 | 1 | 0.5 | 0.5 | 0.5 | 0.5 | 0.5 | 0.5 | 0.5 | 0.5 | 0.5 | 0.5 | 0.5 | 0.5 | 0.5 | 0.5 | 0.5 | 0.5 | 0.5 | 0.5 | 0.5 | From DOE Prototype Buildings
RestaurantSitDown INFIL_SCH_PNNL | Infiltration |  | Default¦WntrDsn¦SmrDsn¦Sat¦Wkdy | 2014-01-01 | 2014-12-31 | Hourly | 1 | 1 | 1 | 1 | 1 | 0.25 | 0.25 | 0.25 | 0.25 | 0.25 | 0.25 | 0.25 | 0.25 | 0.25 | 0.25 | 0.25 | 0.25 | 0.25 | 0.25 | 0.25 | 0.25 | 0.25 | 0.25 | 0.25 | From DOE Prototype Buildings
RestaurantSitDown VESTIBULE_DOOR_INFIL_SCH | Infiltration |  | Default | 2014-01-01 | 2014-12-31 | Hourly | 0 | 0 | 0 | 0 | 0 | 0 | 0.131 | 0.542 | 0.542 | 0.241 | 0.241 | 0.345 | 0.542 | 0.542 | 0.345 | 0.241 | 0.345 | 0.445 | 0.542 | 0.637 | 0.73 | 0.445 | 0.241 | 0.241 | From DOE Prototype Buildings
RestaurantSitDown VESTIBULE_DOOR_INFIL_SCH | Infiltration |  | WntrDsn | 2014-01-01 | 2014-12-31 | Constant | 0 | [23 empty] | From DOE Prototype Buildings
RestaurantSitDown VESTIBULE_DOOR_INFIL_SCH | Infiltration |  | SmrDsn | 2014-01-01 | 2014-12-31 | Constant | 1 | [23 empty] | From DOE Prototype Buildings
RestaurantSitDown VESTIBULE_DOOR_INFIL_SCH | Infiltration |  | Sat | 2014-01-01 | 2014-12-31 | Hourly | 0 | 0 | 0 | 0 | 0 | 0 | 0.131 | 0.542 | 0.542 | 0.445 | 0.241 | 0.445 | 0.542 | 0.542 | 0.445 | 0.345 | 0.345 | 0.345 | 0.73 | 0.911 | 0.73 | 0.637 | 0.542 | 0.345 | From DOE Prototype Buildings
RestaurantSitDown VESTIBULE_DOOR_INFIL_SCH | Infiltration |  | Wkdy | 2014-01-01 | 2014-12-31 | Hourly | 0 | 0 | 0 | 0 | 0 | 0 | 0.131 | 0.445 | 0.445 | 0.445 | 0.241 | 0.542 | 0.821 | 0.73 | 0.445 | 0.241 | 0.345 | 0.542 | 0.821 | 0.821 | 0.821 | 0.542 | 0.345 | 0.241 | From DOE Prototype Buildings
Retail INFIL FRONT | Infiltration |  | Default¦SmrDsn | 2014-01-01 | 2014-12-31 | Hourly | 0.25 | 0.25 | 0.25 | 0.25 | 0.25 | 0.25 | 1 | 1 | 1 | 1 | 1 | 1 | 1 | 1 | 1 | 1 | 1 | 1 | 1 | 1 | 1 | 0.25 | 0.25 | 0.25 | From DOE Reference Buildings
Retail INFIL FRONT | Infiltration |  | WntrDsn | 2014-01-01 | 2014-12-31 | Constant | 1 | [23 empty] | From DOE Reference Buildings
Retail INFIL FRONT | Infiltration |  | Sun | 2014-01-01 | 2014-12-31 | Hourly | 0.25 | 0.25 | 0.25 | 0.25 | 0.25 | 0.25 | 0.25 | 0.25 | 1 | 1 | 1 | 1 | 1 | 1 | 1 | 1 | 1 | 0.25 | 0.25 | 0.25 | 0.25 | 0.25 | 0.25 | 0.25 | From DOE Reference Buildings
Retail INFIL FRONT | Infiltration |  | Sat | 2014-01-01 | 2014-12-31 | Hourly | 0.25 | 0.25 | 0.25 | 0.25 | 0.25 | 0.25 | 1 | 1 | 1 | 1 | 1 | 1 | 1 | 1 | 1 | 1 | 1 | 1 | 1 | 1 | 1 | 1 | 0.25 | 0.25 | From DOE Reference Buildings
Retail Infil Half On | Infiltration |  | Default¦SmrDsn | 2014-01-01 | 2014-12-31 | Hourly | 1 | 1 | 1 | 1 | 1 | 1 | 0.5 | 0.5 | 0.5 | 0.5 | 0.5 | 0.5 | 0.5 | 0.5 | 0.5 | 0.5 | 0.5 | 0.5 | 0.5 | 0.5 | 0.5 | 1 | 1 | 1 | From DOE Reference Buildings
Retail Infil Half On | Infiltration |  | WntrDsn | 2014-01-01 | 2014-12-31 | Constant | 1 | [23 empty] | From DOE Reference Buildings
Retail Infil Half On | Infiltration |  | Sun | 2014-01-01 | 2014-12-31 | Hourly | 1 | 1 | 1 | 1 | 1 | 1 | 1 | 1 | 0.5 | 0.5 | 0.5 | 0.5 | 0.5 | 0.5 | 0.5 | 0.5 | 0.5 | 1 | 1 | 1 | 1 | 1 | 1 | 1 | From DOE Reference Buildings
Retail Infil Half On | Infiltration |  | Sat | 2014-01-01 | 2014-12-31 | Hourly | 1 | 1 | 1 | 1 | 1 | 1 | 0.5 | 0.5 | 0.5 | 0.5 | 0.5 | 0.5 | 0.5 | 0.5 | 0.5 | 0.5 | 0.5 | 0.5 | 0.5 | 0.5 | 0.5 | 0.5 | 1 | 1 | From DOE Reference Buildings
RetailInfiltration | Infiltration |  | Default¦SmrDsn | 2017-01-01 | 2017-12-31 | Hourly | 1 | 1 | 1 | 1 | 1 | 1 | 0.25 | 0.25 | 0.25 | 0.25 | 0.25 | 0.25 | 0.25 | 0.25 | 0.25 | 0.25 | 0.25 | 0.25 | 0.25 | 0.25 | 0.25 | 1 | 1 | 1 | From Commercial Building Energy Saver (CBES) Prototype Models: cbes.lbl.gov
RetailInfiltration | Infiltration |  | WntrDsn | 2017-01-01 | 2017-12-31 | Constant | 1 | [23 empty] | From Commercial Building Energy Saver (CBES) Prototype Models: cbes.lbl.gov
RetailInfiltration | Infiltration |  | Sun | 2017-01-01 | 2017-12-31 | Hourly | 1 | 1 | 1 | 1 | 1 | 1 | 1 | 1 | 0.25 | 0.25 | 0.25 | 0.25 | 0.25 | 0.25 | 0.25 | 0.25 | 0.25 | 0.25 | 0.25 | 1 | 1 | 1 | 1 | 1 | From Commercial Building Energy Saver (CBES) Prototype Models: cbes.lbl.gov
RetailInfiltration | Infiltration |  | Sat | 2017-01-01 | 2017-12-31 | Hourly | 1 | 1 | 1 | 1 | 1 | 1 | 0.25 | 0.25 | 0.25 | 0.25 | 0.25 | 0.25 | 0.25 | 0.25 | 0.25 | 0.25 | 0.25 | 0.25 | 0.25 | 0.25 | 0.25 | 0.25 | 1 | 1 | From Commercial Building Energy Saver (CBES) Prototype Models: cbes.lbl.gov
RetailStandalone INFIL_Door_Opening_SCH | Infiltration |  | Default¦WntrDsn¦SmrDsn | 2014-01-01 | 2014-12-31 | Hourly | 0 | 0 | 0 | 0 | 0 | 0 | 0 | 0 | 0.144 | 0.144 | 0.144 | 0.144 | 1 | 1 | 1 | 1 | 1 | 1 | 0.144 | 0.144 | 0 | 0 | 0 | 0 | From DOE Prototype Buildings
RetailStandalone INFIL_Door_Opening_SCH_2013 | Infiltration |  | Default¦WntrDsn¦SmrDsn | 2014-01-01 | 2014-12-31 | Hourly | 0 | 0 | 0 | 0 | 0 | 0 | 0 | 0 | 0.131 | 0.131 | 0.131 | 0.131 | 1 | 1 | 1 | 1 | 1 | 1 | 0.131 | 0.131 | 0 | 0 | 0 | 0 | From DOE Prototype Buildings
RetailStandalone INFIL_HALF_ON_SCH | Infiltration |  | Default | 2014-01-01 | 2014-12-31 | Hourly | 1 | 1 | 1 | 1 | 1 | 1 | 1 | 1 | 0.5 | 0.5 | 0.5 | 0.5 | 0.5 | 0.5 | 0.5 | 0.5 | 0.5 | 1 | 1 | 1 | 1 | 1 | 1 | 1 | From DOE Prototype Buildings
RetailStandalone INFIL_HALF_ON_SCH | Infiltration |  | WntrDsn | 2014-01-01 | 2014-12-31 | Constant | 1 | [23 empty] | From DOE Prototype Buildings
RetailStandalone INFIL_HALF_ON_SCH | Infiltration |  | SmrDsn¦Wkdy | 2014-01-01 | 2014-12-31 | Hourly | 1 | 1 | 1 | 1 | 1 | 1 | 0.5 | 0.5 | 0.5 | 0.5 | 0.5 | 0.5 | 0.5 | 0.5 | 0.5 | 0.5 | 0.5 | 0.5 | 0.5 | 0.5 | 0.5 | 1 | 1 | 1 | From DOE Prototype Buildings
RetailStandalone INFIL_HALF_ON_SCH | Infiltration |  | Sat | 2014-01-01 | 2014-12-31 | Hourly | 1 | 1 | 1 | 1 | 1 | 1 | 0.5 | 0.5 | 0.5 | 0.5 | 0.5 | 0.5 | 0.5 | 0.5 | 0.5 | 0.5 | 0.5 | 0.5 | 0.5 | 0.5 | 0.5 | 0.5 | 1 | 1 | From DOE Prototype Buildings
RetailStandalone INFIL_SCH | Infiltration |  | Default | 2014-01-01 | 2014-12-31 | Hourly | 1 | 1 | 1 | 1 | 1 | 1 | 1 | 1 | 0 | 0 | 0 | 0 | 0 | 0 | 0 | 0 | 0 | 1 | 1 | 1 | 1 | 1 | 1 | 1 | From DOE Prototype Buildings
RetailStandalone INFIL_SCH | Infiltration |  | WntrDsn | 2014-01-01 | 2014-12-31 | Constant | 1 | [23 empty] | From DOE Prototype Buildings
RetailStandalone INFIL_SCH | Infiltration |  | SmrDsn¦Wkdy | 2014-01-01 | 2014-12-31 | Hourly | 1 | 1 | 1 | 1 | 1 | 1 | 0 | 0 | 0 | 0 | 0 | 0 | 0 | 0 | 0 | 0 | 0 | 0 | 0 | 0 | 0 | 1 | 1 | 1 | From DOE Prototype Buildings
RetailStandalone INFIL_SCH | Infiltration |  | Sat | 2014-01-01 | 2014-12-31 | Hourly | 1 | 1 | 1 | 1 | 1 | 1 | 0 | 0 | 0 | 0 | 0 | 0 | 0 | 0 | 0 | 0 | 0 | 0 | 0 | 0 | 0 | 0 | 1 | 1 | From DOE Prototype Buildings
RetailStandalone INFIL_SCH_PNNL | Infiltration |  | Default | 2014-01-01 | 2014-12-31 | Hourly | 1 | 1 | 1 | 1 | 1 | 1 | 1 | 1 | 0.25 | 0.25 | 0.25 | 0.25 | 0.25 | 0.25 | 0.25 | 0.25 | 0.25 | 0.25 | 0.25 | 1 | 1 | 1 | 1 | 1 | From DOE Prototype Buildings
RetailStandalone INFIL_SCH_PNNL | Infiltration |  | WntrDsn¦Sat | 2014-01-01 | 2014-12-31 | Hourly | 1 | 1 | 1 | 1 | 1 | 1 | 0.25 | 0.25 | 0.25 | 0.25 | 0.25 | 0.25 | 0.25 | 0.25 | 0.25 | 0.25 | 0.25 | 0.25 | 0.25 | 0.25 | 0.25 | 0.25 | 1 | 1 | From DOE Prototype Buildings
RetailStandalone INFIL_SCH_PNNL | Infiltration |  | SmrDsn¦Wkdy | 2014-01-01 | 2014-12-31 | Hourly | 1 | 1 | 1 | 1 | 1 | 1 | 0.25 | 0.25 | 0.25 | 0.25 | 0.25 | 0.25 | 0.25 | 0.25 | 0.25 | 0.25 | 0.25 | 0.25 | 0.25 | 0.25 | 0.25 | 1 | 1 | 1 | From DOE Prototype Buildings
RetailStripmall INFIL_Door_Opening_SCH | Infiltration |  | Default¦WntrDsn¦SmrDsn | 2014-01-01 | 2014-12-31 | Hourly | 0 | 0 | 0 | 0 | 0 | 0 | 0 | 0 | 0.144 | 0.144 | 0.144 | 0.144 | 1 | 1 | 1 | 1 | 1 | 1 | 0.144 | 0.144 | 0 | 0 | 0 | 0 | From DOE Prototype Buildings
RetailStripmall INFIL_Door_Opening_SCH_2013 | Infiltration |  | Default¦WntrDsn¦SmrDsn | 2014-01-01 | 2014-12-31 | Hourly | 0 | 0 | 0 | 0 | 0 | 0 | 0 | 0 | 0.131 | 0.131 | 0.131 | 0.131 | 1 | 1 | 1 | 1 | 1 | 1 | 0.131 | 0.131 | 0 | 0 | 0 | 0 | From DOE Prototype Buildings
RetailStripmall Type1_Infil_SCH | Infiltration |  | Default¦SmrDsn¦Mon¦Tue¦Wed¦Thu | 2014-01-01 | 2014-12-31 | Hourly | 1 | 1 | 1 | 1 | 1 | 1 | 1 | 1 | 0.25 | 0.25 | 0.25 | 0.25 | 0.25 | 0.25 | 0.25 | 0.25 | 0.25 | 0.25 | 0.25 | 0.25 | 0.25 | 0.25 | 0.25 | 0.25 | From DOE Prototype Buildings
RetailStripmall Type1_Infil_SCH | Infiltration |  | WntrDsn¦Sat¦Fri | 2014-01-01 | 2014-12-31 | Hourly | 0.25 | 1 | 1 | 1 | 1 | 1 | 1 | 1 | 0.25 | 0.25 | 0.25 | 0.25 | 0.25 | 0.25 | 0.25 | 0.25 | 0.25 | 0.25 | 0.25 | 0.25 | 0.25 | 0.25 | 0.25 | 0.25 | From DOE Prototype Buildings
RetailStripmall Type2_Infil_SCH | Infiltration |  | Default | 2014-01-01 | 2014-12-31 | Hourly | 1 | 1 | 1 | 1 | 1 | 1 | 1 | 1 | 0.25 | 0.25 | 0.25 | 0.25 | 0.25 | 0.25 | 0.25 | 0.25 | 0.25 | 0.25 | 1 | 1 | 1 | 1 | 1 | 1 | From DOE Prototype Buildings
RetailStripmall Type2_Infil_SCH | Infiltration |  | WntrDsn¦Sat | 2014-01-01 | 2014-12-31 | Hourly | 1 | 1 | 1 | 1 | 1 | 1 | 1 | 0.25 | 0.25 | 0.25 | 0.25 | 0.25 | 0.25 | 0.25 | 0.25 | 0.25 | 0.25 | 0.25 | 0.25 | 1 | 1 | 1 | 1 | 1 | From DOE Prototype Buildings
RetailStripmall Type2_Infil_SCH | Infiltration |  | SmrDsn¦Wkdy | 2014-01-01 | 2014-12-31 | Hourly | 1 | 1 | 1 | 1 | 1 | 1 | 1 | 0.25 | 0.25 | 0.25 | 0.25 | 0.25 | 0.25 | 0.25 | 0.25 | 0.25 | 0.25 | 0.25 | 0.25 | 0.25 | 0.25 | 1 | 1 | 1 | From DOE Prototype Buildings
RetailStripmall Type3_Infil_SCH | Infiltration |  | Default | 2014-01-01 | 2014-12-31 | Hourly | 1 | 1 | 1 | 1 | 1 | 1 | 1 | 1 | 1 | 0.25 | 0.25 | 0.25 | 0.25 | 0.25 | 0.25 | 0.25 | 0.25 | 0.25 | 1 | 1 | 1 | 1 | 1 | 1 | From DOE Prototype Buildings
RetailStripmall Type3_Infil_SCH | Infiltration |  | WntrDsn¦Sat | 2014-01-01 | 2014-12-31 | Hourly | 1 | 1 | 1 | 1 | 1 | 1 | 1 | 1 | 0.25 | 0.25 | 0.25 | 0.25 | 0.25 | 0.25 | 0.25 | 0.25 | 0.25 | 0.25 | 0.25 | 1 | 1 | 1 | 1 | 1 | From DOE Prototype Buildings
RetailStripmall Type3_Infil_SCH | Infiltration |  | SmrDsn¦Wkdy | 2014-01-01 | 2014-12-31 | Hourly | 1 | 1 | 1 | 1 | 1 | 1 | 1 | 1 | 0.25 | 0.25 | 0.25 | 0.25 | 0.25 | 0.25 | 0.25 | 0.25 | 0.25 | 0.25 | 0.25 | 0.25 | 0.25 | 1 | 1 | 1 | From DOE Prototype Buildings
SchoolPrimary INFIL_Door_Opening_SCH | Infiltration |  | Default¦WntrDsn¦SmrDsn | 2014-01-01 | 2014-12-31 | Constant | 0 | [23 empty] | From DOE Prototype Buildings
SchoolPrimary INFIL_Door_Opening_SCH | Infiltration |  | Wkdy | 2014-01-01 | 2014-12-31 | Hourly | 0 | 0 | 0 | 0 | 0 | 0 | 0 | 1 | 0.144 | 0.144 | 0.144 | 0.144 | 0.144 | 0.144 | 0.144 | 1 | 0.144 | 0.144 | 0 | 0 | 0 | 0 | 0 | 0 | From DOE Prototype Buildings
SchoolPrimary INFIL_SCH | Infiltration |  | Default¦WntrDsn¦SmrDsn | 2014-01-01 | 2014-12-31 | Hourly | 1 | 1 | 1 | 1 | 1 | 1 | 1 | 0.5 | 0.5 | 0.5 | 0.5 | 0.5 | 0.5 | 0.5 | 0.5 | 0.5 | 0.5 | 0.5 | 0.5 | 0.5 | 0.5 | 1 | 1 | 1 | From DOE Prototype Buildings
SchoolPrimary INFIL_SCH_PNNL | Infiltration |  | Default¦WntrDsn | 2014-01-01 | 2014-12-31 | Constant | 1 | [23 empty] | From DOE Prototype Buildings
SchoolPrimary INFIL_SCH_PNNL | Infiltration |  | SmrDsn¦Wkdy | 2014-01-01 | 2014-12-31 | Hourly | 1 | 1 | 1 | 1 | 1 | 1 | 1 | 0.25 | 0.25 | 0.25 | 0.25 | 0.25 | 0.25 | 0.25 | 0.25 | 0.25 | 0.25 | 0.25 | 0.25 | 0.25 | 0.25 | 1 | 1 | 1 | From DOE Prototype Buildings
SchoolSecondary INFIL_Door_Opening_SCH | Infiltration |  | Default¦WntrDsn¦SmrDsn | 2014-01-01 | 2014-12-31 | Constant | 0 | [23 empty] | From DOE Prototype Buildings
SchoolSecondary INFIL_Door_Opening_SCH | Infiltration |  | Wkdy | 2014-01-01 | 2014-12-31 | Hourly | 0 | 0 | 0 | 0 | 0 | 0 | 0 | 1 | 0.144 | 0.144 | 0.144 | 0.144 | 0.144 | 0.144 | 0.144 | 1 | 1 | 0.144 | 0.144 | 0 | 0 | 0 | 0 | 0 | From DOE Prototype Buildings
SchoolSecondary INFIL_SCH | Infiltration |  | Default¦WntrDsn¦SmrDsn | 2014-01-01 | 2014-12-31 | Hourly | 1 | 1 | 1 | 1 | 1 | 1 | 1 | 0.25 | 0.25 | 0.25 | 0.25 | 0.25 | 0.25 | 0.25 | 0.25 | 0.25 | 0.25 | 0.25 | 0.25 | 0.25 | 0.25 | 1 | 1 | 1 | From DOE Prototype Buildings
SchoolSecondary INFIL_SCH_PNNL | Infiltration |  | Default¦WntrDsn | 2014-01-01 | 2014-12-31 | Constant | 1 | [23 empty] | From DOE Prototype Buildings
SchoolSecondary INFIL_SCH_PNNL | Infiltration |  | SmrDsn¦Wkdy | 2014-01-01 | 2014-12-31 | Hourly | 1 | 1 | 1 | 1 | 1 | 1 | 1 | 0.25 | 0.25 | 0.25 | 0.25 | 0.25 | 0.25 | 0.25 | 0.25 | 0.25 | 0.25 | 0.25 | 0.25 | 0.25 | 0.25 | 1 | 1 | 1 | From DOE Prototype Buildings
SecondarySchool Infil | Infiltration |  | Default¦WntrDsn¦SmrDsn | 2014-01-01 | 2014-12-31 | Hourly | 1 | 1 | 1 | 1 | 1 | 1 | 1 | 0.5 | 0.5 | 0.5 | 0.5 | 0.5 | 0.5 | 0.5 | 0.5 | 0.5 | 0.5 | 0.5 | 0.5 | 0.5 | 0.5 | 1 | 1 | 1 | From DOE Reference Buildings
Small Office Infil Quarter On | Infiltration |  | Default¦SmrDsn | 2014-01-01 | 2014-12-31 | Hourly | 1 | 1 | 1 | 1 | 1 | 1 | 0.25 | 0.25 | 0.25 | 0.25 | 0.25 | 0.25 | 0.25 | 0.25 | 0.25 | 0.25 | 0.25 | 0.25 | 0.25 | 0.25 | 0.25 | 0.25 | 1 | 1 | From DOE Reference Buildings
Small Office Infil Quarter On | Infiltration |  | WntrDsn¦Sat | 2014-01-01 | 2014-12-31 | Hourly | 1 | 1 | 1 | 1 | 1 | 1 | 0.25 | 0.25 | 0.25 | 0.25 | 0.25 | 0.25 | 0.25 | 0.25 | 0.25 | 0.25 | 0.25 | 0.25 | 1 | 1 | 1 | 1 | 1 | 1 | From DOE Reference Buildings
Small Office Infil Quarter On | Infiltration |  | Sun | 2014-01-01 | 2014-12-31 | Constant | 1 | [23 empty] | From DOE Reference Buildings
SmallHotel Infil | Infiltration |  | Default¦WntrDsn¦SmrDsn | 2014-01-01 | 2014-12-31 | Constant | 1 | [23 empty] | From DOE Reference Buildings
SmallHotel Infil Half On | Infiltration |  | Default¦WntrDsn¦SmrDsn | 2014-01-01 | 2014-12-31 | Constant | 0.5 | [23 empty] | From DOE Reference Buildings
StripMall Infil Half On | Infiltration |  | Default¦SmrDsn | 2014-01-01 | 2014-12-31 | Hourly | 1 | 1 | 1 | 1 | 1 | 1 | 0.5 | 0.5 | 0.5 | 0.5 | 0.5 | 0.5 | 0.5 | 0.5 | 0.5 | 0.5 | 0.5 | 0.5 | 0.5 | 0.5 | 0.5 | 1 | 1 | 1 | From DOE Reference Buildings
StripMall Infil Half On | Infiltration |  | WntrDsn | 2014-01-01 | 2014-12-31 | Constant | 1 | [23 empty] | From DOE Reference Buildings
StripMall Infil Half On | Infiltration |  | Sun | 2014-01-01 | 2014-12-31 | Hourly | 1 | 1 | 1 | 1 | 1 | 1 | 1 | 1 | 0.5 | 0.5 | 0.5 | 0.5 | 0.5 | 0.5 | 0.5 | 0.5 | 0.5 | 1 | 1 | 1 | 1 | 1 | 1 | 1 | From DOE Reference Buildings
StripMall Infil Half On | Infiltration |  | Sat | 2014-01-01 | 2014-12-31 | Hourly | 1 | 1 | 1 | 1 | 1 | 1 | 0.5 | 0.5 | 0.5 | 0.5 | 0.5 | 0.5 | 0.5 | 0.5 | 0.5 | 0.5 | 0.5 | 0.5 | 0.5 | 0.5 | 0.5 | 0.5 | 1 | 1 | From DOE Reference Buildings
SuperMarket Infil Half On | Infiltration |  | Default¦SmrDsn¦Sat | 2014-01-01 | 2014-12-31 | Hourly | 1 | 1 | 1 | 1 | 1 | 1 | 0.5 | 0.5 | 0.5 | 0.5 | 0.5 | 0.5 | 0.5 | 0.5 | 0.5 | 0.5 | 0.5 | 0.5 | 0.5 | 0.5 | 0.5 | 0.5 | 1 | 1 | From DOE Reference Buildings
SuperMarket Infil Half On | Infiltration |  | WntrDsn | 2014-01-01 | 2014-12-31 | Constant | 1 | [23 empty] | From DOE Reference Buildings
SuperMarket Infil Half On | Infiltration |  | Sun | 2014-01-01 | 2014-12-31 | Hourly | 1 | 1 | 1 | 1 | 1 | 1 | 1 | 1 | 0.5 | 0.5 | 0.5 | 0.5 | 0.5 | 0.5 | 0.5 | 0.5 | 0.5 | 1 | 1 | 1 | 1 | 1 | 1 | 1 | From DOE Reference Buildings
SuperMarket Infil New | Infiltration |  | Default¦SmrDsn¦Sat | 2014-01-01 | 2014-12-31 | Hourly | 1 | 1 | 1 | 1 | 1 | 1 | 0.32 | 0.32 | 0.32 | 0.32 | 0.32 | 0.32 | 0.32 | 0.32 | 0.32 | 0.32 | 0.32 | 0.32 | 0.32 | 0.32 | 0.32 | 0.32 | 1 | 1 | From AEDG Baseline
SuperMarket Infil New | Infiltration |  | WntrDsn | 2014-01-01 | 2014-12-31 | Constant | 1 | [23 empty] | From AEDG Baseline
SuperMarket Infil New | Infiltration |  | Sun | 2014-01-01 | 2014-12-31 | Hourly | 1 | 1 | 1 | 1 | 1 | 1 | 1 | 1 | 0.5 | 0.5 | 0.5 | 0.5 | 0.5 | 0.5 | 0.5 | 0.5 | 0.5 | 1 | 1 | 1 | 1 | 1 | 1 | 1 | From AEDG Baseline
SuperMarket INFIL_Door_Opening_SCH | Infiltration |  | Wkdy | 2014-01-01 | 2014-12-31 | Hourly | 0 | 0 | 0 | 0 | 0 | 0 | 0.144 | 0.144 | 0.144 | 0.144 | 1 | 1 | 1 | 1 | 1 | 1 | 1 | 1 | 0.144 | 0.144 | 0.144 | 0.144 | 0 | 0
SuperMarket INFIL_Door_Opening_SCH | Infiltration |  | Default¦WntrDsn¦SmrDsn | 2014-01-01 | 2014-12-31 | Constant | 0
SuperMarket INFIL_Door_Opening_SCH_2013 | Infiltration |  | Wkdy | 2014-01-01 | 2014-12-31 | Hourly | 0 | 0 | 0 | 0 | 0 | 0 | 0.131 | 0.131 | 0.131 | 0.131 | 1 | 1 | 1 | 1 | 1 | 1 | 1 | 1 | 0.131 | 0.131 | 0.131 | 0.131 | 0 | 0
SuperMarket INFIL_Door_Opening_SCH_2013 | Infiltration |  | Default¦WntrDsn¦SmrDsn | 2014-01-01 | 2014-12-31 | Constant | 0
Warehouse Bulk Infil Schedule | Infiltration |  | Wkdy | 2014-01-01 | 2014-12-31 | Hourly | 0.765 | 0.765 | 0.765 | 0.765 | 0.765 | 0.765 | 0.765 | 0.765 | 1 | 1 | 1 | 1 | 0.765 | 1 | 1 | 1 | 1 | 0.765 | 0.765 | 0.765 | 0.765 | 0.765 | 0.765 | 0.765
Warehouse Bulk Infil Schedule | Infiltration |  | Wknd | 2014-01-01 | 2014-12-31 | Hourly | 0.765 | 0.765 | 0.765 | 0.765 | 0.765 | 0.765 | 0.765 | 0.765 | 0.765 | 0.765 | 0.765 | 0.765 | 0.765 | 0.765 | 0.765 | 0.765 | 0.765 | 0.765 | 0.765 | 0.765 | 0.765 | 0.765 | 0.765 | 0.765
Warehouse Fine Infil Schedule | Infiltration |  | Wkdy | 2014-01-01 | 2014-12-31 | Hourly | 1 | 1 | 1 | 1 | 1 | 1 | 1 | 1 | 1 | 0.5 | 0.5 | 0.5 | 0.5 | 0.5 | 0.5 | 0.5 | 1 | 1 | 1 | 1 | 1 | 1 | 1 | 1
Warehouse Fine Infil Schedule | Infiltration |  | Wknd | 2014-01-01 | 2014-12-31 | Constant | 1
Warehouse INFIL_Door_Opening_SCH | Infiltration |  | Default¦WntrDsn¦SmrDsn | 2014-01-01 | 2014-12-31 | Constant | 0 | [23 empty] | From DOE Prototype Buildings
Warehouse INFIL_Door_Opening_SCH | Infiltration |  | Wkdy | 2014-01-01 | 2014-12-31 | Hourly | 0 | 0 | 0 | 0 | 0 | 0 | 0.144 | 1 | 0.144 | 0.144 | 0.144 | 0.144 | 1 | 0.144 | 0.144 | 0.144 | 0.144 | 1 | 0.144 | 0 | 0 | 0 | 0 | 0 | From DOE Prototype Buildings
Warehouse Office Infil Schedule | Infiltration |  | Wkdy | 2014-01-01 | 2014-12-31 | Hourly | 1 | 1 | 1 | 1 | 1 | 1 | 1 | 1 | 1 | 0.5 | 0.5 | 0.5 | 0.5 | 0.5 | 0.5 | 0.5 | 1 | 1 | 1 | 1 | 1 | 1 | 1 | 1
Warehouse Office Infil Schedule | Infiltration |  | Wknd | 2014-01-01 | 2014-12-31 | Constant | 1
ApartmentHighRise ELEV_LIGHT_FAN_SCH_24_7 | Lighting |  | Default¦WntrDsn¦SmrDsn | 2014-01-01 | 2014-12-31 | Constant | 1 | [23 empty] | From DOE Prototype Buildings
ApartmentHighRise ELEV_LIGHT_FAN_SCH_ADD_DF | Lighting |  | Default | 2014-01-01 | 2014-12-31 | Hourly | 0.05 | 0.05 | 0.05 | 0.05 | 0.1 | 0.2 | 0.4 | 0.5 | 0.5 | 0.35 | 0.15 | 0.15 | 0.15 | 0.15 | 0.15 | 0.15 | 0.35 | 0.5 | 0.5 | 0.4 | 0.4 | 0.3 | 0.2 | 0.1 | From DOE Prototype Buildings
ApartmentHighRise ELEV_LIGHT_FAN_SCH_ADD_DF | Lighting |  | WntrDsn | 2014-01-01 | 2014-12-31 | Constant | 0.05 | [23 empty] | From DOE Prototype Buildings
ApartmentHighRise ELEV_LIGHT_FAN_SCH_ADD_DF | Lighting |  | SmrDsn | 2014-01-01 | 2014-12-31 | Constant | 0.5 | [23 empty] | From DOE Prototype Buildings
ApartmentMidRise ELEV_LIGHT_FAN_SCH_24_7 | Lighting |  | Default¦WntrDsn¦SmrDsn | 2014-01-01 | 2014-12-31 | Constant | 1 | [23 empty] | From DOE Prototype Buildings
ApartmentMidRise ELEV_LIGHT_FAN_SCH_ADD_DF | Lighting |  | Default | 2014-01-01 | 2014-12-31 | Hourly | 0.05 | 0.05 | 0.05 | 0.05 | 0.1 | 0.2 | 0.4 | 0.5 | 0.5 | 0.35 | 0.15 | 0.15 | 0.15 | 0.15 | 0.15 | 0.15 | 0.35 | 0.5 | 0.5 | 0.4 | 0.4 | 0.3 | 0.2 | 0.1 | From DOE Prototype Buildings
ApartmentMidRise ELEV_LIGHT_FAN_SCH_ADD_DF | Lighting |  | WntrDsn | 2014-01-01 | 2014-12-31 | Constant | 0.05 | [23 empty] | From DOE Prototype Buildings
ApartmentMidRise ELEV_LIGHT_FAN_SCH_ADD_DF | Lighting |  | SmrDsn | 2014-01-01 | 2014-12-31 | Constant | 0.5 | [23 empty] | From DOE Prototype Buildings
AssemblyLights | Lighting |  | Sat | 2017-01-01 | 2017-12-31 | Hourly | 0.05 | 0.05 | 0.05 | 0.05 | 0.05 | 0.05 | 0.05 | 0.3 | 0.3 | 0.4 | 0.4 | 0.4 | 0.4 | 0.4 | 0.4 | 0.4 | 0.4 | 0.4 | 0.4 | 0.4 | 0.4 | 0.4 | 0.4 | 0.05 | From Commercial Building Energy Saver (CBES) Prototype Models: cbes.lbl.gov
AssemblyLights | Lighting |  | Sun | 2017-01-01 | 2017-12-31 | Hourly | 0.05 | 0.05 | 0.05 | 0.05 | 0.05 | 0.05 | 0.05 | 0.3 | 0.3 | 0.3 | 0.3 | 0.3 | 0.55 | 0.55 | 0.55 | 0.55 | 0.55 | 0.55 | 0.55 | 0.55 | 0.55 | 0.55 | 0.05 | 0.05 | From Commercial Building Energy Saver (CBES) Prototype Models: cbes.lbl.gov
AssemblyLights | Lighting |  | Wkdy | 2017-01-01 | 2017-12-31 | Hourly | 0.05 | 0.05 | 0.05 | 0.05 | 0.05 | 0.05 | 0.35 | 0.35 | 0.35 | 0.65 | 0.65 | 0.65 | 0.65 | 0.65 | 0.65 | 0.65 | 0.65 | 0.65 | 0.65 | 0.65 | 0.65 | 0.65 | 0.25 | 0.05 | From Commercial Building Energy Saver (CBES) Prototype Models: cbes.lbl.gov
Courthouse COURTROOM_LIGHT_SCH | Lighting |  | Wkdy | 2018-01-01 | 2018-12-31 | Hourly | 0.05 | 0.05 | 0.05 | 0.05 | 0.05 | 0.05 | 0.05 | 1 | 1 | 1 | 1 | 1 | 1 | 1 | 1 | 1 | 1 | 1 | 1 | 0.05 | 0.05 | 0.05 | 0.05 | 0.05 | From GSA LEED Cost Study Final Report
Courthouse COURTROOM_LIGHT_SCH | Lighting |  | Sat¦Sun¦Hol | 2018-01-01 | 2018-12-31 | Constant | 0.05 | [23 empty] | From GSA LEED Cost Study Final Report
Courthouse Exterior_lighting_schedule_a | Lighting |  | Default¦WntrDsn¦SmrDsn | 2014-01-01 | 2014-12-31 | Hourly | 0 | 0 | 0 | 0 | 0 | 0 | 1 | 1 | 1 | 1 | 1 | 1 | 1 | 1 | 1 | 1 | 1 | 1 | 1 | 1 | 1 | 1 | 1 | 1 | From Medium Office Prototype
Courthouse Exterior_lighting_schedule_b | Lighting |  | Default¦WntrDsn¦SmrDsn | 2014-01-01 | 2014-12-31 | Hourly | 0.7 | 0.7 | 0.7 | 0.7 | 0.7 | 0.7 | 1 | 1 | 1 | 1 | 1 | 1 | 1 | 1 | 1 | 1 | 1 | 1 | 1 | 1 | 1 | 1 | 1 | 1 | From Medium Office Prototype
Courthouse GENERAL_LIGHT_SCH | Lighting |  | Wkdy | 2018-01-01 | 2018-12-31 | Hourly | 0.05 | 0.05 | 0.05 | 0.05 | 0.05 | 0.05 | 0.05 | 1 | 1 | 1 | 1 | 1 | 1 | 1 | 1 | 1 | 1 | 1 | 1 | 0.05 | 0.05 | 0.05 | 0.05 | 0.05 | From GSA LEED Cost Study Final Report; Applicable to Offices, Corridors and Cells
Courthouse GENERAL_LIGHT_SCH | Lighting |  | Sat¦Sun¦Hol | 2018-01-01 | 2018-12-31 | Constant | 0.05 | [23 empty] | From GSA LEED Cost Study Final Report; Applicable to Offices, Corridors and Cells
Courthouse JUDGES_CHAMBER_LIGHT_SCH | Lighting |  | Wkdy | 2018-01-01 | 2018-12-31 | Hourly | 0.05 | 0.05 | 0.05 | 0.05 | 0.05 | 0.05 | 0.05 | 0.8 | 0.8 | 0.8 | 0.8 | 0.8 | 0.8 | 0.8 | 0.8 | 0.8 | 0.8 | 0.8 | 0.8 | 0.05 | 0.05 | 0.05 | 0.05 | 0.05 | From GSA LEED Cost Study Final Report
Courthouse JUDGES_CHAMBER_LIGHT_SCH | Lighting |  | Sat¦Sun¦Hol | 2018-01-01 | 2018-12-31 | Constant | 0.05 | [23 empty] | From GSA LEED Cost Study Final Report
Courthouse JURY_ASSEMBLY_LIGHT_SCH | Lighting |  | Mon | 2018-01-01 | 2018-12-31 | Hourly | 0.05 | 0.05 | 0.05 | 0.05 | 0.05 | 0.05 | 0.05 | 1 | 1 | 1 | 1 | 1 | 1 | 1 | 0.05 | 0.05 | 0.05 | 0.05 | 0.05 | 0.05 | 0.05 | 0.05 | 0.05 | 0.05 | From GSA LEED Cost Study Final Report
Courthouse JURY_ASSEMBLY_LIGHT_SCH | Lighting |  | Tue¦Wed¦Thu¦Fri | 2018-01-01 | 2018-12-31 | Hourly | 0.05 | 0.05 | 0.05 | 0.05 | 0.05 | 0.05 | 0.05 | 1 | 1 | 1 | 1 | 1 | 1 | 1 | 1 | 1 | 1 | 1 | 0.05 | 0.05 | 0.05 | 0.05 | 0.05 | 0.05 | From GSA LEED Cost Study Final Report
Courthouse JURY_ASSEMBLY_LIGHT_SCH | Lighting |  | Sat¦Sun¦Hol | 2018-01-01 | 2018-12-31 | Hourly | 0.05 | 0.05 | 0.05 | 0.05 | 0.05 | 0.05 | 0.05 | 0.05 | 0.05 | 0.05 | 1 | 0.05 | 0.05 | 0.05 | 0.05 | 0.05 | 0.05 | 0.05 | 0.05 | 0.05 | 0.05 | 0.05 | 0.05 | 0.05 | From GSA LEED Cost Study Final Report
Courthouse JURY_DELIBERATION_LIGHT_SCH | Lighting |  | Mon | 2018-01-01 | 2018-12-31 | Hourly | 0.05 | 0.05 | 0.05 | 0.05 | 0.05 | 0.05 | 0.05 | 0.05 | 0.05 | 0.05 | 1 | 0.05 | 0.05 | 0.05 | 0.05 | 0.05 | 0.05 | 0.05 | 0.05 | 0.05 | 0.05 | 0.05 | 0.05 | 0.05 | From GSA LEED Cost Study Final Report
Courthouse JURY_DELIBERATION_LIGHT_SCH | Lighting |  | Tue | 2018-01-01 | 2018-12-31 | Hourly | 0.05 | 0.05 | 0.05 | 0.05 | 0.05 | 0.05 | 0.05 | 0.05 | 1 | 1 | 1 | 1 | 1 | 0.05 | 0.05 | 0.05 | 0.05 | 0.05 | 0.05 | 0.05 | 0.05 | 0.05 | 0.05 | 0.05 | From GSA LEED Cost Study Final Report
Courthouse JURY_DELIBERATION_LIGHT_SCH | Lighting |  | Wed¦Thu | 2018-01-01 | 2018-12-31 | Hourly | 0.05 | 0.05 | 0.05 | 0.05 | 0.05 | 0.05 | 0.05 | 1 | 1 | 1 | 1 | 1 | 1 | 1 | 1 | 0.05 | 0.05 | 0.05 | 0.05 | 0.05 | 0.05 | 0.05 | 0.05 | 0.05 | From GSA LEED Cost Study Final Report
Courthouse JURY_DELIBERATION_LIGHT_SCH | Lighting |  | Fri¦Sat¦Sun¦Hol | 2018-01-01 | 2018-12-31 | Constant | 0.05 | [23 empty] | From GSA LEED Cost Study Final Report
D_Asm_Aud_LitCFL_Yr | Lighting | FRACTION | SmrDsn | 2014-01-01 | 2014-12-31 | Constant | 1 | [23 empty] | From eQ_Lib.dat in MASControl 2017
D_Asm_Aud_LitCFL_Yr | Lighting | FRACTION | WntrDsn | 2014-01-01 | 2014-12-31 | Constant | 0 | [23 empty] | From eQ_Lib.dat in MASControl 2017
D_Asm_Aud_LitCFL_Yr | Lighting | FRACTION | Default¦Hol | 2014-01-01 | 2014-12-31 | Hourly | 0.12 | 0.12 | 0.12 | 0.12 | 0.12 | 0.12 | 0.12 | 0.2133 | 0.344 | 0.4 | 0.4 | 0.4 | 0.4 | 0.4 | 0.4 | 0.4 | 0.4 | 0.4 | 0.4 | 0.4 | 0.12 | 0.12 | 0.12 | 0.12 | From eQ_Lib.dat in MASControl 2017
D_Asm_Aud_LitEx_Yr | Lighting | FRACTION | SmrDsn | 2014-01-01 | 2014-12-31 | Constant | 1 | [23 empty] | From eQ_Lib.dat in MASControl 2017
D_Asm_Aud_LitEx_Yr | Lighting | FRACTION | WntrDsn | 2014-01-01 | 2014-12-31 | Constant | 0 | [23 empty] | From eQ_Lib.dat in MASControl 2017
D_Asm_Aud_LitEx_Yr | Lighting | FRACTION | Default¦Hol | 2014-01-01 | 2014-12-31 | Constant | 1 | [23 empty] | From eQ_Lib.dat in MASControl 2017
D_Asm_Aud_LitLF_Yr | Lighting | FRACTION | SmrDsn | 2014-01-01 | 2014-12-31 | Constant | 1 | [23 empty] | From eQ_Lib.dat in MASControl 2017
D_Asm_Aud_LitLF_Yr | Lighting | FRACTION | WntrDsn | 2014-01-01 | 2014-12-31 | Constant | 0 | [23 empty] | From eQ_Lib.dat in MASControl 2017
D_Asm_Aud_LitLF_Yr | Lighting | FRACTION | Default¦Hol | 2014-01-01 | 2014-12-31 | Hourly | 0.05 | 0.05 | 0.05 | 0.05 | 0.05 | 0.05 | 0.05 | 0.2 | 0.41 | 0.5 | 0.5 | 0.5 | 0.5 | 0.5 | 0.5 | 0.5 | 0.5 | 0.5 | 0.5 | 0.5 | 0.05 | 0.05 | 0.05 | 0.05 | From eQ_Lib.dat in MASControl 2017
D_Asm_Aud_LitSp_Yr | Lighting | FRACTION | SmrDsn | 2014-01-01 | 2014-12-31 | Constant | 1 | [23 empty] | From eQ_Lib.dat in MASControl 2017
D_Asm_Aud_LitSp_Yr | Lighting | FRACTION | WntrDsn | 2014-01-01 | 2014-12-31 | Constant | 0 | [23 empty] | From eQ_Lib.dat in MASControl 2017
D_Asm_Aud_LitSp_Yr | Lighting | FRACTION | Default¦Hol | 2014-01-01 | 2014-12-31 | Hourly | 0.05 | 0.05 | 0.05 | 0.05 | 0.05 | 0.05 | 0.05 | 0.3 | 0.65 | 0.8 | 0.8 | 0.8 | 0.8 | 0.8 | 0.8 | 0.8 | 0.8 | 0.8 | 0.8 | 0.8 | 0.05 | 0.05 | 0.05 | 0.05 | From eQ_Lib.dat in MASControl 2017
D_Asm_OffGen_LitCFL_Yr | Lighting | FRACTION | SmrDsn | 2014-01-01 | 2014-12-31 | Constant | 1 | [23 empty] | From eQ_Lib.dat in MASControl 2017
D_Asm_OffGen_LitCFL_Yr | Lighting | FRACTION | WntrDsn | 2014-01-01 | 2014-12-31 | Constant | 0 | [23 empty] | From eQ_Lib.dat in MASControl 2017
D_Asm_OffGen_LitCFL_Yr | Lighting | FRACTION | Default¦Hol | 2014-01-01 | 2014-12-31 | Hourly | 0.1 | 0.1 | 0.1 | 0.1 | 0.1 | 0.1 | 0.1 | 0.3917 | 0.4306 | 0.4306 | 0.45 | 0.45 | 0.3917 | 0.3917 | 0.4306 | 0.4306 | 0.45 | 0.3917 | 0.3528 | 0.3139 | 0.1 | 0.1 | 0.1 | 0.1 | From eQ_Lib.dat in MASControl 2017
D_Asm_OffGen_LitEx_Yr | Lighting | FRACTION | SmrDsn | 2014-01-01 | 2014-12-31 | Constant | 1 | [23 empty] | From eQ_Lib.dat in MASControl 2017
D_Asm_OffGen_LitEx_Yr | Lighting | FRACTION | WntrDsn | 2014-01-01 | 2014-12-31 | Constant | 0 | [23 empty] | From eQ_Lib.dat in MASControl 2017
D_Asm_OffGen_LitEx_Yr | Lighting | FRACTION | Default¦Hol | 2014-01-01 | 2014-12-31 | Constant | 1 | [23 empty] | From eQ_Lib.dat in MASControl 2017
D_Asm_OffGen_LitLF_Yr | Lighting | FRACTION | SmrDsn | 2014-01-01 | 2014-12-31 | Constant | 1 | [23 empty] | From eQ_Lib.dat in MASControl 2017
D_Asm_OffGen_LitLF_Yr | Lighting | FRACTION | WntrDsn | 2014-01-01 | 2014-12-31 | Constant | 0 | [23 empty] | From eQ_Lib.dat in MASControl 2017
D_Asm_OffGen_LitLF_Yr | Lighting | FRACTION | Default¦Hol | 2014-01-01 | 2014-12-31 | Hourly | 0.1 | 0.1 | 0.1 | 0.1 | 0.1 | 0.1 | 0.1 | 0.5583 | 0.6194 | 0.6194 | 0.65 | 0.65 | 0.5583 | 0.5583 | 0.6194 | 0.6194 | 0.65 | 0.5583 | 0.4972 | 0.4361 | 0.1 | 0.1 | 0.1 | 0.1 | From eQ_Lib.dat in MASControl 2017
D_Asm_OffGen_LitSp_Yr | Lighting | FRACTION | SmrDsn | 2014-01-01 | 2014-12-31 | Constant | 1 | [23 empty] | From eQ_Lib.dat in MASControl 2017
D_Asm_OffGen_LitSp_Yr | Lighting | FRACTION | WntrDsn | 2014-01-01 | 2014-12-31 | Constant | 0 | [23 empty] | From eQ_Lib.dat in MASControl 2017
D_Asm_OffGen_LitSp_Yr | Lighting | FRACTION | Default¦Hol | 2014-01-01 | 2014-12-31 | Hourly | 0.05 | 0.05 | 0.05 | 0.05 | 0.05 | 0.05 | 0.05 | 0.8 | 0.9 | 0.9 | 0.95 | 0.95 | 0.8 | 0.8 | 0.9 | 0.9 | 0.95 | 0.8 | 0.7 | 0.6 | 0.05 | 0.05 | 0.05 | 0.05 | From eQ_Lib.dat in MASControl 2017
D_ECC_Caf_LitCFL_Yr | Lighting | FRACTION | SmrDsn | 2014-01-01 | 2014-01-11 | Constant | 1 | [23 empty] | From eQ_Lib.dat in MASControl 2017
D_ECC_Caf_LitCFL_Yr | Lighting | FRACTION | WntrDsn | 2014-01-01 | 2014-01-11 | Constant | 0 | [23 empty] | From eQ_Lib.dat in MASControl 2017
D_ECC_Caf_LitCFL_Yr | Lighting | FRACTION | Default | 2014-01-01 | 2014-01-11 | Constant | 0.035 | [23 empty] | From eQ_Lib.dat in MASControl 2017
D_ECC_Caf_LitCFL_Yr | Lighting | FRACTION | Default¦Wkdy | 2014-01-12 | 2014-04-03 | Hourly | 0.1 | 0.1 | 0.1 | 0.1 | 0.1 | 0.2778 | 0.2778 | 0.4556 | 0.9 | 0.9 | 0.9 | 0.9 | 0.9 | 0.9 | 0.9 | 0.9 | 0.9 | 0.2333 | 0.1 | 0.1 | 0.1 | 0.1 | 0.1 | 0.1 | From eQ_Lib.dat in MASControl 2017
D_ECC_Caf_LitCFL_Yr | Lighting | FRACTION | Sat | 2014-01-12 | 2014-04-03 | Hourly | 0.1 | 0.1 | 0.1 | 0.1 | 0.1 | 0.2111 | 0.2111 | 0.3222 | 0.6 | 0.6 | 0.6 | 0.6 | 0.6 | 0.6 | 0.6 | 0.6 | 0.1833 | 0.1 | 0.1 | 0.1 | 0.1 | 0.1 | 0.1 | 0.1 | From eQ_Lib.dat in MASControl 2017
D_ECC_Caf_LitCFL_Yr | Lighting | FRACTION | Sun | 2014-01-12 | 2014-04-03 | Constant | 0.05 | [23 empty] | From eQ_Lib.dat in MASControl 2017
D_ECC_Caf_LitCFL_Yr | Lighting | FRACTION | SmrDsn | 2014-04-04 | 2014-04-12 | Constant | 1 | [23 empty] | From eQ_Lib.dat in MASControl 2017
D_ECC_Caf_LitCFL_Yr | Lighting | FRACTION | WntrDsn | 2014-04-04 | 2014-04-12 | Constant | 0 | [23 empty] | From eQ_Lib.dat in MASControl 2017
D_ECC_Caf_LitCFL_Yr | Lighting | FRACTION | Default | 2014-04-04 | 2014-04-12 | Constant | 0.035 | [23 empty] | From eQ_Lib.dat in MASControl 2017
D_ECC_Caf_LitCFL_Yr | Lighting | FRACTION | Default¦Wkdy | 2014-04-13 | 2014-05-22 | Hourly | 0.1 | 0.1 | 0.1 | 0.1 | 0.1 | 0.2778 | 0.2778 | 0.4556 | 0.9 | 0.9 | 0.9 | 0.9 | 0.9 | 0.9 | 0.9 | 0.9 | 0.9 | 0.2333 | 0.1 | 0.1 | 0.1 | 0.1 | 0.1 | 0.1 | From eQ_Lib.dat in MASControl 2017
D_ECC_Caf_LitCFL_Yr | Lighting | FRACTION | Sat | 2014-04-13 | 2014-05-22 | Hourly | 0.1 | 0.1 | 0.1 | 0.1 | 0.1 | 0.2111 | 0.2111 | 0.3222 | 0.6 | 0.6 | 0.6 | 0.6 | 0.6 | 0.6 | 0.6 | 0.6 | 0.1833 | 0.1 | 0.1 | 0.1 | 0.1 | 0.1 | 0.1 | 0.1 | From eQ_Lib.dat in MASControl 2017
D_ECC_Caf_LitCFL_Yr | Lighting | FRACTION | Sun | 2014-04-13 | 2014-05-22 | Constant | 0.05 | [23 empty] | From eQ_Lib.dat in MASControl 2017
D_ECC_Caf_LitCFL_Yr | Lighting | FRACTION | SmrDsn | 2014-05-23 | 2014-05-31 | Constant | 1 | [23 empty] | From eQ_Lib.dat in MASControl 2017
D_ECC_Caf_LitCFL_Yr | Lighting | FRACTION | WntrDsn | 2014-05-23 | 2014-05-31 | Constant | 0 | [23 empty] | From eQ_Lib.dat in MASControl 2017
D_ECC_Caf_LitCFL_Yr | Lighting | FRACTION | Default | 2014-05-23 | 2014-05-31 | Constant | 0.035 | [23 empty] | From eQ_Lib.dat in MASControl 2017
D_ECC_Caf_LitCFL_Yr | Lighting | FRACTION | Default¦Wkdy | 2014-06-01 | 2014-08-07 | Hourly | 0.1 | 0.1 | 0.1 | 0.1 | 0.1 | 0.1944 | 0.1944 | 0.2889 | 0.525 | 0.525 | 0.525 | 0.525 | 0.525 | 0.525 | 0.525 | 0.525 | 0.525 | 0.1708 | 0.1 | 0.1 | 0.1 | 0.1 | 0.1 | 0.1 | From eQ_Lib.dat in MASControl 2017
D_ECC_Caf_LitCFL_Yr | Lighting | FRACTION | Sat | 2014-06-01 | 2014-08-07 | Hourly | 0.1 | 0.1 | 0.1 | 0.1 | 0.1 | 0.1403 | 0.1403 | 0.1806 | 0.2813 | 0.2813 | 0.2813 | 0.2813 | 0.2813 | 0.2813 | 0.2813 | 0.2813 | 0.1302 | 0.1 | 0.1 | 0.1 | 0.1 | 0.1 | 0.1 | 0.1 | From eQ_Lib.dat in MASControl 2017
D_ECC_Caf_LitCFL_Yr | Lighting | FRACTION | Sun | 2014-06-01 | 2014-08-07 | Constant | 0.035 | [23 empty] | From eQ_Lib.dat in MASControl 2017
D_ECC_Caf_LitCFL_Yr | Lighting | FRACTION | SmrDsn | 2014-08-08 | 2014-08-16 | Constant | 1 | [23 empty] | From eQ_Lib.dat in MASControl 2017
D_ECC_Caf_LitCFL_Yr | Lighting | FRACTION | WntrDsn | 2014-08-08 | 2014-08-16 | Constant | 0 | [23 empty] | From eQ_Lib.dat in MASControl 2017
D_ECC_Caf_LitCFL_Yr | Lighting | FRACTION | Default | 2014-08-08 | 2014-08-16 | Constant | 0.035 | [23 empty] | From eQ_Lib.dat in MASControl 2017
D_ECC_Caf_LitCFL_Yr | Lighting | FRACTION | Default¦Wkdy | 2014-08-17 | 2014-12-11 | Hourly | 0.1 | 0.1 | 0.1 | 0.1 | 0.1 | 0.2778 | 0.2778 | 0.4556 | 0.9 | 0.9 | 0.9 | 0.9 | 0.9 | 0.9 | 0.9 | 0.9 | 0.9 | 0.2333 | 0.1 | 0.1 | 0.1 | 0.1 | 0.1 | 0.1 | From eQ_Lib.dat in MASControl 2017
D_ECC_Caf_LitCFL_Yr | Lighting | FRACTION | Sat | 2014-08-17 | 2014-12-11 | Hourly | 0.1 | 0.1 | 0.1 | 0.1 | 0.1 | 0.2111 | 0.2111 | 0.3222 | 0.6 | 0.6 | 0.6 | 0.6 | 0.6 | 0.6 | 0.6 | 0.6 | 0.1833 | 0.1 | 0.1 | 0.1 | 0.1 | 0.1 | 0.1 | 0.1 | From eQ_Lib.dat in MASControl 2017
D_ECC_Caf_LitCFL_Yr | Lighting | FRACTION | Sun | 2014-08-17 | 2014-12-11 | Constant | 0.05 | [23 empty] | From eQ_Lib.dat in MASControl 2017
D_ECC_Caf_LitCFL_Yr | Lighting | FRACTION | SmrDsn | 2014-12-12 | 2014-12-31 | Constant | 1 | [23 empty] | From eQ_Lib.dat in MASControl 2017
D_ECC_Caf_LitCFL_Yr | Lighting | FRACTION | WntrDsn | 2014-12-12 | 2014-12-31 | Constant | 0 | [23 empty] | From eQ_Lib.dat in MASControl 2017
D_ECC_Caf_LitCFL_Yr | Lighting | FRACTION | Default | 2014-12-12 | 2014-12-31 | Constant | 0.035 | [23 empty] | From eQ_Lib.dat in MASControl 2017
D_ECC_Caf_LitCFL_Yr | Lighting | FRACTION | WntrDsn | 2014-01-01 | 2014-12-31 | Constant | 0 | [23 empty] | From eQ_Lib.dat in MASControl 2017
D_ECC_Caf_LitCFL_Yr | Lighting | FRACTION | SmrDsn | 2014-01-01 | 2014-12-31 | Constant | 1 | [23 empty] | From eQ_Lib.dat in MASControl 2017
D_ECC_Caf_LitCFL_Yr | Lighting | FRACTION | Hol | 2014-01-01 | 2014-12-31 | Constant | 0.035 | [23 empty] | From eQ_Lib.dat in MASControl 2017
D_ECC_Caf_LitEx_Yr | Lighting | FRACTION | SmrDsn | 2014-01-01 | 2014-12-31 | Constant | 1 | [23 empty] | From eQ_Lib.dat in MASControl 2017
D_ECC_Caf_LitEx_Yr | Lighting | FRACTION | WntrDsn | 2014-01-01 | 2014-12-31 | Constant | 0 | [23 empty] | From eQ_Lib.dat in MASControl 2017
D_ECC_Caf_LitEx_Yr | Lighting | FRACTION | Default¦Hol | 2014-01-01 | 2014-12-31 | Constant | 1 | [23 empty] | From eQ_Lib.dat in MASControl 2017
D_ECC_Caf_LitLF_Yr | Lighting | FRACTION | SmrDsn | 2014-01-01 | 2014-01-11 | Constant | 1 | [23 empty] | From eQ_Lib.dat in MASControl 2017
D_ECC_Caf_LitLF_Yr | Lighting | FRACTION | WntrDsn | 2014-01-01 | 2014-01-11 | Constant | 0 | [23 empty] | From eQ_Lib.dat in MASControl 2017
D_ECC_Caf_LitLF_Yr | Lighting | FRACTION | Default | 2014-01-01 | 2014-01-11 | Constant | 0.035 | [23 empty] | From eQ_Lib.dat in MASControl 2017
D_ECC_Caf_LitLF_Yr | Lighting | FRACTION | Default¦Wkdy | 2014-01-12 | 2014-04-03 | Hourly | 0.1 | 0.1 | 0.1 | 0.1 | 0.1 | 0.2 | 0.3 | 0.5 | 0.8 | 0.9 | 0.9 | 0.9 | 0.9 | 0.9 | 0.9 | 0.9 | 0.8 | 0.25 | 0.1 | 0.1 | 0.1 | 0.1 | 0.1 | 0.1 | From eQ_Lib.dat in MASControl 2017
D_ECC_Caf_LitLF_Yr | Lighting | FRACTION | Sat | 2014-01-12 | 2014-04-03 | Hourly | 0.1 | 0.1 | 0.1 | 0.1 | 0.1 | 0.15 | 0.225 | 0.375 | 0.6 | 0.675 | 0.675 | 0.675 | 0.675 | 0.675 | 0.675 | 0.675 | 0.6 | 0.2 | 0.1 | 0.1 | 0.1 | 0.1 | 0.1 | 0.1 | From eQ_Lib.dat in MASControl 2017
D_ECC_Caf_LitLF_Yr | Lighting | FRACTION | Sun | 2014-01-12 | 2014-04-03 | Constant | 0.05 | [23 empty] | From eQ_Lib.dat in MASControl 2017
D_ECC_Caf_LitLF_Yr | Lighting | FRACTION | SmrDsn | 2014-04-04 | 2014-04-12 | Constant | 1 | [23 empty] | From eQ_Lib.dat in MASControl 2017
D_ECC_Caf_LitLF_Yr | Lighting | FRACTION | WntrDsn | 2014-04-04 | 2014-04-12 | Constant | 0 | [23 empty] | From eQ_Lib.dat in MASControl 2017
D_ECC_Caf_LitLF_Yr | Lighting | FRACTION | Default | 2014-04-04 | 2014-04-12 | Constant | 0.035 | [23 empty] | From eQ_Lib.dat in MASControl 2017
D_ECC_Caf_LitLF_Yr | Lighting | FRACTION | Default¦Wkdy | 2014-04-13 | 2014-05-22 | Hourly | 0.1 | 0.1 | 0.1 | 0.1 | 0.1 | 0.2 | 0.3 | 0.5 | 0.8 | 0.9 | 0.9 | 0.9 | 0.9 | 0.9 | 0.9 | 0.9 | 0.8 | 0.25 | 0.1 | 0.1 | 0.1 | 0.1 | 0.1 | 0.1 | From eQ_Lib.dat in MASControl 2017
D_ECC_Caf_LitLF_Yr | Lighting | FRACTION | Sat | 2014-04-13 | 2014-05-22 | Hourly | 0.1 | 0.1 | 0.1 | 0.1 | 0.1 | 0.15 | 0.225 | 0.375 | 0.6 | 0.675 | 0.675 | 0.675 | 0.675 | 0.675 | 0.675 | 0.675 | 0.6 | 0.2 | 0.1 | 0.1 | 0.1 | 0.1 | 0.1 | 0.1 | From eQ_Lib.dat in MASControl 2017
D_ECC_Caf_LitLF_Yr | Lighting | FRACTION | Sun | 2014-04-13 | 2014-05-22 | Constant | 0.05 | [23 empty] | From eQ_Lib.dat in MASControl 2017
D_ECC_Caf_LitLF_Yr | Lighting | FRACTION | SmrDsn | 2014-05-23 | 2014-05-31 | Constant | 1 | [23 empty] | From eQ_Lib.dat in MASControl 2017
D_ECC_Caf_LitLF_Yr | Lighting | FRACTION | WntrDsn | 2014-05-23 | 2014-05-31 | Constant | 0 | [23 empty] | From eQ_Lib.dat in MASControl 2017
D_ECC_Caf_LitLF_Yr | Lighting | FRACTION | Default | 2014-05-23 | 2014-05-31 | Constant | 0.035 | [23 empty] | From eQ_Lib.dat in MASControl 2017
D_ECC_Caf_LitLF_Yr | Lighting | FRACTION | Default¦Wkdy | 2014-06-01 | 2014-08-07 | Hourly | 0.1 | 0.1 | 0.1 | 0.1 | 0.1 | 0.1356 | 0.2107 | 0.3214 | 0.5625 | 0.5625 | 0.5625 | 0.5625 | 0.5625 | 0.5625 | 0.5625 | 0.5625 | 0.5625 | 0.183 | 0.1 | 0.1 | 0.1 | 0.1 | 0.1 | 0.1 | From eQ_Lib.dat in MASControl 2017
D_ECC_Caf_LitLF_Yr | Lighting | FRACTION | Sat | 2014-06-01 | 2014-08-07 | Hourly | 0.1 | 0.1 | 0.1 | 0.1 | 0.1 | 0.1403 | 0.1403 | 0.1806 | 0.2813 | 0.2813 | 0.2813 | 0.2813 | 0.2813 | 0.2813 | 0.2813 | 0.2813 | 0.1302 | 0.1 | 0.1 | 0.1 | 0.1 | 0.1 | 0.1 | 0.1 | From eQ_Lib.dat in MASControl 2017
D_ECC_Caf_LitLF_Yr | Lighting | FRACTION | Sun | 2014-06-01 | 2014-08-07 | Constant | 0.035 | [23 empty] | From eQ_Lib.dat in MASControl 2017
D_ECC_Caf_LitLF_Yr | Lighting | FRACTION | SmrDsn | 2014-08-08 | 2014-08-16 | Constant | 1 | [23 empty] | From eQ_Lib.dat in MASControl 2017
D_ECC_Caf_LitLF_Yr | Lighting | FRACTION | WntrDsn | 2014-08-08 | 2014-08-16 | Constant | 0 | [23 empty] | From eQ_Lib.dat in MASControl 2017
D_ECC_Caf_LitLF_Yr | Lighting | FRACTION | Default | 2014-08-08 | 2014-08-16 | Constant | 0.035 | [23 empty] | From eQ_Lib.dat in MASControl 2017
D_ECC_Caf_LitLF_Yr | Lighting | FRACTION | Default¦Wkdy | 2014-08-17 | 2014-12-11 | Hourly | 0.1 | 0.1 | 0.1 | 0.1 | 0.1 | 0.2 | 0.3 | 0.5 | 0.8 | 0.9 | 0.9 | 0.9 | 0.9 | 0.9 | 0.9 | 0.9 | 0.8 | 0.25 | 0.1 | 0.1 | 0.1 | 0.1 | 0.1 | 0.1 | From eQ_Lib.dat in MASControl 2017
D_ECC_Caf_LitLF_Yr | Lighting | FRACTION | Sat | 2014-08-17 | 2014-12-11 | Hourly | 0.1 | 0.1 | 0.1 | 0.1 | 0.1 | 0.15 | 0.225 | 0.375 | 0.6 | 0.675 | 0.675 | 0.675 | 0.675 | 0.675 | 0.675 | 0.675 | 0.6 | 0.2 | 0.1 | 0.1 | 0.1 | 0.1 | 0.1 | 0.1 | From eQ_Lib.dat in MASControl 2017
D_ECC_Caf_LitLF_Yr | Lighting | FRACTION | Sun | 2014-08-17 | 2014-12-11 | Constant | 0.05 | [23 empty] | From eQ_Lib.dat in MASControl 2017
D_ECC_Caf_LitLF_Yr | Lighting | FRACTION | SmrDsn | 2014-12-12 | 2014-12-31 | Constant | 1 | [23 empty] | From eQ_Lib.dat in MASControl 2017
D_ECC_Caf_LitLF_Yr | Lighting | FRACTION | WntrDsn | 2014-12-12 | 2014-12-31 | Constant | 0 | [23 empty] | From eQ_Lib.dat in MASControl 2017
D_ECC_Caf_LitLF_Yr | Lighting | FRACTION | Default | 2014-12-12 | 2014-12-31 | Constant | 0.035 | [23 empty] | From eQ_Lib.dat in MASControl 2017
D_ECC_Caf_LitLF_Yr | Lighting | FRACTION | WntrDsn | 2014-01-01 | 2014-12-31 | Constant | 0 | [23 empty] | From eQ_Lib.dat in MASControl 2017
D_ECC_Caf_LitLF_Yr | Lighting | FRACTION | SmrDsn | 2014-01-01 | 2014-12-31 | Constant | 1 | [23 empty] | From eQ_Lib.dat in MASControl 2017
D_ECC_Caf_LitLF_Yr | Lighting | FRACTION | Hol | 2014-01-01 | 2014-12-31 | Constant | 0.035 | [23 empty] | From eQ_Lib.dat in MASControl 2017
D_ECC_Caf_LitSp_Yr | Lighting | FRACTION | SmrDsn | 2014-01-01 | 2014-01-11 | Constant | 1 | [23 empty] | From eQ_Lib.dat in MASControl 2017
D_ECC_Caf_LitSp_Yr | Lighting | FRACTION | WntrDsn | 2014-01-01 | 2014-01-11 | Constant | 0 | [23 empty] | From eQ_Lib.dat in MASControl 2017
D_ECC_Caf_LitSp_Yr | Lighting | FRACTION | Default | 2014-01-01 | 2014-01-11 | Constant | 0.035 | [23 empty] | From eQ_Lib.dat in MASControl 2017
D_ECC_Caf_LitSp_Yr | Lighting | FRACTION | Default¦Wkdy | 2014-01-12 | 2014-04-03 | Hourly | 0.1 | 0.1 | 0.1 | 0.1 | 0.1 | 0.2 | 0.3 | 0.5 | 0.8 | 0.9 | 0.9 | 0.9 | 0.9 | 0.9 | 0.9 | 0.9 | 0.8 | 0.25 | 0.1 | 0.1 | 0.1 | 0.1 | 0.1 | 0.1 | From eQ_Lib.dat in MASControl 2017
D_ECC_Caf_LitSp_Yr | Lighting | FRACTION | Sat | 2014-01-12 | 2014-04-03 | Hourly | 0.1 | 0.1 | 0.1 | 0.1 | 0.1 | 0.15 | 0.225 | 0.375 | 0.6 | 0.675 | 0.675 | 0.675 | 0.675 | 0.675 | 0.675 | 0.675 | 0.6 | 0.2 | 0.1 | 0.1 | 0.1 | 0.1 | 0.1 | 0.1 | From eQ_Lib.dat in MASControl 2017
D_ECC_Caf_LitSp_Yr | Lighting | FRACTION | Sun | 2014-01-12 | 2014-04-03 | Constant | 0.05 | [23 empty] | From eQ_Lib.dat in MASControl 2017
D_ECC_Caf_LitSp_Yr | Lighting | FRACTION | SmrDsn | 2014-04-04 | 2014-04-12 | Constant | 1 | [23 empty] | From eQ_Lib.dat in MASControl 2017
D_ECC_Caf_LitSp_Yr | Lighting | FRACTION | WntrDsn | 2014-04-04 | 2014-04-12 | Constant | 0 | [23 empty] | From eQ_Lib.dat in MASControl 2017
D_ECC_Caf_LitSp_Yr | Lighting | FRACTION | Default | 2014-04-04 | 2014-04-12 | Constant | 0.035 | [23 empty] | From eQ_Lib.dat in MASControl 2017
D_ECC_Caf_LitSp_Yr | Lighting | FRACTION | Default¦Wkdy | 2014-04-13 | 2014-05-22 | Hourly | 0.1 | 0.1 | 0.1 | 0.1 | 0.1 | 0.2 | 0.3 | 0.5 | 0.8 | 0.9 | 0.9 | 0.9 | 0.9 | 0.9 | 0.9 | 0.9 | 0.8 | 0.25 | 0.1 | 0.1 | 0.1 | 0.1 | 0.1 | 0.1 | From eQ_Lib.dat in MASControl 2017
D_ECC_Caf_LitSp_Yr | Lighting | FRACTION | Sat | 2014-04-13 | 2014-05-22 | Hourly | 0.1 | 0.1 | 0.1 | 0.1 | 0.1 | 0.15 | 0.225 | 0.375 | 0.6 | 0.675 | 0.675 | 0.675 | 0.675 | 0.675 | 0.675 | 0.675 | 0.6 | 0.2 | 0.1 | 0.1 | 0.1 | 0.1 | 0.1 | 0.1 | From eQ_Lib.dat in MASControl 2017
D_ECC_Caf_LitSp_Yr | Lighting | FRACTION | Sun | 2014-04-13 | 2014-05-22 | Constant | 0.05 | [23 empty] | From eQ_Lib.dat in MASControl 2017
D_ECC_Caf_LitSp_Yr | Lighting | FRACTION | SmrDsn | 2014-05-23 | 2014-05-31 | Constant | 1 | [23 empty] | From eQ_Lib.dat in MASControl 2017
D_ECC_Caf_LitSp_Yr | Lighting | FRACTION | WntrDsn | 2014-05-23 | 2014-05-31 | Constant | 0 | [23 empty] | From eQ_Lib.dat in MASControl 2017
D_ECC_Caf_LitSp_Yr | Lighting | FRACTION | Default | 2014-05-23 | 2014-05-31 | Constant | 0.035 | [23 empty] | From eQ_Lib.dat in MASControl 2017
D_ECC_Caf_LitSp_Yr | Lighting | FRACTION | Default¦Wkdy | 2014-06-01 | 2014-08-07 | Hourly | 0.1 | 0.1 | 0.1 | 0.1 | 0.1 | 0.1356 | 0.2107 | 0.3214 | 0.5625 | 0.5625 | 0.5625 | 0.5625 | 0.5625 | 0.5625 | 0.5625 | 0.5625 | 0.5625 | 0.183 | 0.1 | 0.1 | 0.1 | 0.1 | 0.1 | 0.1 | From eQ_Lib.dat in MASControl 2017
D_ECC_Caf_LitSp_Yr | Lighting | FRACTION | Sat | 2014-06-01 | 2014-08-07 | Hourly | 0.1 | 0.1 | 0.1 | 0.1 | 0.1 | 0.1403 | 0.1403 | 0.1806 | 0.2813 | 0.2813 | 0.2813 | 0.2813 | 0.2813 | 0.2813 | 0.2813 | 0.2813 | 0.1302 | 0.1 | 0.1 | 0.1 | 0.1 | 0.1 | 0.1 | 0.1 | From eQ_Lib.dat in MASControl 2017
D_ECC_Caf_LitSp_Yr | Lighting | FRACTION | Sun | 2014-06-01 | 2014-08-07 | Constant | 0.035 | [23 empty] | From eQ_Lib.dat in MASControl 2017
D_ECC_Caf_LitSp_Yr | Lighting | FRACTION | SmrDsn | 2014-08-08 | 2014-08-16 | Constant | 1 | [23 empty] | From eQ_Lib.dat in MASControl 2017
D_ECC_Caf_LitSp_Yr | Lighting | FRACTION | WntrDsn | 2014-08-08 | 2014-08-16 | Constant | 0 | [23 empty] | From eQ_Lib.dat in MASControl 2017
D_ECC_Caf_LitSp_Yr | Lighting | FRACTION | Default | 2014-08-08 | 2014-08-16 | Constant | 0.035 | [23 empty] | From eQ_Lib.dat in MASControl 2017
D_ECC_Caf_LitSp_Yr | Lighting | FRACTION | Default¦Wkdy | 2014-08-17 | 2014-12-11 | Hourly | 0.1 | 0.1 | 0.1 | 0.1 | 0.1 | 0.2 | 0.3 | 0.5 | 0.8 | 0.9 | 0.9 | 0.9 | 0.9 | 0.9 | 0.9 | 0.9 | 0.8 | 0.25 | 0.1 | 0.1 | 0.1 | 0.1 | 0.1 | 0.1 | From eQ_Lib.dat in MASControl 2017
D_ECC_Caf_LitSp_Yr | Lighting | FRACTION | Sat | 2014-08-17 | 2014-12-11 | Hourly | 0.1 | 0.1 | 0.1 | 0.1 | 0.1 | 0.15 | 0.225 | 0.375 | 0.6 | 0.675 | 0.675 | 0.675 | 0.675 | 0.675 | 0.675 | 0.675 | 0.6 | 0.2 | 0.1 | 0.1 | 0.1 | 0.1 | 0.1 | 0.1 | From eQ_Lib.dat in MASControl 2017
D_ECC_Caf_LitSp_Yr | Lighting | FRACTION | Sun | 2014-08-17 | 2014-12-11 | Constant | 0.05 | [23 empty] | From eQ_Lib.dat in MASControl 2017
D_ECC_Caf_LitSp_Yr | Lighting | FRACTION | SmrDsn | 2014-12-12 | 2014-12-31 | Constant | 1 | [23 empty] | From eQ_Lib.dat in MASControl 2017
D_ECC_Caf_LitSp_Yr | Lighting | FRACTION | WntrDsn | 2014-12-12 | 2014-12-31 | Constant | 0 | [23 empty] | From eQ_Lib.dat in MASControl 2017
D_ECC_Caf_LitSp_Yr | Lighting | FRACTION | Default | 2014-12-12 | 2014-12-31 | Constant | 0.035 | [23 empty] | From eQ_Lib.dat in MASControl 2017
D_ECC_Caf_LitSp_Yr | Lighting | FRACTION | WntrDsn | 2014-01-01 | 2014-12-31 | Constant | 0 | [23 empty] | From eQ_Lib.dat in MASControl 2017
D_ECC_Caf_LitSp_Yr | Lighting | FRACTION | SmrDsn | 2014-01-01 | 2014-12-31 | Constant | 1 | [23 empty] | From eQ_Lib.dat in MASControl 2017
D_ECC_Caf_LitSp_Yr | Lighting | FRACTION | Hol | 2014-01-01 | 2014-12-31 | Constant | 0.035 | [23 empty] | From eQ_Lib.dat in MASControl 2017
D_ECC_Clrm_LitCFL_Yr | Lighting | FRACTION | SmrDsn | 2014-01-01 | 2014-01-11 | Constant | 1 | [23 empty] | From eQ_Lib.dat in MASControl 2017
D_ECC_Clrm_LitCFL_Yr | Lighting | FRACTION | WntrDsn | 2014-01-01 | 2014-01-11 | Constant | 0 | [23 empty] | From eQ_Lib.dat in MASControl 2017
D_ECC_Clrm_LitCFL_Yr | Lighting | FRACTION | Default | 2014-01-01 | 2014-01-11 | Constant | 0.02 | [23 empty] | From eQ_Lib.dat in MASControl 2017
D_ECC_Clrm_LitCFL_Yr | Lighting | FRACTION | Default¦Wkdy | 2014-01-12 | 2014-04-03 | Hourly | 0.065 | 0.065 | 0.065 | 0.065 | 0.065 | 0.725 | 0.725 | 0.725 | 0.725 | 0.725 | 0.725 | 0.505 | 0.505 | 0.505 | 0.505 | 0.505 | 0.505 | 0.725 | 0.725 | 0.725 | 0.725 | 0.065 | 0.065 | 0.065 | From eQ_Lib.dat in MASControl 2017
D_ECC_Clrm_LitCFL_Yr | Lighting | FRACTION | Sat | 2014-01-12 | 2014-04-03 | Hourly | 0.065 | 0.065 | 0.065 | 0.065 | 0.065 | 0.065 | 0.065 | 0.35 | 0.35 | 0.35 | 0.35 | 0.35 | 0.35 | 0.35 | 0.35 | 0.35 | 0.065 | 0.065 | 0.065 | 0.065 | 0.065 | 0.065 | 0.065 | 0.065 | From eQ_Lib.dat in MASControl 2017
D_ECC_Clrm_LitCFL_Yr | Lighting | FRACTION | Sun | 2014-01-12 | 2014-04-03 | Constant | 0.05 | [23 empty] | From eQ_Lib.dat in MASControl 2017
D_ECC_Clrm_LitCFL_Yr | Lighting | FRACTION | SmrDsn | 2014-04-04 | 2014-04-12 | Constant | 1 | [23 empty] | From eQ_Lib.dat in MASControl 2017
D_ECC_Clrm_LitCFL_Yr | Lighting | FRACTION | WntrDsn | 2014-04-04 | 2014-04-12 | Constant | 0 | [23 empty] | From eQ_Lib.dat in MASControl 2017
D_ECC_Clrm_LitCFL_Yr | Lighting | FRACTION | Default | 2014-04-04 | 2014-04-12 | Constant | 0.02 | [23 empty] | From eQ_Lib.dat in MASControl 2017
D_ECC_Clrm_LitCFL_Yr | Lighting | FRACTION | Default¦Wkdy | 2014-04-13 | 2014-05-22 | Hourly | 0.065 | 0.065 | 0.065 | 0.065 | 0.065 | 0.725 | 0.725 | 0.725 | 0.725 | 0.725 | 0.725 | 0.505 | 0.505 | 0.505 | 0.505 | 0.505 | 0.505 | 0.725 | 0.725 | 0.725 | 0.725 | 0.065 | 0.065 | 0.065 | From eQ_Lib.dat in MASControl 2017
D_ECC_Clrm_LitCFL_Yr | Lighting | FRACTION | Sat | 2014-04-13 | 2014-05-22 | Hourly | 0.065 | 0.065 | 0.065 | 0.065 | 0.065 | 0.065 | 0.065 | 0.35 | 0.35 | 0.35 | 0.35 | 0.35 | 0.35 | 0.35 | 0.35 | 0.35 | 0.065 | 0.065 | 0.065 | 0.065 | 0.065 | 0.065 | 0.065 | 0.065 | From eQ_Lib.dat in MASControl 2017
D_ECC_Clrm_LitCFL_Yr | Lighting | FRACTION | Sun | 2014-04-13 | 2014-05-22 | Constant | 0.05 | [23 empty] | From eQ_Lib.dat in MASControl 2017
D_ECC_Clrm_LitCFL_Yr | Lighting | FRACTION | SmrDsn | 2014-05-23 | 2014-05-31 | Constant | 1 | [23 empty] | From eQ_Lib.dat in MASControl 2017
D_ECC_Clrm_LitCFL_Yr | Lighting | FRACTION | WntrDsn | 2014-05-23 | 2014-05-31 | Constant | 0 | [23 empty] | From eQ_Lib.dat in MASControl 2017
D_ECC_Clrm_LitCFL_Yr | Lighting | FRACTION | Default | 2014-05-23 | 2014-05-31 | Constant | 0.02 | [23 empty] | From eQ_Lib.dat in MASControl 2017
D_ECC_Clrm_LitCFL_Yr | Lighting | FRACTION | Default¦Wkdy | 2014-06-01 | 2014-08-07 | Hourly | 0.065 | 0.065 | 0.065 | 0.065 | 0.065 | 0.5438 | 0.5438 | 0.5438 | 0.5438 | 0.5438 | 0.5438 | 0.3842 | 0.3842 | 0.3842 | 0.3842 | 0.3842 | 0.3842 | 0.5438 | 0.5438 | 0.065 | 0.065 | 0.065 | 0.065 | 0.065 | From eQ_Lib.dat in MASControl 2017
D_ECC_Clrm_LitCFL_Yr | Lighting | FRACTION | Sat | 2014-06-01 | 2014-08-07 | Hourly | 0.065 | 0.065 | 0.065 | 0.065 | 0.065 | 0.065 | 0.065 | 0.2625 | 0.2625 | 0.2625 | 0.2625 | 0.2625 | 0.2625 | 0.2625 | 0.065 | 0.065 | 0.065 | 0.065 | 0.065 | 0.065 | 0.065 | 0.065 | 0.065 | 0.065 | From eQ_Lib.dat in MASControl 2017
D_ECC_Clrm_LitCFL_Yr | Lighting | FRACTION | Sun | 2014-06-01 | 2014-08-07 | Constant | 0.035 | [23 empty] | From eQ_Lib.dat in MASControl 2017
D_ECC_Clrm_LitCFL_Yr | Lighting | FRACTION | SmrDsn | 2014-08-08 | 2014-08-16 | Constant | 1 | [23 empty] | From eQ_Lib.dat in MASControl 2017
D_ECC_Clrm_LitCFL_Yr | Lighting | FRACTION | WntrDsn | 2014-08-08 | 2014-08-16 | Constant | 0 | [23 empty] | From eQ_Lib.dat in MASControl 2017
D_ECC_Clrm_LitCFL_Yr | Lighting | FRACTION | Default | 2014-08-08 | 2014-08-16 | Constant | 0.02 | [23 empty] | From eQ_Lib.dat in MASControl 2017
D_ECC_Clrm_LitCFL_Yr | Lighting | FRACTION | Default¦Wkdy | 2014-08-17 | 2014-12-11 | Hourly | 0.065 | 0.065 | 0.065 | 0.065 | 0.065 | 0.725 | 0.725 | 0.725 | 0.725 | 0.725 | 0.725 | 0.505 | 0.505 | 0.505 | 0.505 | 0.505 | 0.505 | 0.725 | 0.725 | 0.725 | 0.725 | 0.065 | 0.065 | 0.065 | From eQ_Lib.dat in MASControl 2017
D_ECC_Clrm_LitCFL_Yr | Lighting | FRACTION | Sat | 2014-08-17 | 2014-12-11 | Hourly | 0.065 | 0.065 | 0.065 | 0.065 | 0.065 | 0.065 | 0.065 | 0.35 | 0.35 | 0.35 | 0.35 | 0.35 | 0.35 | 0.35 | 0.35 | 0.35 | 0.065 | 0.065 | 0.065 | 0.065 | 0.065 | 0.065 | 0.065 | 0.065 | From eQ_Lib.dat in MASControl 2017
D_ECC_Clrm_LitCFL_Yr | Lighting | FRACTION | Sun | 2014-08-17 | 2014-12-11 | Constant | 0.05 | [23 empty] | From eQ_Lib.dat in MASControl 2017
D_ECC_Clrm_LitCFL_Yr | Lighting | FRACTION | SmrDsn | 2014-12-12 | 2014-12-31 | Constant | 1 | [23 empty] | From eQ_Lib.dat in MASControl 2017
D_ECC_Clrm_LitCFL_Yr | Lighting | FRACTION | WntrDsn | 2014-12-12 | 2014-12-31 | Constant | 0 | [23 empty] | From eQ_Lib.dat in MASControl 2017
D_ECC_Clrm_LitCFL_Yr | Lighting | FRACTION | Default | 2014-12-12 | 2014-12-31 | Constant | 0.02 | [23 empty] | From eQ_Lib.dat in MASControl 2017
D_ECC_Clrm_LitCFL_Yr | Lighting | FRACTION | WntrDsn | 2014-01-01 | 2014-12-31 | Constant | 0 | [23 empty] | From eQ_Lib.dat in MASControl 2017
D_ECC_Clrm_LitCFL_Yr | Lighting | FRACTION | SmrDsn | 2014-01-01 | 2014-12-31 | Constant | 1 | [23 empty] | From eQ_Lib.dat in MASControl 2017
D_ECC_Clrm_LitCFL_Yr | Lighting | FRACTION | Hol | 2014-01-01 | 2014-12-31 | Constant | 0.035 | [23 empty] | From eQ_Lib.dat in MASControl 2017
D_ECC_Clrm_LitEx_Yr | Lighting | FRACTION | SmrDsn | 2014-01-01 | 2014-12-31 | Constant | 1 | [23 empty] | From eQ_Lib.dat in MASControl 2017
D_ECC_Clrm_LitEx_Yr | Lighting | FRACTION | WntrDsn | 2014-01-01 | 2014-12-31 | Constant | 0 | [23 empty] | From eQ_Lib.dat in MASControl 2017
D_ECC_Clrm_LitEx_Yr | Lighting | FRACTION | Default¦Hol | 2014-01-01 | 2014-12-31 | Constant | 1 | [23 empty] | From eQ_Lib.dat in MASControl 2017
D_ECC_Clrm_LitLF_Yr | Lighting | FRACTION | SmrDsn | 2014-01-01 | 2014-01-11 | Constant | 1 | [23 empty] | From eQ_Lib.dat in MASControl 2017
D_ECC_Clrm_LitLF_Yr | Lighting | FRACTION | WntrDsn | 2014-01-01 | 2014-01-11 | Constant | 0 | [23 empty] | From eQ_Lib.dat in MASControl 2017
D_ECC_Clrm_LitLF_Yr | Lighting | FRACTION | Default | 2014-01-01 | 2014-01-11 | Constant | 0.02 | [23 empty] | From eQ_Lib.dat in MASControl 2017
D_ECC_Clrm_LitLF_Yr | Lighting | FRACTION | Default¦Wkdy | 2014-01-12 | 2014-04-03 | Hourly | 0.1 | 0.1 | 0.1 | 0.1 | 0.1 | 0.265 | 0.43 | 0.595 | 0.76 | 0.76 | 0.76 | 0.76 | 0.76 | 0.76 | 0.76 | 0.76 | 0.76 | 0.76 | 0.595 | 0.43 | 0.265 | 0.1 | 0.1 | 0.1 | From eQ_Lib.dat in MASControl 2017
D_ECC_Clrm_LitLF_Yr | Lighting | FRACTION | Sat | 2014-01-12 | 2014-04-03 | Hourly | 0.05 | 0.05 | 0.05 | 0.05 | 0.05 | 0.05 | 0.05 | 0.25 | 0.25 | 0.25 | 0.25 | 0.25 | 0.25 | 0.25 | 0.25 | 0.25 | 0.05 | 0.05 | 0.05 | 0.05 | 0.05 | 0.05 | 0.05 | 0.05 | From eQ_Lib.dat in MASControl 2017
D_ECC_Clrm_LitLF_Yr | Lighting | FRACTION | Sun | 2014-01-12 | 2014-04-03 | Constant | 0.05 | [23 empty] | From eQ_Lib.dat in MASControl 2017
D_ECC_Clrm_LitLF_Yr | Lighting | FRACTION | SmrDsn | 2014-04-04 | 2014-04-12 | Constant | 1 | [23 empty] | From eQ_Lib.dat in MASControl 2017
D_ECC_Clrm_LitLF_Yr | Lighting | FRACTION | WntrDsn | 2014-04-04 | 2014-04-12 | Constant | 0 | [23 empty] | From eQ_Lib.dat in MASControl 2017
D_ECC_Clrm_LitLF_Yr | Lighting | FRACTION | Default | 2014-04-04 | 2014-04-12 | Constant | 0.02 | [23 empty] | From eQ_Lib.dat in MASControl 2017
D_ECC_Clrm_LitLF_Yr | Lighting | FRACTION | Default¦Wkdy | 2014-04-13 | 2014-05-22 | Hourly | 0.1 | 0.1 | 0.1 | 0.1 | 0.1 | 0.265 | 0.43 | 0.595 | 0.76 | 0.76 | 0.76 | 0.76 | 0.76 | 0.76 | 0.76 | 0.76 | 0.76 | 0.76 | 0.595 | 0.43 | 0.265 | 0.1 | 0.1 | 0.1 | From eQ_Lib.dat in MASControl 2017
D_ECC_Clrm_LitLF_Yr | Lighting | FRACTION | Sat | 2014-04-13 | 2014-05-22 | Hourly | 0.05 | 0.05 | 0.05 | 0.05 | 0.05 | 0.05 | 0.05 | 0.25 | 0.25 | 0.25 | 0.25 | 0.25 | 0.25 | 0.25 | 0.25 | 0.25 | 0.05 | 0.05 | 0.05 | 0.05 | 0.05 | 0.05 | 0.05 | 0.05 | From eQ_Lib.dat in MASControl 2017
D_ECC_Clrm_LitLF_Yr | Lighting | FRACTION | Sun | 2014-04-13 | 2014-05-22 | Constant | 0.05 | [23 empty] | From eQ_Lib.dat in MASControl 2017
D_ECC_Clrm_LitLF_Yr | Lighting | FRACTION | SmrDsn | 2014-05-23 | 2014-05-31 | Constant | 1 | [23 empty] | From eQ_Lib.dat in MASControl 2017
D_ECC_Clrm_LitLF_Yr | Lighting | FRACTION | WntrDsn | 2014-05-23 | 2014-05-31 | Constant | 0 | [23 empty] | From eQ_Lib.dat in MASControl 2017
D_ECC_Clrm_LitLF_Yr | Lighting | FRACTION | Default | 2014-05-23 | 2014-05-31 | Constant | 0.02 | [23 empty] | From eQ_Lib.dat in MASControl 2017
D_ECC_Clrm_LitLF_Yr | Lighting | FRACTION | Default¦Wkdy | 2014-06-01 | 2014-08-07 | Hourly | 0.1 | 0.1 | 0.1 | 0.1 | 0.1 | 0.1969 | 0.2938 | 0.3906 | 0.4875 | 0.4875 | 0.4875 | 0.4875 | 0.4875 | 0.4875 | 0.4875 | 0.4875 | 0.3906 | 0.2938 | 0.1969 | 0.1 | 0.1 | 0.1 | 0.1 | 0.1 | From eQ_Lib.dat in MASControl 2017
D_ECC_Clrm_LitLF_Yr | Lighting | FRACTION | Sat | 2014-06-01 | 2014-08-07 | Hourly | 0.05 | 0.05 | 0.05 | 0.05 | 0.05 | 0.05 | 0.05 | 0.1875 | 0.1875 | 0.1875 | 0.1875 | 0.1875 | 0.1875 | 0.1875 | 0.05 | 0.05 | 0.05 | 0.05 | 0.05 | 0.05 | 0.05 | 0.05 | 0.05 | 0.05 | From eQ_Lib.dat in MASControl 2017
D_ECC_Clrm_LitLF_Yr | Lighting | FRACTION | Sun | 2014-06-01 | 2014-08-07 | Constant | 0.035 | [23 empty] | From eQ_Lib.dat in MASControl 2017
D_ECC_Clrm_LitLF_Yr | Lighting | FRACTION | SmrDsn | 2014-08-08 | 2014-08-16 | Constant | 1 | [23 empty] | From eQ_Lib.dat in MASControl 2017
D_ECC_Clrm_LitLF_Yr | Lighting | FRACTION | WntrDsn | 2014-08-08 | 2014-08-16 | Constant | 0 | [23 empty] | From eQ_Lib.dat in MASControl 2017
D_ECC_Clrm_LitLF_Yr | Lighting | FRACTION | Default | 2014-08-08 | 2014-08-16 | Constant | 0.02 | [23 empty] | From eQ_Lib.dat in MASControl 2017
D_ECC_Clrm_LitLF_Yr | Lighting | FRACTION | Default¦Wkdy | 2014-08-17 | 2014-12-11 | Hourly | 0.1 | 0.1 | 0.1 | 0.1 | 0.1 | 0.265 | 0.43 | 0.595 | 0.76 | 0.76 | 0.76 | 0.76 | 0.76 | 0.76 | 0.76 | 0.76 | 0.76 | 0.76 | 0.595 | 0.43 | 0.265 | 0.1 | 0.1 | 0.1 | From eQ_Lib.dat in MASControl 2017
D_ECC_Clrm_LitLF_Yr | Lighting | FRACTION | Sat | 2014-08-17 | 2014-12-11 | Hourly | 0.05 | 0.05 | 0.05 | 0.05 | 0.05 | 0.05 | 0.05 | 0.25 | 0.25 | 0.25 | 0.25 | 0.25 | 0.25 | 0.25 | 0.25 | 0.25 | 0.05 | 0.05 | 0.05 | 0.05 | 0.05 | 0.05 | 0.05 | 0.05 | From eQ_Lib.dat in MASControl 2017
D_ECC_Clrm_LitLF_Yr | Lighting | FRACTION | Sun | 2014-08-17 | 2014-12-11 | Constant | 0.05 | [23 empty] | From eQ_Lib.dat in MASControl 2017
D_ECC_Clrm_LitLF_Yr | Lighting | FRACTION | SmrDsn | 2014-12-12 | 2014-12-31 | Constant | 1 | [23 empty] | From eQ_Lib.dat in MASControl 2017
D_ECC_Clrm_LitLF_Yr | Lighting | FRACTION | WntrDsn | 2014-12-12 | 2014-12-31 | Constant | 0 | [23 empty] | From eQ_Lib.dat in MASControl 2017
D_ECC_Clrm_LitLF_Yr | Lighting | FRACTION | Default | 2014-12-12 | 2014-12-31 | Constant | 0.02 | [23 empty] | From eQ_Lib.dat in MASControl 2017
D_ECC_Clrm_LitLF_Yr | Lighting | FRACTION | WntrDsn | 2014-01-01 | 2014-12-31 | Constant | 0 | [23 empty] | From eQ_Lib.dat in MASControl 2017
D_ECC_Clrm_LitLF_Yr | Lighting | FRACTION | SmrDsn | 2014-01-01 | 2014-12-31 | Constant | 1 | [23 empty] | From eQ_Lib.dat in MASControl 2017
D_ECC_Clrm_LitLF_Yr | Lighting | FRACTION | Hol | 2014-01-01 | 2014-12-31 | Constant | 0.035 | [23 empty] | From eQ_Lib.dat in MASControl 2017
D_ECC_Clrm_LitSp_Yr | Lighting | FRACTION | SmrDsn | 2014-01-01 | 2014-01-11 | Constant | 1 | [23 empty] | From eQ_Lib.dat in MASControl 2017
D_ECC_Clrm_LitSp_Yr | Lighting | FRACTION | WntrDsn | 2014-01-01 | 2014-01-11 | Constant | 0 | [23 empty] | From eQ_Lib.dat in MASControl 2017
D_ECC_Clrm_LitSp_Yr | Lighting | FRACTION | Default | 2014-01-01 | 2014-01-11 | Constant | 0.02 | [23 empty] | From eQ_Lib.dat in MASControl 2017
D_ECC_Clrm_LitSp_Yr | Lighting | FRACTION | Default¦Wkdy | 2014-01-12 | 2014-04-03 | Hourly | 0.1 | 0.1 | 0.1 | 0.1 | 0.1 | 0.265 | 0.43 | 0.595 | 0.76 | 0.76 | 0.76 | 0.76 | 0.76 | 0.76 | 0.76 | 0.76 | 0.76 | 0.76 | 0.595 | 0.43 | 0.265 | 0.1 | 0.1 | 0.1 | From eQ_Lib.dat in MASControl 2017
D_ECC_Clrm_LitSp_Yr | Lighting | FRACTION | Sat | 2014-01-12 | 2014-04-03 | Hourly | 0.05 | 0.05 | 0.05 | 0.05 | 0.05 | 0.05 | 0.05 | 0.25 | 0.25 | 0.25 | 0.25 | 0.25 | 0.25 | 0.25 | 0.25 | 0.25 | 0.05 | 0.05 | 0.05 | 0.05 | 0.05 | 0.05 | 0.05 | 0.05 | From eQ_Lib.dat in MASControl 2017
D_ECC_Clrm_LitSp_Yr | Lighting | FRACTION | Sun | 2014-01-12 | 2014-04-03 | Constant | 0.05 | [23 empty] | From eQ_Lib.dat in MASControl 2017
D_ECC_Clrm_LitSp_Yr | Lighting | FRACTION | SmrDsn | 2014-04-04 | 2014-04-12 | Constant | 1 | [23 empty] | From eQ_Lib.dat in MASControl 2017
D_ECC_Clrm_LitSp_Yr | Lighting | FRACTION | WntrDsn | 2014-04-04 | 2014-04-12 | Constant | 0 | [23 empty] | From eQ_Lib.dat in MASControl 2017
D_ECC_Clrm_LitSp_Yr | Lighting | FRACTION | Default | 2014-04-04 | 2014-04-12 | Constant | 0.02 | [23 empty] | From eQ_Lib.dat in MASControl 2017
D_ECC_Clrm_LitSp_Yr | Lighting | FRACTION | Default¦Wkdy | 2014-04-13 | 2014-05-22 | Hourly | 0.1 | 0.1 | 0.1 | 0.1 | 0.1 | 0.265 | 0.43 | 0.595 | 0.76 | 0.76 | 0.76 | 0.76 | 0.76 | 0.76 | 0.76 | 0.76 | 0.76 | 0.76 | 0.595 | 0.43 | 0.265 | 0.1 | 0.1 | 0.1 | From eQ_Lib.dat in MASControl 2017
D_ECC_Clrm_LitSp_Yr | Lighting | FRACTION | Sat | 2014-04-13 | 2014-05-22 | Hourly | 0.05 | 0.05 | 0.05 | 0.05 | 0.05 | 0.05 | 0.05 | 0.25 | 0.25 | 0.25 | 0.25 | 0.25 | 0.25 | 0.25 | 0.25 | 0.25 | 0.05 | 0.05 | 0.05 | 0.05 | 0.05 | 0.05 | 0.05 | 0.05 | From eQ_Lib.dat in MASControl 2017
D_ECC_Clrm_LitSp_Yr | Lighting | FRACTION | Sun | 2014-04-13 | 2014-05-22 | Constant | 0.05 | [23 empty] | From eQ_Lib.dat in MASControl 2017
D_ECC_Clrm_LitSp_Yr | Lighting | FRACTION | SmrDsn | 2014-05-23 | 2014-05-31 | Constant | 1 | [23 empty] | From eQ_Lib.dat in MASControl 2017
D_ECC_Clrm_LitSp_Yr | Lighting | FRACTION | WntrDsn | 2014-05-23 | 2014-05-31 | Constant | 0 | [23 empty] | From eQ_Lib.dat in MASControl 2017
D_ECC_Clrm_LitSp_Yr | Lighting | FRACTION | Default | 2014-05-23 | 2014-05-31 | Constant | 0.02 | [23 empty] | From eQ_Lib.dat in MASControl 2017
D_ECC_Clrm_LitSp_Yr | Lighting | FRACTION | Default¦Wkdy | 2014-06-01 | 2014-08-07 | Hourly | 0.1 | 0.1 | 0.1 | 0.1 | 0.1 | 0.1969 | 0.2938 | 0.3906 | 0.4875 | 0.4875 | 0.4875 | 0.4875 | 0.4875 | 0.4875 | 0.4875 | 0.4875 | 0.3906 | 0.2938 | 0.1969 | 0.1 | 0.1 | 0.1 | 0.1 | 0.1 | From eQ_Lib.dat in MASControl 2017
D_ECC_Clrm_LitSp_Yr | Lighting | FRACTION | Sat | 2014-06-01 | 2014-08-07 | Hourly | 0.05 | 0.05 | 0.05 | 0.05 | 0.05 | 0.05 | 0.05 | 0.1875 | 0.1875 | 0.1875 | 0.1875 | 0.1875 | 0.1875 | 0.1875 | 0.05 | 0.05 | 0.05 | 0.05 | 0.05 | 0.05 | 0.05 | 0.05 | 0.05 | 0.05 | From eQ_Lib.dat in MASControl 2017
D_ECC_Clrm_LitSp_Yr | Lighting | FRACTION | Sun | 2014-06-01 | 2014-08-07 | Constant | 0.035 | [23 empty] | From eQ_Lib.dat in MASControl 2017
D_ECC_Clrm_LitSp_Yr | Lighting | FRACTION | SmrDsn | 2014-08-08 | 2014-08-16 | Constant | 1 | [23 empty] | From eQ_Lib.dat in MASControl 2017
D_ECC_Clrm_LitSp_Yr | Lighting | FRACTION | WntrDsn | 2014-08-08 | 2014-08-16 | Constant | 0 | [23 empty] | From eQ_Lib.dat in MASControl 2017
D_ECC_Clrm_LitSp_Yr | Lighting | FRACTION | Default | 2014-08-08 | 2014-08-16 | Constant | 0.02 | [23 empty] | From eQ_Lib.dat in MASControl 2017
D_ECC_Clrm_LitSp_Yr | Lighting | FRACTION | Default¦Wkdy | 2014-08-17 | 2014-12-11 | Hourly | 0.1 | 0.1 | 0.1 | 0.1 | 0.1 | 0.265 | 0.43 | 0.595 | 0.76 | 0.76 | 0.76 | 0.76 | 0.76 | 0.76 | 0.76 | 0.76 | 0.76 | 0.76 | 0.595 | 0.43 | 0.265 | 0.1 | 0.1 | 0.1 | From eQ_Lib.dat in MASControl 2017
D_ECC_Clrm_LitSp_Yr | Lighting | FRACTION | Sat | 2014-08-17 | 2014-12-11 | Hourly | 0.05 | 0.05 | 0.05 | 0.05 | 0.05 | 0.05 | 0.05 | 0.25 | 0.25 | 0.25 | 0.25 | 0.25 | 0.25 | 0.25 | 0.25 | 0.25 | 0.05 | 0.05 | 0.05 | 0.05 | 0.05 | 0.05 | 0.05 | 0.05 | From eQ_Lib.dat in MASControl 2017
D_ECC_Clrm_LitSp_Yr | Lighting | FRACTION | Sun | 2014-08-17 | 2014-12-11 | Constant | 0.05 | [23 empty] | From eQ_Lib.dat in MASControl 2017
D_ECC_Clrm_LitSp_Yr | Lighting | FRACTION | SmrDsn | 2014-12-12 | 2014-12-31 | Constant | 1 | [23 empty] | From eQ_Lib.dat in MASControl 2017
D_ECC_Clrm_LitSp_Yr | Lighting | FRACTION | WntrDsn | 2014-12-12 | 2014-12-31 | Constant | 0 | [23 empty] | From eQ_Lib.dat in MASControl 2017
D_ECC_Clrm_LitSp_Yr | Lighting | FRACTION | Default | 2014-12-12 | 2014-12-31 | Constant | 0.02 | [23 empty] | From eQ_Lib.dat in MASControl 2017
D_ECC_Clrm_LitSp_Yr | Lighting | FRACTION | WntrDsn | 2014-01-01 | 2014-12-31 | Constant | 0 | [23 empty] | From eQ_Lib.dat in MASControl 2017
D_ECC_Clrm_LitSp_Yr | Lighting | FRACTION | SmrDsn | 2014-01-01 | 2014-12-31 | Constant | 1 | [23 empty] | From eQ_Lib.dat in MASControl 2017
D_ECC_Clrm_LitSp_Yr | Lighting | FRACTION | Hol | 2014-01-01 | 2014-12-31 | Constant | 0.035 | [23 empty] | From eQ_Lib.dat in MASControl 2017
D_ECC_CompCL_LitCFL_Yr | Lighting | FRACTION | SmrDsn | 2014-01-01 | 2014-01-11 | Constant | 1 | [23 empty] | From eQ_Lib.dat in MASControl 2017
D_ECC_CompCL_LitCFL_Yr | Lighting | FRACTION | WntrDsn | 2014-01-01 | 2014-01-11 | Constant | 0 | [23 empty] | From eQ_Lib.dat in MASControl 2017
D_ECC_CompCL_LitCFL_Yr | Lighting | FRACTION | Default | 2014-01-01 | 2014-01-11 | Constant | 0.02 | [23 empty] | From eQ_Lib.dat in MASControl 2017
D_ECC_CompCL_LitCFL_Yr | Lighting | FRACTION | Default¦Wkdy | 2014-01-12 | 2014-04-03 | Hourly | 0.1 | 0.1 | 0.1 | 0.1 | 0.1 | 0.75 | 0.75 | 0.75 | 0.75 | 0.75 | 0.75 | 0.5333 | 0.5333 | 0.5333 | 0.5333 | 0.5333 | 0.5333 | 0.75 | 0.75 | 0.75 | 0.75 | 0.1 | 0.1 | 0.1 | From eQ_Lib.dat in MASControl 2017
D_ECC_CompCL_LitCFL_Yr | Lighting | FRACTION | Sat | 2014-01-12 | 2014-04-03 | Hourly | 0.065 | 0.065 | 0.065 | 0.065 | 0.065 | 0.065 | 0.065 | 0.35 | 0.35 | 0.35 | 0.35 | 0.35 | 0.35 | 0.35 | 0.35 | 0.35 | 0.065 | 0.065 | 0.065 | 0.065 | 0.065 | 0.065 | 0.065 | 0.065 | From eQ_Lib.dat in MASControl 2017
D_ECC_CompCL_LitCFL_Yr | Lighting | FRACTION | Sun | 2014-01-12 | 2014-04-03 | Constant | 0.05 | [23 empty] | From eQ_Lib.dat in MASControl 2017
D_ECC_CompCL_LitCFL_Yr | Lighting | FRACTION | SmrDsn | 2014-04-04 | 2014-04-12 | Constant | 1 | [23 empty] | From eQ_Lib.dat in MASControl 2017
D_ECC_CompCL_LitCFL_Yr | Lighting | FRACTION | WntrDsn | 2014-04-04 | 2014-04-12 | Constant | 0 | [23 empty] | From eQ_Lib.dat in MASControl 2017
D_ECC_CompCL_LitCFL_Yr | Lighting | FRACTION | Default | 2014-04-04 | 2014-04-12 | Constant | 0.02 | [23 empty] | From eQ_Lib.dat in MASControl 2017
D_ECC_CompCL_LitCFL_Yr | Lighting | FRACTION | Default¦Wkdy | 2014-04-13 | 2014-05-22 | Hourly | 0.1 | 0.1 | 0.1 | 0.1 | 0.1 | 0.75 | 0.75 | 0.75 | 0.75 | 0.75 | 0.75 | 0.5333 | 0.5333 | 0.5333 | 0.5333 | 0.5333 | 0.5333 | 0.75 | 0.75 | 0.75 | 0.75 | 0.1 | 0.1 | 0.1 | From eQ_Lib.dat in MASControl 2017
D_ECC_CompCL_LitCFL_Yr | Lighting | FRACTION | Sat | 2014-04-13 | 2014-05-22 | Hourly | 0.065 | 0.065 | 0.065 | 0.065 | 0.065 | 0.065 | 0.065 | 0.35 | 0.35 | 0.35 | 0.35 | 0.35 | 0.35 | 0.35 | 0.35 | 0.35 | 0.065 | 0.065 | 0.065 | 0.065 | 0.065 | 0.065 | 0.065 | 0.065 | From eQ_Lib.dat in MASControl 2017
D_ECC_CompCL_LitCFL_Yr | Lighting | FRACTION | Sun | 2014-04-13 | 2014-05-22 | Constant | 0.05 | [23 empty] | From eQ_Lib.dat in MASControl 2017
D_ECC_CompCL_LitCFL_Yr | Lighting | FRACTION | SmrDsn | 2014-05-23 | 2014-05-31 | Constant | 1 | [23 empty] | From eQ_Lib.dat in MASControl 2017
D_ECC_CompCL_LitCFL_Yr | Lighting | FRACTION | WntrDsn | 2014-05-23 | 2014-05-31 | Constant | 0 | [23 empty] | From eQ_Lib.dat in MASControl 2017
D_ECC_CompCL_LitCFL_Yr | Lighting | FRACTION | Default | 2014-05-23 | 2014-05-31 | Constant | 0.02 | [23 empty] | From eQ_Lib.dat in MASControl 2017
D_ECC_CompCL_LitCFL_Yr | Lighting | FRACTION | Default¦Wkdy | 2014-06-01 | 2014-08-07 | Hourly | 0.1 | 0.1 | 0.1 | 0.1 | 0.1 | 0.2111 | 0.2111 | 0.3222 | 0.6 | 0.6 | 0.6 | 0.6 | 0.6 | 0.6 | 0.6 | 0.6 | 0.6 | 0.1833 | 0.1 | 0.1 | 0.1 | 0.1 | 0.1 | 0.1 | From eQ_Lib.dat in MASControl 2017
D_ECC_CompCL_LitCFL_Yr | Lighting | FRACTION | Sat | 2014-06-01 | 2014-08-07 | Hourly | 0.1 | 0.1 | 0.1 | 0.1 | 0.1 | 0.1 | 0.1 | 0.1403 | 0.1806 | 0.2813 | 0.2813 | 0.2813 | 0.2813 | 0.2813 | 0.2813 | 0.2813 | 0.2309 | 0.1 | 0.1 | 0.1 | 0.1 | 0.1 | 0.1 | 0.1 | From eQ_Lib.dat in MASControl 2017
D_ECC_CompCL_LitCFL_Yr | Lighting | FRACTION | Sun | 2014-06-01 | 2014-08-07 | Constant | 0.05 | [23 empty] | From eQ_Lib.dat in MASControl 2017
D_ECC_CompCL_LitCFL_Yr | Lighting | FRACTION | SmrDsn | 2014-08-08 | 2014-08-16 | Constant | 1 | [23 empty] | From eQ_Lib.dat in MASControl 2017
D_ECC_CompCL_LitCFL_Yr | Lighting | FRACTION | WntrDsn | 2014-08-08 | 2014-08-16 | Constant | 0 | [23 empty] | From eQ_Lib.dat in MASControl 2017
D_ECC_CompCL_LitCFL_Yr | Lighting | FRACTION | Default | 2014-08-08 | 2014-08-16 | Constant | 0.02 | [23 empty] | From eQ_Lib.dat in MASControl 2017
D_ECC_CompCL_LitCFL_Yr | Lighting | FRACTION | Default¦Wkdy | 2014-08-17 | 2014-12-11 | Hourly | 0.1 | 0.1 | 0.1 | 0.1 | 0.1 | 0.75 | 0.75 | 0.75 | 0.75 | 0.75 | 0.75 | 0.5333 | 0.5333 | 0.5333 | 0.5333 | 0.5333 | 0.5333 | 0.75 | 0.75 | 0.75 | 0.75 | 0.1 | 0.1 | 0.1 | From eQ_Lib.dat in MASControl 2017
D_ECC_CompCL_LitCFL_Yr | Lighting | FRACTION | Sat | 2014-08-17 | 2014-12-11 | Hourly | 0.065 | 0.065 | 0.065 | 0.065 | 0.065 | 0.065 | 0.065 | 0.35 | 0.35 | 0.35 | 0.35 | 0.35 | 0.35 | 0.35 | 0.35 | 0.35 | 0.065 | 0.065 | 0.065 | 0.065 | 0.065 | 0.065 | 0.065 | 0.065 | From eQ_Lib.dat in MASControl 2017
D_ECC_CompCL_LitCFL_Yr | Lighting | FRACTION | Sun | 2014-08-17 | 2014-12-11 | Constant | 0.05 | [23 empty] | From eQ_Lib.dat in MASControl 2017
D_ECC_CompCL_LitCFL_Yr | Lighting | FRACTION | SmrDsn | 2014-12-12 | 2014-12-31 | Constant | 1 | [23 empty] | From eQ_Lib.dat in MASControl 2017
D_ECC_CompCL_LitCFL_Yr | Lighting | FRACTION | WntrDsn | 2014-12-12 | 2014-12-31 | Constant | 0 | [23 empty] | From eQ_Lib.dat in MASControl 2017
D_ECC_CompCL_LitCFL_Yr | Lighting | FRACTION | Default | 2014-12-12 | 2014-12-31 | Constant | 0.02 | [23 empty] | From eQ_Lib.dat in MASControl 2017
D_ECC_CompCL_LitCFL_Yr | Lighting | FRACTION | WntrDsn | 2014-01-01 | 2014-12-31 | Constant | 0 | [23 empty] | From eQ_Lib.dat in MASControl 2017
D_ECC_CompCL_LitCFL_Yr | Lighting | FRACTION | SmrDsn | 2014-01-01 | 2014-12-31 | Constant | 1 | [23 empty] | From eQ_Lib.dat in MASControl 2017
D_ECC_CompCL_LitCFL_Yr | Lighting | FRACTION | Hol | 2014-01-01 | 2014-12-31 | Constant | 0.05 | [23 empty] | From eQ_Lib.dat in MASControl 2017
D_ECC_CompCL_LitEx_Yr | Lighting | FRACTION | SmrDsn | 2014-01-01 | 2014-12-31 | Constant | 1 | [23 empty] | From eQ_Lib.dat in MASControl 2017
D_ECC_CompCL_LitEx_Yr | Lighting | FRACTION | WntrDsn | 2014-01-01 | 2014-12-31 | Constant | 0 | [23 empty] | From eQ_Lib.dat in MASControl 2017
D_ECC_CompCL_LitEx_Yr | Lighting | FRACTION | Default¦Hol | 2014-01-01 | 2014-12-31 | Constant | 1 | [23 empty] | From eQ_Lib.dat in MASControl 2017
D_ECC_CompCL_LitLF_Yr | Lighting | FRACTION | SmrDsn | 2014-01-01 | 2014-01-11 | Constant | 1 | [23 empty] | From eQ_Lib.dat in MASControl 2017
D_ECC_CompCL_LitLF_Yr | Lighting | FRACTION | WntrDsn | 2014-01-01 | 2014-01-11 | Constant | 0 | [23 empty] | From eQ_Lib.dat in MASControl 2017
D_ECC_CompCL_LitLF_Yr | Lighting | FRACTION | Default | 2014-01-01 | 2014-01-11 | Constant | 0.02 | [23 empty] | From eQ_Lib.dat in MASControl 2017
D_ECC_CompCL_LitLF_Yr | Lighting | FRACTION | Default¦Wkdy | 2014-01-12 | 2014-04-03 | Hourly | 0.1 | 0.1 | 0.1 | 0.1 | 0.1 | 0.2444 | 0.2444 | 0.3889 | 0.75 | 0.75 | 0.75 | 0.75 | 0.75 | 0.75 | 0.75 | 0.75 | 0.75 | 0.2083 | 0.1 | 0.1 | 0.1 | 0.1 | 0.1 | 0.1 | From eQ_Lib.dat in MASControl 2017
D_ECC_CompCL_LitLF_Yr | Lighting | FRACTION | Sat | 2014-01-12 | 2014-04-03 | Hourly | 0.1 | 0.1 | 0.1 | 0.1 | 0.1 | 0.1 | 0.1 | 0.1556 | 0.2111 | 0.35 | 0.35 | 0.35 | 0.35 | 0.35 | 0.35 | 0.35 | 0.2806 | 0.1 | 0.1 | 0.1 | 0.1 | 0.1 | 0.1 | 0.1 | From eQ_Lib.dat in MASControl 2017
D_ECC_CompCL_LitLF_Yr | Lighting | FRACTION | Sun | 2014-01-12 | 2014-04-03 | Constant | 0.05 | [23 empty] | From eQ_Lib.dat in MASControl 2017
D_ECC_CompCL_LitLF_Yr | Lighting | FRACTION | SmrDsn | 2014-04-04 | 2014-04-12 | Constant | 1 | [23 empty] | From eQ_Lib.dat in MASControl 2017
D_ECC_CompCL_LitLF_Yr | Lighting | FRACTION | WntrDsn | 2014-04-04 | 2014-04-12 | Constant | 0 | [23 empty] | From eQ_Lib.dat in MASControl 2017
D_ECC_CompCL_LitLF_Yr | Lighting | FRACTION | Default | 2014-04-04 | 2014-04-12 | Constant | 0.02 | [23 empty] | From eQ_Lib.dat in MASControl 2017
D_ECC_CompCL_LitLF_Yr | Lighting | FRACTION | Default¦Wkdy | 2014-04-13 | 2014-05-22 | Hourly | 0.1 | 0.1 | 0.1 | 0.1 | 0.1 | 0.2444 | 0.2444 | 0.3889 | 0.75 | 0.75 | 0.75 | 0.75 | 0.75 | 0.75 | 0.75 | 0.75 | 0.75 | 0.2083 | 0.1 | 0.1 | 0.1 | 0.1 | 0.1 | 0.1 | From eQ_Lib.dat in MASControl 2017
D_ECC_CompCL_LitLF_Yr | Lighting | FRACTION | Sat | 2014-04-13 | 2014-05-22 | Hourly | 0.1 | 0.1 | 0.1 | 0.1 | 0.1 | 0.1 | 0.1 | 0.1556 | 0.2111 | 0.35 | 0.35 | 0.35 | 0.35 | 0.35 | 0.35 | 0.35 | 0.2806 | 0.1 | 0.1 | 0.1 | 0.1 | 0.1 | 0.1 | 0.1 | From eQ_Lib.dat in MASControl 2017
D_ECC_CompCL_LitLF_Yr | Lighting | FRACTION | Sun | 2014-04-13 | 2014-05-22 | Constant | 0.05 | [23 empty] | From eQ_Lib.dat in MASControl 2017
D_ECC_CompCL_LitLF_Yr | Lighting | FRACTION | SmrDsn | 2014-05-23 | 2014-05-31 | Constant | 1 | [23 empty] | From eQ_Lib.dat in MASControl 2017
D_ECC_CompCL_LitLF_Yr | Lighting | FRACTION | WntrDsn | 2014-05-23 | 2014-05-31 | Constant | 0 | [23 empty] | From eQ_Lib.dat in MASControl 2017
D_ECC_CompCL_LitLF_Yr | Lighting | FRACTION | Default | 2014-05-23 | 2014-05-31 | Constant | 0.02 | [23 empty] | From eQ_Lib.dat in MASControl 2017
D_ECC_CompCL_LitLF_Yr | Lighting | FRACTION | Default¦Wkdy | 2014-06-01 | 2014-08-07 | Hourly | 0.1 | 0.1 | 0.1 | 0.1 | 0.1 | 0.1944 | 0.1944 | 0.2889 | 0.525 | 0.525 | 0.525 | 0.525 | 0.525 | 0.525 | 0.525 | 0.525 | 0.525 | 0.1708 | 0.1 | 0.1 | 0.1 | 0.1 | 0.1 | 0.1 | From eQ_Lib.dat in MASControl 2017
D_ECC_CompCL_LitLF_Yr | Lighting | FRACTION | Sat | 2014-06-01 | 2014-08-07 | Hourly | 0.1 | 0.1 | 0.1 | 0.1 | 0.1 | 0.1 | 0.1 | 0.1153 | 0.1306 | 0.1688 | 0.1688 | 0.1688 | 0.1688 | 0.1688 | 0.1688 | 0.1688 | 0.1497 | 0.1 | 0.1 | 0.1 | 0.1 | 0.1 | 0.1 | 0.1 | From eQ_Lib.dat in MASControl 2017
D_ECC_CompCL_LitLF_Yr | Lighting | FRACTION | Sun | 2014-06-01 | 2014-08-07 | Constant | 0.05 | [23 empty] | From eQ_Lib.dat in MASControl 2017
D_ECC_CompCL_LitLF_Yr | Lighting | FRACTION | SmrDsn | 2014-08-08 | 2014-08-16 | Constant | 1 | [23 empty] | From eQ_Lib.dat in MASControl 2017
D_ECC_CompCL_LitLF_Yr | Lighting | FRACTION | WntrDsn | 2014-08-08 | 2014-08-16 | Constant | 0 | [23 empty] | From eQ_Lib.dat in MASControl 2017
D_ECC_CompCL_LitLF_Yr | Lighting | FRACTION | Default | 2014-08-08 | 2014-08-16 | Constant | 0.02 | [23 empty] | From eQ_Lib.dat in MASControl 2017
D_ECC_CompCL_LitLF_Yr | Lighting | FRACTION | Default¦Wkdy | 2014-08-17 | 2014-12-11 | Hourly | 0.1 | 0.1 | 0.1 | 0.1 | 0.1 | 0.2444 | 0.2444 | 0.3889 | 0.75 | 0.75 | 0.75 | 0.75 | 0.75 | 0.75 | 0.75 | 0.75 | 0.75 | 0.2083 | 0.1 | 0.1 | 0.1 | 0.1 | 0.1 | 0.1 | From eQ_Lib.dat in MASControl 2017
D_ECC_CompCL_LitLF_Yr | Lighting | FRACTION | Sat | 2014-08-17 | 2014-12-11 | Hourly | 0.1 | 0.1 | 0.1 | 0.1 | 0.1 | 0.1 | 0.1 | 0.1556 | 0.2111 | 0.35 | 0.35 | 0.35 | 0.35 | 0.35 | 0.35 | 0.35 | 0.2806 | 0.1 | 0.1 | 0.1 | 0.1 | 0.1 | 0.1 | 0.1 | From eQ_Lib.dat in MASControl 2017
D_ECC_CompCL_LitLF_Yr | Lighting | FRACTION | Sun | 2014-08-17 | 2014-12-11 | Constant | 0.05 | [23 empty] | From eQ_Lib.dat in MASControl 2017
D_ECC_CompCL_LitLF_Yr | Lighting | FRACTION | SmrDsn | 2014-12-12 | 2014-12-31 | Constant | 1 | [23 empty] | From eQ_Lib.dat in MASControl 2017
D_ECC_CompCL_LitLF_Yr | Lighting | FRACTION | WntrDsn | 2014-12-12 | 2014-12-31 | Constant | 0 | [23 empty] | From eQ_Lib.dat in MASControl 2017
D_ECC_CompCL_LitLF_Yr | Lighting | FRACTION | Default | 2014-12-12 | 2014-12-31 | Constant | 0.02 | [23 empty] | From eQ_Lib.dat in MASControl 2017
D_ECC_CompCL_LitLF_Yr | Lighting | FRACTION | WntrDsn | 2014-01-01 | 2014-12-31 | Constant | 0 | [23 empty] | From eQ_Lib.dat in MASControl 2017
D_ECC_CompCL_LitLF_Yr | Lighting | FRACTION | SmrDsn | 2014-01-01 | 2014-12-31 | Constant | 1 | [23 empty] | From eQ_Lib.dat in MASControl 2017
D_ECC_CompCL_LitLF_Yr | Lighting | FRACTION | Hol | 2014-01-01 | 2014-12-31 | Constant | 0.05 | [23 empty] | From eQ_Lib.dat in MASControl 2017
D_ECC_CompCL_LitSp_Yr | Lighting | FRACTION | SmrDsn | 2014-01-01 | 2014-01-11 | Constant | 1 | [23 empty] | From eQ_Lib.dat in MASControl 2017
D_ECC_CompCL_LitSp_Yr | Lighting | FRACTION | WntrDsn | 2014-01-01 | 2014-01-11 | Constant | 0 | [23 empty] | From eQ_Lib.dat in MASControl 2017
D_ECC_CompCL_LitSp_Yr | Lighting | FRACTION | Default | 2014-01-01 | 2014-01-11 | Constant | 0.02 | [23 empty] | From eQ_Lib.dat in MASControl 2017
D_ECC_CompCL_LitSp_Yr | Lighting | FRACTION | Default¦Wkdy | 2014-01-12 | 2014-04-03 | Hourly | 0.1 | 0.1 | 0.1 | 0.1 | 0.1 | 0.2444 | 0.2444 | 0.3889 | 0.75 | 0.75 | 0.75 | 0.75 | 0.75 | 0.75 | 0.75 | 0.75 | 0.75 | 0.2083 | 0.1 | 0.1 | 0.1 | 0.1 | 0.1 | 0.1 | From eQ_Lib.dat in MASControl 2017
D_ECC_CompCL_LitSp_Yr | Lighting | FRACTION | Sat | 2014-01-12 | 2014-04-03 | Hourly | 0.1 | 0.1 | 0.1 | 0.1 | 0.1 | 0.1 | 0.1 | 0.1556 | 0.2111 | 0.35 | 0.35 | 0.35 | 0.35 | 0.35 | 0.35 | 0.35 | 0.2806 | 0.1 | 0.1 | 0.1 | 0.1 | 0.1 | 0.1 | 0.1 | From eQ_Lib.dat in MASControl 2017
D_ECC_CompCL_LitSp_Yr | Lighting | FRACTION | Sun | 2014-01-12 | 2014-04-03 | Constant | 0.05 | [23 empty] | From eQ_Lib.dat in MASControl 2017
D_ECC_CompCL_LitSp_Yr | Lighting | FRACTION | SmrDsn | 2014-04-04 | 2014-04-12 | Constant | 1 | [23 empty] | From eQ_Lib.dat in MASControl 2017
D_ECC_CompCL_LitSp_Yr | Lighting | FRACTION | WntrDsn | 2014-04-04 | 2014-04-12 | Constant | 0 | [23 empty] | From eQ_Lib.dat in MASControl 2017
D_ECC_CompCL_LitSp_Yr | Lighting | FRACTION | Default | 2014-04-04 | 2014-04-12 | Constant | 0.02 | [23 empty] | From eQ_Lib.dat in MASControl 2017
D_ECC_CompCL_LitSp_Yr | Lighting | FRACTION | Default¦Wkdy | 2014-04-13 | 2014-05-22 | Hourly | 0.1 | 0.1 | 0.1 | 0.1 | 0.1 | 0.2444 | 0.2444 | 0.3889 | 0.75 | 0.75 | 0.75 | 0.75 | 0.75 | 0.75 | 0.75 | 0.75 | 0.75 | 0.2083 | 0.1 | 0.1 | 0.1 | 0.1 | 0.1 | 0.1 | From eQ_Lib.dat in MASControl 2017
D_ECC_CompCL_LitSp_Yr | Lighting | FRACTION | Sat | 2014-04-13 | 2014-05-22 | Hourly | 0.1 | 0.1 | 0.1 | 0.1 | 0.1 | 0.1 | 0.1 | 0.1556 | 0.2111 | 0.35 | 0.35 | 0.35 | 0.35 | 0.35 | 0.35 | 0.35 | 0.2806 | 0.1 | 0.1 | 0.1 | 0.1 | 0.1 | 0.1 | 0.1 | From eQ_Lib.dat in MASControl 2017
D_ECC_CompCL_LitSp_Yr | Lighting | FRACTION | Sun | 2014-04-13 | 2014-05-22 | Constant | 0.05 | [23 empty] | From eQ_Lib.dat in MASControl 2017
D_ECC_CompCL_LitSp_Yr | Lighting | FRACTION | SmrDsn | 2014-05-23 | 2014-05-31 | Constant | 1 | [23 empty] | From eQ_Lib.dat in MASControl 2017
D_ECC_CompCL_LitSp_Yr | Lighting | FRACTION | WntrDsn | 2014-05-23 | 2014-05-31 | Constant | 0 | [23 empty] | From eQ_Lib.dat in MASControl 2017
D_ECC_CompCL_LitSp_Yr | Lighting | FRACTION | Default | 2014-05-23 | 2014-05-31 | Constant | 0.02 | [23 empty] | From eQ_Lib.dat in MASControl 2017
D_ECC_CompCL_LitSp_Yr | Lighting | FRACTION | Default¦Wkdy | 2014-06-01 | 2014-08-07 | Hourly | 0.1 | 0.1 | 0.1 | 0.1 | 0.1 | 0.1944 | 0.1944 | 0.2889 | 0.525 | 0.525 | 0.525 | 0.525 | 0.525 | 0.525 | 0.525 | 0.525 | 0.525 | 0.1708 | 0.1 | 0.1 | 0.1 | 0.1 | 0.1 | 0.1 | From eQ_Lib.dat in MASControl 2017
D_ECC_CompCL_LitSp_Yr | Lighting | FRACTION | Sat | 2014-06-01 | 2014-08-07 | Hourly | 0.1 | 0.1 | 0.1 | 0.1 | 0.1 | 0.1 | 0.1 | 0.1153 | 0.1306 | 0.1688 | 0.1688 | 0.1688 | 0.1688 | 0.1688 | 0.1688 | 0.1688 | 0.1497 | 0.1 | 0.1 | 0.1 | 0.1 | 0.1 | 0.1 | 0.1 | From eQ_Lib.dat in MASControl 2017
D_ECC_CompCL_LitSp_Yr | Lighting | FRACTION | Sun | 2014-06-01 | 2014-08-07 | Constant | 0.05 | [23 empty] | From eQ_Lib.dat in MASControl 2017
D_ECC_CompCL_LitSp_Yr | Lighting | FRACTION | SmrDsn | 2014-08-08 | 2014-08-16 | Constant | 1 | [23 empty] | From eQ_Lib.dat in MASControl 2017
D_ECC_CompCL_LitSp_Yr | Lighting | FRACTION | WntrDsn | 2014-08-08 | 2014-08-16 | Constant | 0 | [23 empty] | From eQ_Lib.dat in MASControl 2017
D_ECC_CompCL_LitSp_Yr | Lighting | FRACTION | Default | 2014-08-08 | 2014-08-16 | Constant | 0.02 | [23 empty] | From eQ_Lib.dat in MASControl 2017
D_ECC_CompCL_LitSp_Yr | Lighting | FRACTION | Default¦Wkdy | 2014-08-17 | 2014-12-11 | Hourly | 0.1 | 0.1 | 0.1 | 0.1 | 0.1 | 0.2444 | 0.2444 | 0.3889 | 0.75 | 0.75 | 0.75 | 0.75 | 0.75 | 0.75 | 0.75 | 0.75 | 0.75 | 0.2083 | 0.1 | 0.1 | 0.1 | 0.1 | 0.1 | 0.1 | From eQ_Lib.dat in MASControl 2017
D_ECC_CompCL_LitSp_Yr | Lighting | FRACTION | Sat | 2014-08-17 | 2014-12-11 | Hourly | 0.1 | 0.1 | 0.1 | 0.1 | 0.1 | 0.1 | 0.1 | 0.1556 | 0.2111 | 0.35 | 0.35 | 0.35 | 0.35 | 0.35 | 0.35 | 0.35 | 0.2806 | 0.1 | 0.1 | 0.1 | 0.1 | 0.1 | 0.1 | 0.1 | From eQ_Lib.dat in MASControl 2017
D_ECC_CompCL_LitSp_Yr | Lighting | FRACTION | Sun | 2014-08-17 | 2014-12-11 | Constant | 0.05 | [23 empty] | From eQ_Lib.dat in MASControl 2017
D_ECC_CompCL_LitSp_Yr | Lighting | FRACTION | SmrDsn | 2014-12-12 | 2014-12-31 | Constant | 1 | [23 empty] | From eQ_Lib.dat in MASControl 2017
D_ECC_CompCL_LitSp_Yr | Lighting | FRACTION | WntrDsn | 2014-12-12 | 2014-12-31 | Constant | 0 | [23 empty] | From eQ_Lib.dat in MASControl 2017
D_ECC_CompCL_LitSp_Yr | Lighting | FRACTION | Default | 2014-12-12 | 2014-12-31 | Constant | 0.02 | [23 empty] | From eQ_Lib.dat in MASControl 2017
D_ECC_CompCL_LitSp_Yr | Lighting | FRACTION | WntrDsn | 2014-01-01 | 2014-12-31 | Constant | 0 | [23 empty] | From eQ_Lib.dat in MASControl 2017
D_ECC_CompCL_LitSp_Yr | Lighting | FRACTION | SmrDsn | 2014-01-01 | 2014-12-31 | Constant | 1 | [23 empty] | From eQ_Lib.dat in MASControl 2017
D_ECC_CompCL_LitSp_Yr | Lighting | FRACTION | Hol | 2014-01-01 | 2014-12-31 | Constant | 0.05 | [23 empty] | From eQ_Lib.dat in MASControl 2017
D_ECC_Ktchn_LitCFL_Yr | Lighting | FRACTION | SmrDsn | 2014-01-01 | 2014-01-11 | Constant | 1 | [23 empty] | From eQ_Lib.dat in MASControl 2017
D_ECC_Ktchn_LitCFL_Yr | Lighting | FRACTION | WntrDsn | 2014-01-01 | 2014-01-11 | Constant | 0 | [23 empty] | From eQ_Lib.dat in MASControl 2017
D_ECC_Ktchn_LitCFL_Yr | Lighting | FRACTION | Default | 2014-01-01 | 2014-01-11 | Constant | 0.035 | [23 empty] | From eQ_Lib.dat in MASControl 2017
D_ECC_Ktchn_LitCFL_Yr | Lighting | FRACTION | Default¦Wkdy | 2014-01-12 | 2014-04-03 | Hourly | 0.1 | 0.1 | 0.1 | 0.1 | 0.1 | 0.2722 | 0.2722 | 0.4444 | 0.875 | 0.875 | 0.875 | 0.875 | 0.875 | 0.875 | 0.875 | 0.875 | 0.875 | 0.2292 | 0.1 | 0.1 | 0.1 | 0.1 | 0.1 | 0.1 | From eQ_Lib.dat in MASControl 2017
D_ECC_Ktchn_LitCFL_Yr | Lighting | FRACTION | Sat | 2014-01-12 | 2014-04-03 | Hourly | 0.1 | 0.1 | 0.1 | 0.1 | 0.1 | 0.2111 | 0.2111 | 0.3222 | 0.6 | 0.6 | 0.6 | 0.6 | 0.6 | 0.6 | 0.6 | 0.6 | 0.1833 | 0.1 | 0.1 | 0.1 | 0.1 | 0.1 | 0.1 | 0.1 | From eQ_Lib.dat in MASControl 2017
D_ECC_Ktchn_LitCFL_Yr | Lighting | FRACTION | Sun | 2014-01-12 | 2014-04-03 | Constant | 0.05 | [23 empty] | From eQ_Lib.dat in MASControl 2017
D_ECC_Ktchn_LitCFL_Yr | Lighting | FRACTION | SmrDsn | 2014-04-04 | 2014-04-12 | Constant | 1 | [23 empty] | From eQ_Lib.dat in MASControl 2017
D_ECC_Ktchn_LitCFL_Yr | Lighting | FRACTION | WntrDsn | 2014-04-04 | 2014-04-12 | Constant | 0 | [23 empty] | From eQ_Lib.dat in MASControl 2017
D_ECC_Ktchn_LitCFL_Yr | Lighting | FRACTION | Default | 2014-04-04 | 2014-04-12 | Constant | 0.035 | [23 empty] | From eQ_Lib.dat in MASControl 2017
D_ECC_Ktchn_LitCFL_Yr | Lighting | FRACTION | Default¦Wkdy | 2014-04-13 | 2014-05-22 | Hourly | 0.1 | 0.1 | 0.1 | 0.1 | 0.1 | 0.2722 | 0.2722 | 0.4444 | 0.875 | 0.875 | 0.875 | 0.875 | 0.875 | 0.875 | 0.875 | 0.875 | 0.875 | 0.2292 | 0.1 | 0.1 | 0.1 | 0.1 | 0.1 | 0.1 | From eQ_Lib.dat in MASControl 2017
D_ECC_Ktchn_LitCFL_Yr | Lighting | FRACTION | Sat | 2014-04-13 | 2014-05-22 | Hourly | 0.1 | 0.1 | 0.1 | 0.1 | 0.1 | 0.2111 | 0.2111 | 0.3222 | 0.6 | 0.6 | 0.6 | 0.6 | 0.6 | 0.6 | 0.6 | 0.6 | 0.1833 | 0.1 | 0.1 | 0.1 | 0.1 | 0.1 | 0.1 | 0.1 | From eQ_Lib.dat in MASControl 2017
D_ECC_Ktchn_LitCFL_Yr | Lighting | FRACTION | Sun | 2014-04-13 | 2014-05-22 | Constant | 0.05 | [23 empty] | From eQ_Lib.dat in MASControl 2017
D_ECC_Ktchn_LitCFL_Yr | Lighting | FRACTION | SmrDsn | 2014-05-23 | 2014-05-31 | Constant | 1 | [23 empty] | From eQ_Lib.dat in MASControl 2017
D_ECC_Ktchn_LitCFL_Yr | Lighting | FRACTION | WntrDsn | 2014-05-23 | 2014-05-31 | Constant | 0 | [23 empty] | From eQ_Lib.dat in MASControl 2017
D_ECC_Ktchn_LitCFL_Yr | Lighting | FRACTION | Default | 2014-05-23 | 2014-05-31 | Constant | 0.035 | [23 empty] | From eQ_Lib.dat in MASControl 2017
D_ECC_Ktchn_LitCFL_Yr | Lighting | FRACTION | Default¦Wkdy | 2014-06-01 | 2014-08-07 | Hourly | 0.1 | 0.1 | 0.1 | 0.1 | 0.1 | 0.2028 | 0.2028 | 0.3056 | 0.5625 | 0.5625 | 0.5625 | 0.5625 | 0.5625 | 0.5625 | 0.5625 | 0.5625 | 0.5625 | 0.1771 | 0.1 | 0.1 | 0.1 | 0.1 | 0.1 | 0.1 | From eQ_Lib.dat in MASControl 2017
D_ECC_Ktchn_LitCFL_Yr | Lighting | FRACTION | Sat | 2014-06-01 | 2014-08-07 | Hourly | 0.1 | 0.1 | 0.1 | 0.1 | 0.1 | 0.1403 | 0.1403 | 0.1806 | 0.2813 | 0.2813 | 0.2813 | 0.2813 | 0.2813 | 0.2813 | 0.2813 | 0.2813 | 0.1302 | 0.1 | 0.1 | 0.1 | 0.1 | 0.1 | 0.1 | 0.1 | From eQ_Lib.dat in MASControl 2017
D_ECC_Ktchn_LitCFL_Yr | Lighting | FRACTION | Sun | 2014-06-01 | 2014-08-07 | Constant | 0.035 | [23 empty] | From eQ_Lib.dat in MASControl 2017
D_ECC_Ktchn_LitCFL_Yr | Lighting | FRACTION | SmrDsn | 2014-08-08 | 2014-08-16 | Constant | 1 | [23 empty] | From eQ_Lib.dat in MASControl 2017
D_ECC_Ktchn_LitCFL_Yr | Lighting | FRACTION | WntrDsn | 2014-08-08 | 2014-08-16 | Constant | 0 | [23 empty] | From eQ_Lib.dat in MASControl 2017
D_ECC_Ktchn_LitCFL_Yr | Lighting | FRACTION | Default | 2014-08-08 | 2014-08-16 | Constant | 0.035 | [23 empty] | From eQ_Lib.dat in MASControl 2017
D_ECC_Ktchn_LitCFL_Yr | Lighting | FRACTION | Default¦Wkdy | 2014-08-17 | 2014-12-11 | Hourly | 0.1 | 0.1 | 0.1 | 0.1 | 0.1 | 0.2722 | 0.2722 | 0.4444 | 0.875 | 0.875 | 0.875 | 0.875 | 0.875 | 0.875 | 0.875 | 0.875 | 0.875 | 0.2292 | 0.1 | 0.1 | 0.1 | 0.1 | 0.1 | 0.1 | From eQ_Lib.dat in MASControl 2017
D_ECC_Ktchn_LitCFL_Yr | Lighting | FRACTION | Sat | 2014-08-17 | 2014-12-11 | Hourly | 0.1 | 0.1 | 0.1 | 0.1 | 0.1 | 0.2111 | 0.2111 | 0.3222 | 0.6 | 0.6 | 0.6 | 0.6 | 0.6 | 0.6 | 0.6 | 0.6 | 0.1833 | 0.1 | 0.1 | 0.1 | 0.1 | 0.1 | 0.1 | 0.1 | From eQ_Lib.dat in MASControl 2017
D_ECC_Ktchn_LitCFL_Yr | Lighting | FRACTION | Sun | 2014-08-17 | 2014-12-11 | Constant | 0.05 | [23 empty] | From eQ_Lib.dat in MASControl 2017
D_ECC_Ktchn_LitCFL_Yr | Lighting | FRACTION | SmrDsn | 2014-12-12 | 2014-12-31 | Constant | 1 | [23 empty] | From eQ_Lib.dat in MASControl 2017
D_ECC_Ktchn_LitCFL_Yr | Lighting | FRACTION | WntrDsn | 2014-12-12 | 2014-12-31 | Constant | 0 | [23 empty] | From eQ_Lib.dat in MASControl 2017
D_ECC_Ktchn_LitCFL_Yr | Lighting | FRACTION | Default | 2014-12-12 | 2014-12-31 | Constant | 0.035 | [23 empty] | From eQ_Lib.dat in MASControl 2017
D_ECC_Ktchn_LitCFL_Yr | Lighting | FRACTION | WntrDsn | 2014-01-01 | 2014-12-31 | Constant | 0 | [23 empty] | From eQ_Lib.dat in MASControl 2017
D_ECC_Ktchn_LitCFL_Yr | Lighting | FRACTION | SmrDsn | 2014-01-01 | 2014-12-31 | Constant | 1 | [23 empty] | From eQ_Lib.dat in MASControl 2017
D_ECC_Ktchn_LitCFL_Yr | Lighting | FRACTION | Hol | 2014-01-01 | 2014-12-31 | Constant | 0.035 | [23 empty] | From eQ_Lib.dat in MASControl 2017
D_ECC_Ktchn_LitEx_Yr | Lighting | FRACTION | SmrDsn | 2014-01-01 | 2014-12-31 | Constant | 1 | [23 empty] | From eQ_Lib.dat in MASControl 2017
D_ECC_Ktchn_LitEx_Yr | Lighting | FRACTION | WntrDsn | 2014-01-01 | 2014-12-31 | Constant | 0 | [23 empty] | From eQ_Lib.dat in MASControl 2017
D_ECC_Ktchn_LitEx_Yr | Lighting | FRACTION | Default¦Hol | 2014-01-01 | 2014-12-31 | Constant | 1 | [23 empty] | From eQ_Lib.dat in MASControl 2017
D_ECC_Ktchn_LitLF_Yr | Lighting | FRACTION | SmrDsn | 2014-01-01 | 2014-01-11 | Constant | 1 | [23 empty] | From eQ_Lib.dat in MASControl 2017
D_ECC_Ktchn_LitLF_Yr | Lighting | FRACTION | WntrDsn | 2014-01-01 | 2014-01-11 | Constant | 0 | [23 empty] | From eQ_Lib.dat in MASControl 2017
D_ECC_Ktchn_LitLF_Yr | Lighting | FRACTION | Default | 2014-01-01 | 2014-01-11 | Constant | 0.035 | [23 empty] | From eQ_Lib.dat in MASControl 2017
D_ECC_Ktchn_LitLF_Yr | Lighting | FRACTION | Default¦Wkdy | 2014-01-12 | 2014-04-03 | Hourly | 0.1 | 0.1 | 0.1 | 0.1 | 0.3 | 0.4 | 0.55 | 0.8 | 0.8 | 0.9 | 0.9 | 0.9 | 0.9 | 0.9 | 0.9 | 0.9 | 0.8 | 0.6 | 0.4 | 0.3 | 0.1 | 0.1 | 0.1 | 0.1 | From eQ_Lib.dat in MASControl 2017
D_ECC_Ktchn_LitLF_Yr | Lighting | FRACTION | Sat | 2014-01-12 | 2014-04-03 | Hourly | 0.1 | 0.1 | 0.1 | 0.1 | 0.225 | 0.3 | 0.4125 | 0.6 | 0.6 | 0.675 | 0.675 | 0.675 | 0.675 | 0.675 | 0.675 | 0.675 | 0.6 | 0.45 | 0.3 | 0.225 | 0.1 | 0.1 | 0.1 | 0.1 | From eQ_Lib.dat in MASControl 2017
D_ECC_Ktchn_LitLF_Yr | Lighting | FRACTION | Sun | 2014-01-12 | 2014-04-03 | Constant | 0.05 | [23 empty] | From eQ_Lib.dat in MASControl 2017
D_ECC_Ktchn_LitLF_Yr | Lighting | FRACTION | SmrDsn | 2014-04-04 | 2014-04-12 | Constant | 1 | [23 empty] | From eQ_Lib.dat in MASControl 2017
D_ECC_Ktchn_LitLF_Yr | Lighting | FRACTION | WntrDsn | 2014-04-04 | 2014-04-12 | Constant | 0 | [23 empty] | From eQ_Lib.dat in MASControl 2017
D_ECC_Ktchn_LitLF_Yr | Lighting | FRACTION | Default | 2014-04-04 | 2014-04-12 | Constant | 0.035 | [23 empty] | From eQ_Lib.dat in MASControl 2017
D_ECC_Ktchn_LitLF_Yr | Lighting | FRACTION | Default¦Wkdy | 2014-04-13 | 2014-05-22 | Hourly | 0.1 | 0.1 | 0.1 | 0.1 | 0.3 | 0.4 | 0.55 | 0.8 | 0.8 | 0.9 | 0.9 | 0.9 | 0.9 | 0.9 | 0.9 | 0.9 | 0.8 | 0.6 | 0.4 | 0.3 | 0.1 | 0.1 | 0.1 | 0.1 | From eQ_Lib.dat in MASControl 2017
D_ECC_Ktchn_LitLF_Yr | Lighting | FRACTION | Sat | 2014-04-13 | 2014-05-22 | Hourly | 0.1 | 0.1 | 0.1 | 0.1 | 0.225 | 0.3 | 0.4125 | 0.6 | 0.6 | 0.675 | 0.675 | 0.675 | 0.675 | 0.675 | 0.675 | 0.675 | 0.6 | 0.45 | 0.3 | 0.225 | 0.1 | 0.1 | 0.1 | 0.1 | From eQ_Lib.dat in MASControl 2017
D_ECC_Ktchn_LitLF_Yr | Lighting | FRACTION | Sun | 2014-04-13 | 2014-05-22 | Constant | 0.05 | [23 empty] | From eQ_Lib.dat in MASControl 2017
D_ECC_Ktchn_LitLF_Yr | Lighting | FRACTION | SmrDsn | 2014-05-23 | 2014-05-31 | Constant | 1 | [23 empty] | From eQ_Lib.dat in MASControl 2017
D_ECC_Ktchn_LitLF_Yr | Lighting | FRACTION | WntrDsn | 2014-05-23 | 2014-05-31 | Constant | 0 | [23 empty] | From eQ_Lib.dat in MASControl 2017
D_ECC_Ktchn_LitLF_Yr | Lighting | FRACTION | Default | 2014-05-23 | 2014-05-31 | Constant | 0.035 | [23 empty] | From eQ_Lib.dat in MASControl 2017
D_ECC_Ktchn_LitLF_Yr | Lighting | FRACTION | Default¦Wkdy | 2014-06-01 | 2014-08-07 | Hourly | 0.1 | 0.1 | 0.1 | 0.1 | 0.1 | 0.227 | 0.227 | 0.354 | 0.6 | 0.6 | 0.6 | 0.6 | 0.6 | 0.6 | 0.6 | 0.6 | 0.6 | 0.1952 | 0.1 | 0.1 | 0.1 | 0.1 | 0.1 | 0.1 | From eQ_Lib.dat in MASControl 2017
D_ECC_Ktchn_LitLF_Yr | Lighting | FRACTION | Sat | 2014-06-01 | 2014-08-07 | Hourly | 0.1 | 0.1 | 0.1 | 0.1 | 0.1 | 0.1403 | 0.1403 | 0.1806 | 0.2813 | 0.2813 | 0.2813 | 0.2813 | 0.2813 | 0.2813 | 0.2813 | 0.2813 | 0.1302 | 0.1 | 0.1 | 0.1 | 0.1 | 0.1 | 0.1 | 0.1 | From eQ_Lib.dat in MASControl 2017
D_ECC_Ktchn_LitLF_Yr | Lighting | FRACTION | Sun | 2014-06-01 | 2014-08-07 | Constant | 0.035 | [23 empty] | From eQ_Lib.dat in MASControl 2017
D_ECC_Ktchn_LitLF_Yr | Lighting | FRACTION | SmrDsn | 2014-08-08 | 2014-08-16 | Constant | 1 | [23 empty] | From eQ_Lib.dat in MASControl 2017
D_ECC_Ktchn_LitLF_Yr | Lighting | FRACTION | WntrDsn | 2014-08-08 | 2014-08-16 | Constant | 0 | [23 empty] | From eQ_Lib.dat in MASControl 2017
D_ECC_Ktchn_LitLF_Yr | Lighting | FRACTION | Default | 2014-08-08 | 2014-08-16 | Constant | 0.035 | [23 empty] | From eQ_Lib.dat in MASControl 2017
D_ECC_Ktchn_LitLF_Yr | Lighting | FRACTION | Default¦Wkdy | 2014-08-17 | 2014-12-11 | Hourly | 0.1 | 0.1 | 0.1 | 0.1 | 0.3 | 0.4 | 0.55 | 0.8 | 0.8 | 0.9 | 0.9 | 0.9 | 0.9 | 0.9 | 0.9 | 0.9 | 0.8 | 0.6 | 0.4 | 0.3 | 0.1 | 0.1 | 0.1 | 0.1 | From eQ_Lib.dat in MASControl 2017
D_ECC_Ktchn_LitLF_Yr | Lighting | FRACTION | Sat | 2014-08-17 | 2014-12-11 | Hourly | 0.1 | 0.1 | 0.1 | 0.1 | 0.225 | 0.3 | 0.4125 | 0.6 | 0.6 | 0.675 | 0.675 | 0.675 | 0.675 | 0.675 | 0.675 | 0.675 | 0.6 | 0.45 | 0.3 | 0.225 | 0.1 | 0.1 | 0.1 | 0.1 | From eQ_Lib.dat in MASControl 2017
D_ECC_Ktchn_LitLF_Yr | Lighting | FRACTION | Sun | 2014-08-17 | 2014-12-11 | Constant | 0.05 | [23 empty] | From eQ_Lib.dat in MASControl 2017
D_ECC_Ktchn_LitLF_Yr | Lighting | FRACTION | SmrDsn | 2014-12-12 | 2014-12-31 | Constant | 1 | [23 empty] | From eQ_Lib.dat in MASControl 2017
D_ECC_Ktchn_LitLF_Yr | Lighting | FRACTION | WntrDsn | 2014-12-12 | 2014-12-31 | Constant | 0 | [23 empty] | From eQ_Lib.dat in MASControl 2017
D_ECC_Ktchn_LitLF_Yr | Lighting | FRACTION | Default | 2014-12-12 | 2014-12-31 | Constant | 0.035 | [23 empty] | From eQ_Lib.dat in MASControl 2017
D_ECC_Ktchn_LitLF_Yr | Lighting | FRACTION | WntrDsn | 2014-01-01 | 2014-12-31 | Constant | 0 | [23 empty] | From eQ_Lib.dat in MASControl 2017
D_ECC_Ktchn_LitLF_Yr | Lighting | FRACTION | SmrDsn | 2014-01-01 | 2014-12-31 | Constant | 1 | [23 empty] | From eQ_Lib.dat in MASControl 2017
D_ECC_Ktchn_LitLF_Yr | Lighting | FRACTION | Hol | 2014-01-01 | 2014-12-31 | Constant | 0.035 | [23 empty] | From eQ_Lib.dat in MASControl 2017
D_ECC_Ktchn_LitSp_Yr | Lighting | FRACTION | SmrDsn | 2014-01-01 | 2014-01-11 | Constant | 1 | [23 empty] | From eQ_Lib.dat in MASControl 2017
D_ECC_Ktchn_LitSp_Yr | Lighting | FRACTION | WntrDsn | 2014-01-01 | 2014-01-11 | Constant | 0 | [23 empty] | From eQ_Lib.dat in MASControl 2017
D_ECC_Ktchn_LitSp_Yr | Lighting | FRACTION | Default | 2014-01-01 | 2014-01-11 | Constant | 0.035 | [23 empty] | From eQ_Lib.dat in MASControl 2017
D_ECC_Ktchn_LitSp_Yr | Lighting | FRACTION | Default¦Wkdy | 2014-01-12 | 2014-04-03 | Hourly | 0.1 | 0.1 | 0.1 | 0.1 | 0.3 | 0.4 | 0.55 | 0.8 | 0.8 | 0.9 | 0.9 | 0.9 | 0.9 | 0.9 | 0.9 | 0.9 | 0.8 | 0.6 | 0.4 | 0.3 | 0.1 | 0.1 | 0.1 | 0.1 | From eQ_Lib.dat in MASControl 2017
D_ECC_Ktchn_LitSp_Yr | Lighting | FRACTION | Sat | 2014-01-12 | 2014-04-03 | Hourly | 0.1 | 0.1 | 0.1 | 0.1 | 0.225 | 0.3 | 0.4125 | 0.6 | 0.6 | 0.675 | 0.675 | 0.675 | 0.675 | 0.675 | 0.675 | 0.675 | 0.6 | 0.45 | 0.3 | 0.225 | 0.1 | 0.1 | 0.1 | 0.1 | From eQ_Lib.dat in MASControl 2017
D_ECC_Ktchn_LitSp_Yr | Lighting | FRACTION | Sun | 2014-01-12 | 2014-04-03 | Constant | 0.05 | [23 empty] | From eQ_Lib.dat in MASControl 2017
D_ECC_Ktchn_LitSp_Yr | Lighting | FRACTION | SmrDsn | 2014-04-04 | 2014-04-12 | Constant | 1 | [23 empty] | From eQ_Lib.dat in MASControl 2017
D_ECC_Ktchn_LitSp_Yr | Lighting | FRACTION | WntrDsn | 2014-04-04 | 2014-04-12 | Constant | 0 | [23 empty] | From eQ_Lib.dat in MASControl 2017
D_ECC_Ktchn_LitSp_Yr | Lighting | FRACTION | Default | 2014-04-04 | 2014-04-12 | Constant | 0.035 | [23 empty] | From eQ_Lib.dat in MASControl 2017
D_ECC_Ktchn_LitSp_Yr | Lighting | FRACTION | Default¦Wkdy | 2014-04-13 | 2014-05-22 | Hourly | 0.1 | 0.1 | 0.1 | 0.1 | 0.3 | 0.4 | 0.55 | 0.8 | 0.8 | 0.9 | 0.9 | 0.9 | 0.9 | 0.9 | 0.9 | 0.9 | 0.8 | 0.6 | 0.4 | 0.3 | 0.1 | 0.1 | 0.1 | 0.1 | From eQ_Lib.dat in MASControl 2017
D_ECC_Ktchn_LitSp_Yr | Lighting | FRACTION | Sat | 2014-04-13 | 2014-05-22 | Hourly | 0.1 | 0.1 | 0.1 | 0.1 | 0.225 | 0.3 | 0.4125 | 0.6 | 0.6 | 0.675 | 0.675 | 0.675 | 0.675 | 0.675 | 0.675 | 0.675 | 0.6 | 0.45 | 0.3 | 0.225 | 0.1 | 0.1 | 0.1 | 0.1 | From eQ_Lib.dat in MASControl 2017
D_ECC_Ktchn_LitSp_Yr | Lighting | FRACTION | Sun | 2014-04-13 | 2014-05-22 | Constant | 0.05 | [23 empty] | From eQ_Lib.dat in MASControl 2017
D_ECC_Ktchn_LitSp_Yr | Lighting | FRACTION | SmrDsn | 2014-05-23 | 2014-05-31 | Constant | 1 | [23 empty] | From eQ_Lib.dat in MASControl 2017
D_ECC_Ktchn_LitSp_Yr | Lighting | FRACTION | WntrDsn | 2014-05-23 | 2014-05-31 | Constant | 0 | [23 empty] | From eQ_Lib.dat in MASControl 2017
D_ECC_Ktchn_LitSp_Yr | Lighting | FRACTION | Default | 2014-05-23 | 2014-05-31 | Constant | 0.035 | [23 empty] | From eQ_Lib.dat in MASControl 2017
D_ECC_Ktchn_LitSp_Yr | Lighting | FRACTION | Default¦Wkdy | 2014-06-01 | 2014-08-07 | Hourly | 0.1 | 0.1 | 0.1 | 0.1 | 0.1 | 0.227 | 0.227 | 0.354 | 0.6 | 0.6 | 0.6 | 0.6 | 0.6 | 0.6 | 0.6 | 0.6 | 0.6 | 0.1952 | 0.1 | 0.1 | 0.1 | 0.1 | 0.1 | 0.1 | From eQ_Lib.dat in MASControl 2017
D_ECC_Ktchn_LitSp_Yr | Lighting | FRACTION | Sat | 2014-06-01 | 2014-08-07 | Hourly | 0.1 | 0.1 | 0.1 | 0.1 | 0.1 | 0.1403 | 0.1403 | 0.1806 | 0.2813 | 0.2813 | 0.2813 | 0.2813 | 0.2813 | 0.2813 | 0.2813 | 0.2813 | 0.1302 | 0.1 | 0.1 | 0.1 | 0.1 | 0.1 | 0.1 | 0.1 | From eQ_Lib.dat in MASControl 2017
D_ECC_Ktchn_LitSp_Yr | Lighting | FRACTION | Sun | 2014-06-01 | 2014-08-07 | Constant | 0.035 | [23 empty] | From eQ_Lib.dat in MASControl 2017
D_ECC_Ktchn_LitSp_Yr | Lighting | FRACTION | SmrDsn | 2014-08-08 | 2014-08-16 | Constant | 1 | [23 empty] | From eQ_Lib.dat in MASControl 2017
D_ECC_Ktchn_LitSp_Yr | Lighting | FRACTION | WntrDsn | 2014-08-08 | 2014-08-16 | Constant | 0 | [23 empty] | From eQ_Lib.dat in MASControl 2017
D_ECC_Ktchn_LitSp_Yr | Lighting | FRACTION | Default | 2014-08-08 | 2014-08-16 | Constant | 0.035 | [23 empty] | From eQ_Lib.dat in MASControl 2017
D_ECC_Ktchn_LitSp_Yr | Lighting | FRACTION | Default¦Wkdy | 2014-08-17 | 2014-12-11 | Hourly | 0.1 | 0.1 | 0.1 | 0.1 | 0.3 | 0.4 | 0.55 | 0.8 | 0.8 | 0.9 | 0.9 | 0.9 | 0.9 | 0.9 | 0.9 | 0.9 | 0.8 | 0.6 | 0.4 | 0.3 | 0.1 | 0.1 | 0.1 | 0.1 | From eQ_Lib.dat in MASControl 2017
D_ECC_Ktchn_LitSp_Yr | Lighting | FRACTION | Sat | 2014-08-17 | 2014-12-11 | Hourly | 0.1 | 0.1 | 0.1 | 0.1 | 0.225 | 0.3 | 0.4125 | 0.6 | 0.6 | 0.675 | 0.675 | 0.675 | 0.675 | 0.675 | 0.675 | 0.675 | 0.6 | 0.45 | 0.3 | 0.225 | 0.1 | 0.1 | 0.1 | 0.1 | From eQ_Lib.dat in MASControl 2017
D_ECC_Ktchn_LitSp_Yr | Lighting | FRACTION | Sun | 2014-08-17 | 2014-12-11 | Constant | 0.05 | [23 empty] | From eQ_Lib.dat in MASControl 2017
D_ECC_Ktchn_LitSp_Yr | Lighting | FRACTION | SmrDsn | 2014-12-12 | 2014-12-31 | Constant | 1 | [23 empty] | From eQ_Lib.dat in MASControl 2017
D_ECC_Ktchn_LitSp_Yr | Lighting | FRACTION | WntrDsn | 2014-12-12 | 2014-12-31 | Constant | 0 | [23 empty] | From eQ_Lib.dat in MASControl 2017
D_ECC_Ktchn_LitSp_Yr | Lighting | FRACTION | Default | 2014-12-12 | 2014-12-31 | Constant | 0.035 | [23 empty] | From eQ_Lib.dat in MASControl 2017
D_ECC_Ktchn_LitSp_Yr | Lighting | FRACTION | WntrDsn | 2014-01-01 | 2014-12-31 | Constant | 0 | [23 empty] | From eQ_Lib.dat in MASControl 2017
D_ECC_Ktchn_LitSp_Yr | Lighting | FRACTION | SmrDsn | 2014-01-01 | 2014-12-31 | Constant | 1 | [23 empty] | From eQ_Lib.dat in MASControl 2017
D_ECC_Ktchn_LitSp_Yr | Lighting | FRACTION | Hol | 2014-01-01 | 2014-12-31 | Constant | 0.035 | [23 empty] | From eQ_Lib.dat in MASControl 2017
D_ECC_OffGen_LitCFL_Yr | Lighting | FRACTION | SmrDsn | 2014-01-01 | 2014-01-11 | Constant | 1 | [23 empty] | From eQ_Lib.dat in MASControl 2017
D_ECC_OffGen_LitCFL_Yr | Lighting | FRACTION | WntrDsn | 2014-01-01 | 2014-01-11 | Constant | 0 | [23 empty] | From eQ_Lib.dat in MASControl 2017
D_ECC_OffGen_LitCFL_Yr | Lighting | FRACTION | Default | 2014-01-01 | 2014-01-11 | Constant | 0.02 | [23 empty] | From eQ_Lib.dat in MASControl 2017
D_ECC_OffGen_LitCFL_Yr | Lighting | FRACTION | Default¦Wkdy | 2014-01-12 | 2014-04-03 | Hourly | 0.1 | 0.1 | 0.1 | 0.1 | 0.1 | 0.2778 | 0.2778 | 0.4556 | 0.9 | 0.9 | 0.9 | 0.9 | 0.9 | 0.9 | 0.9 | 0.9 | 0.9 | 0.2333 | 0.1 | 0.1 | 0.1 | 0.1 | 0.1 | 0.1 | From eQ_Lib.dat in MASControl 2017
D_ECC_OffGen_LitCFL_Yr | Lighting | FRACTION | Sat | 2014-01-12 | 2014-04-03 | Hourly | 0.1 | 0.1 | 0.1 | 0.1 | 0.1 | 0.1 | 0.1889 | 0.1889 | 0.2778 | 0.5 | 0.5 | 0.5 | 0.5 | 0.5 | 0.5 | 0.5 | 0.2778 | 0.1 | 0.1 | 0.1 | 0.1 | 0.1 | 0.1 | 0.1 | From eQ_Lib.dat in MASControl 2017
D_ECC_OffGen_LitCFL_Yr | Lighting | FRACTION | Sun | 2014-01-12 | 2014-04-03 | Constant | 0.05 | [23 empty] | From eQ_Lib.dat in MASControl 2017
D_ECC_OffGen_LitCFL_Yr | Lighting | FRACTION | SmrDsn | 2014-04-04 | 2014-04-12 | Constant | 1 | [23 empty] | From eQ_Lib.dat in MASControl 2017
D_ECC_OffGen_LitCFL_Yr | Lighting | FRACTION | WntrDsn | 2014-04-04 | 2014-04-12 | Constant | 0 | [23 empty] | From eQ_Lib.dat in MASControl 2017
D_ECC_OffGen_LitCFL_Yr | Lighting | FRACTION | Default | 2014-04-04 | 2014-04-12 | Constant | 0.02 | [23 empty] | From eQ_Lib.dat in MASControl 2017
D_ECC_OffGen_LitCFL_Yr | Lighting | FRACTION | Default¦Wkdy | 2014-04-13 | 2014-05-22 | Hourly | 0.1 | 0.1 | 0.1 | 0.1 | 0.1 | 0.2778 | 0.2778 | 0.4556 | 0.9 | 0.9 | 0.9 | 0.9 | 0.9 | 0.9 | 0.9 | 0.9 | 0.9 | 0.2333 | 0.1 | 0.1 | 0.1 | 0.1 | 0.1 | 0.1 | From eQ_Lib.dat in MASControl 2017
D_ECC_OffGen_LitCFL_Yr | Lighting | FRACTION | Sat | 2014-04-13 | 2014-05-22 | Hourly | 0.1 | 0.1 | 0.1 | 0.1 | 0.1 | 0.1 | 0.1889 | 0.1889 | 0.2778 | 0.5 | 0.5 | 0.5 | 0.5 | 0.5 | 0.5 | 0.5 | 0.2778 | 0.1 | 0.1 | 0.1 | 0.1 | 0.1 | 0.1 | 0.1 | From eQ_Lib.dat in MASControl 2017
D_ECC_OffGen_LitCFL_Yr | Lighting | FRACTION | Sun | 2014-04-13 | 2014-05-22 | Constant | 0.05 | [23 empty] | From eQ_Lib.dat in MASControl 2017
D_ECC_OffGen_LitCFL_Yr | Lighting | FRACTION | SmrDsn | 2014-05-23 | 2014-05-31 | Constant | 1 | [23 empty] | From eQ_Lib.dat in MASControl 2017
D_ECC_OffGen_LitCFL_Yr | Lighting | FRACTION | WntrDsn | 2014-05-23 | 2014-05-31 | Constant | 0 | [23 empty] | From eQ_Lib.dat in MASControl 2017
D_ECC_OffGen_LitCFL_Yr | Lighting | FRACTION | Default | 2014-05-23 | 2014-05-31 | Constant | 0.02 | [23 empty] | From eQ_Lib.dat in MASControl 2017
D_ECC_OffGen_LitCFL_Yr | Lighting | FRACTION | Default¦Wkdy | 2014-06-01 | 2014-08-07 | Hourly | 0.1 | 0.1 | 0.1 | 0.1 | 0.1 | 0.2028 | 0.2028 | 0.3056 | 0.5625 | 0.5625 | 0.5625 | 0.5625 | 0.5625 | 0.5625 | 0.5625 | 0.5625 | 0.1771 | 0.1 | 0.1 | 0.1 | 0.1 | 0.1 | 0.1 | 0.1 | From eQ_Lib.dat in MASControl 2017
D_ECC_OffGen_LitCFL_Yr | Lighting | FRACTION | Sat | 2014-06-01 | 2014-08-07 | Hourly | 0.1 | 0.1 | 0.1 | 0.1 | 0.1 | 0.1 | 0.1403 | 0.1403 | 0.1806 | 0.2813 | 0.2813 | 0.2813 | 0.2813 | 0.2813 | 0.2813 | 0.1806 | 0.1 | 0.1 | 0.1 | 0.1 | 0.1 | 0.1 | 0.1 | 0.1 | From eQ_Lib.dat in MASControl 2017
D_ECC_OffGen_LitCFL_Yr | Lighting | FRACTION | Sun | 2014-06-01 | 2014-08-07 | Constant | 0.035 | [23 empty] | From eQ_Lib.dat in MASControl 2017
D_ECC_OffGen_LitCFL_Yr | Lighting | FRACTION | SmrDsn | 2014-08-08 | 2014-08-16 | Constant | 1 | [23 empty] | From eQ_Lib.dat in MASControl 2017
D_ECC_OffGen_LitCFL_Yr | Lighting | FRACTION | WntrDsn | 2014-08-08 | 2014-08-16 | Constant | 0 | [23 empty] | From eQ_Lib.dat in MASControl 2017
D_ECC_OffGen_LitCFL_Yr | Lighting | FRACTION | Default | 2014-08-08 | 2014-08-16 | Constant | 0.02 | [23 empty] | From eQ_Lib.dat in MASControl 2017
D_ECC_OffGen_LitCFL_Yr | Lighting | FRACTION | Default¦Wkdy | 2014-08-17 | 2014-12-11 | Hourly | 0.1 | 0.1 | 0.1 | 0.1 | 0.1 | 0.2778 | 0.2778 | 0.4556 | 0.9 | 0.9 | 0.9 | 0.9 | 0.9 | 0.9 | 0.9 | 0.9 | 0.9 | 0.2333 | 0.1 | 0.1 | 0.1 | 0.1 | 0.1 | 0.1 | From eQ_Lib.dat in MASControl 2017
D_ECC_OffGen_LitCFL_Yr | Lighting | FRACTION | Sat | 2014-08-17 | 2014-12-11 | Hourly | 0.1 | 0.1 | 0.1 | 0.1 | 0.1 | 0.1 | 0.1889 | 0.1889 | 0.2778 | 0.5 | 0.5 | 0.5 | 0.5 | 0.5 | 0.5 | 0.5 | 0.2778 | 0.1 | 0.1 | 0.1 | 0.1 | 0.1 | 0.1 | 0.1 | From eQ_Lib.dat in MASControl 2017
D_ECC_OffGen_LitCFL_Yr | Lighting | FRACTION | Sun | 2014-08-17 | 2014-12-11 | Constant | 0.05 | [23 empty] | From eQ_Lib.dat in MASControl 2017
D_ECC_OffGen_LitCFL_Yr | Lighting | FRACTION | SmrDsn | 2014-12-12 | 2014-12-31 | Constant | 1 | [23 empty] | From eQ_Lib.dat in MASControl 2017
D_ECC_OffGen_LitCFL_Yr | Lighting | FRACTION | WntrDsn | 2014-12-12 | 2014-12-31 | Constant | 0 | [23 empty] | From eQ_Lib.dat in MASControl 2017
D_ECC_OffGen_LitCFL_Yr | Lighting | FRACTION | Default | 2014-12-12 | 2014-12-31 | Constant | 0.02 | [23 empty] | From eQ_Lib.dat in MASControl 2017
D_ECC_OffGen_LitCFL_Yr | Lighting | FRACTION | WntrDsn | 2014-01-01 | 2014-12-31 | Constant | 0 | [23 empty] | From eQ_Lib.dat in MASControl 2017
D_ECC_OffGen_LitCFL_Yr | Lighting | FRACTION | SmrDsn | 2014-01-01 | 2014-12-31 | Constant | 1 | [23 empty] | From eQ_Lib.dat in MASControl 2017
D_ECC_OffGen_LitCFL_Yr | Lighting | FRACTION | Hol | 2014-01-01 | 2014-12-31 | Constant | 0.035 | [23 empty] | From eQ_Lib.dat in MASControl 2017
D_ECC_OffGen_LitEx_Yr | Lighting | FRACTION | SmrDsn | 2014-01-01 | 2014-12-31 | Constant | 1 | [23 empty] | From eQ_Lib.dat in MASControl 2017
D_ECC_OffGen_LitEx_Yr | Lighting | FRACTION | WntrDsn | 2014-01-01 | 2014-12-31 | Constant | 0 | [23 empty] | From eQ_Lib.dat in MASControl 2017
D_ECC_OffGen_LitEx_Yr | Lighting | FRACTION | Default¦Hol | 2014-01-01 | 2014-12-31 | Constant | 1 | [23 empty] | From eQ_Lib.dat in MASControl 2017
D_ECC_OffGen_LitLF_Yr | Lighting | FRACTION | SmrDsn | 2014-01-01 | 2014-01-11 | Constant | 1 | [23 empty] | From eQ_Lib.dat in MASControl 2017
D_ECC_OffGen_LitLF_Yr | Lighting | FRACTION | WntrDsn | 2014-01-01 | 2014-01-11 | Constant | 0 | [23 empty] | From eQ_Lib.dat in MASControl 2017
D_ECC_OffGen_LitLF_Yr | Lighting | FRACTION | Default | 2014-01-01 | 2014-01-11 | Constant | 0.02 | [23 empty] | From eQ_Lib.dat in MASControl 2017
D_ECC_OffGen_LitLF_Yr | Lighting | FRACTION | Default¦Wkdy | 2014-01-12 | 2014-04-03 | Hourly | 0.1 | 0.1 | 0.1 | 0.1 | 0.1 | 0.3 | 0.3 | 0.5 | 0.9 | 0.9 | 0.9 | 0.9 | 0.9 | 0.9 | 0.9 | 0.9 | 0.9 | 0.25 | 0.1 | 0.1 | 0.1 | 0.1 | 0.1 | 0.1 | From eQ_Lib.dat in MASControl 2017
D_ECC_OffGen_LitLF_Yr | Lighting | FRACTION | Sat | 2014-01-12 | 2014-04-03 | Hourly | 0.1 | 0.1 | 0.1 | 0.1 | 0.1 | 0.1 | 0.2444 | 0.2444 | 0.3889 | 0.7 | 0.7 | 0.7 | 0.7 | 0.7 | 0.7 | 0.7 | 0.3889 | 0.1 | 0.1 | 0.1 | 0.1 | 0.1 | 0.1 | 0.1 | From eQ_Lib.dat in MASControl 2017
D_ECC_OffGen_LitLF_Yr | Lighting | FRACTION | Sun | 2014-01-12 | 2014-04-03 | Constant | 0.05 | [23 empty] | From eQ_Lib.dat in MASControl 2017
D_ECC_OffGen_LitLF_Yr | Lighting | FRACTION | SmrDsn | 2014-04-04 | 2014-04-12 | Constant | 1 | [23 empty] | From eQ_Lib.dat in MASControl 2017
D_ECC_OffGen_LitLF_Yr | Lighting | FRACTION | WntrDsn | 2014-04-04 | 2014-04-12 | Constant | 0 | [23 empty] | From eQ_Lib.dat in MASControl 2017
D_ECC_OffGen_LitLF_Yr | Lighting | FRACTION | Default | 2014-04-04 | 2014-04-12 | Constant | 0.02 | [23 empty] | From eQ_Lib.dat in MASControl 2017
D_ECC_OffGen_LitLF_Yr | Lighting | FRACTION | Default¦Wkdy | 2014-04-13 | 2014-05-22 | Hourly | 0.1 | 0.1 | 0.1 | 0.1 | 0.1 | 0.3 | 0.3 | 0.5 | 0.9 | 0.9 | 0.9 | 0.9 | 0.9 | 0.9 | 0.9 | 0.9 | 0.9 | 0.25 | 0.1 | 0.1 | 0.1 | 0.1 | 0.1 | 0.1 | From eQ_Lib.dat in MASControl 2017
D_ECC_OffGen_LitLF_Yr | Lighting | FRACTION | Sat | 2014-04-13 | 2014-05-22 | Hourly | 0.1 | 0.1 | 0.1 | 0.1 | 0.1 | 0.1 | 0.2444 | 0.2444 | 0.3889 | 0.7 | 0.7 | 0.7 | 0.7 | 0.7 | 0.7 | 0.7 | 0.3889 | 0.1 | 0.1 | 0.1 | 0.1 | 0.1 | 0.1 | 0.1 | From eQ_Lib.dat in MASControl 2017
D_ECC_OffGen_LitLF_Yr | Lighting | FRACTION | Sun | 2014-04-13 | 2014-05-22 | Constant | 0.05 | [23 empty] | From eQ_Lib.dat in MASControl 2017
D_ECC_OffGen_LitLF_Yr | Lighting | FRACTION | SmrDsn | 2014-05-23 | 2014-05-31 | Constant | 1 | [23 empty] | From eQ_Lib.dat in MASControl 2017
D_ECC_OffGen_LitLF_Yr | Lighting | FRACTION | WntrDsn | 2014-05-23 | 2014-05-31 | Constant | 0 | [23 empty] | From eQ_Lib.dat in MASControl 2017
D_ECC_OffGen_LitLF_Yr | Lighting | FRACTION | Default | 2014-05-23 | 2014-05-31 | Constant | 0.02 | [23 empty] | From eQ_Lib.dat in MASControl 2017
D_ECC_OffGen_LitLF_Yr | Lighting | FRACTION | Default¦Wkdy | 2014-06-01 | 2014-08-07 | Hourly | 0.1 | 0.1 | 0.1 | 0.1 | 0.1 | 0.2438 | 0.2438 | 0.3875 | 0.675 | 0.675 | 0.675 | 0.675 | 0.675 | 0.675 | 0.675 | 0.675 | 0.2078 | 0.1 | 0.1 | 0.1 | 0.1 | 0.1 | 0.1 | 0.1 | From eQ_Lib.dat in MASControl 2017
D_ECC_OffGen_LitLF_Yr | Lighting | FRACTION | Sat | 2014-06-01 | 2014-08-07 | Hourly | 0.1 | 0.1 | 0.1 | 0.1 | 0.1 | 0.1 | 0.1403 | 0.1403 | 0.1806 | 0.2813 | 0.2813 | 0.2813 | 0.2813 | 0.2813 | 0.2813 | 0.1806 | 0.1 | 0.1 | 0.1 | 0.1 | 0.1 | 0.1 | 0.1 | 0.1 | From eQ_Lib.dat in MASControl 2017
D_ECC_OffGen_LitLF_Yr | Lighting | FRACTION | Sun | 2014-06-01 | 2014-08-07 | Constant | 0.035 | [23 empty] | From eQ_Lib.dat in MASControl 2017
D_ECC_OffGen_LitLF_Yr | Lighting | FRACTION | SmrDsn | 2014-08-08 | 2014-08-16 | Constant | 1 | [23 empty] | From eQ_Lib.dat in MASControl 2017
D_ECC_OffGen_LitLF_Yr | Lighting | FRACTION | WntrDsn | 2014-08-08 | 2014-08-16 | Constant | 0 | [23 empty] | From eQ_Lib.dat in MASControl 2017
D_ECC_OffGen_LitLF_Yr | Lighting | FRACTION | Default | 2014-08-08 | 2014-08-16 | Constant | 0.02 | [23 empty] | From eQ_Lib.dat in MASControl 2017
D_ECC_OffGen_LitLF_Yr | Lighting | FRACTION | Default¦Wkdy | 2014-08-17 | 2014-12-11 | Hourly | 0.1 | 0.1 | 0.1 | 0.1 | 0.1 | 0.3 | 0.3 | 0.5 | 0.9 | 0.9 | 0.9 | 0.9 | 0.9 | 0.9 | 0.9 | 0.9 | 0.9 | 0.25 | 0.1 | 0.1 | 0.1 | 0.1 | 0.1 | 0.1 | From eQ_Lib.dat in MASControl 2017
D_ECC_OffGen_LitLF_Yr | Lighting | FRACTION | Sat | 2014-08-17 | 2014-12-11 | Hourly | 0.1 | 0.1 | 0.1 | 0.1 | 0.1 | 0.1 | 0.2444 | 0.2444 | 0.3889 | 0.7 | 0.7 | 0.7 | 0.7 | 0.7 | 0.7 | 0.7 | 0.3889 | 0.1 | 0.1 | 0.1 | 0.1 | 0.1 | 0.1 | 0.1 | From eQ_Lib.dat in MASControl 2017
D_ECC_OffGen_LitLF_Yr | Lighting | FRACTION | Sun | 2014-08-17 | 2014-12-11 | Constant | 0.05 | [23 empty] | From eQ_Lib.dat in MASControl 2017
D_ECC_OffGen_LitLF_Yr | Lighting | FRACTION | SmrDsn | 2014-12-12 | 2014-12-31 | Constant | 1 | [23 empty] | From eQ_Lib.dat in MASControl 2017
D_ECC_OffGen_LitLF_Yr | Lighting | FRACTION | WntrDsn | 2014-12-12 | 2014-12-31 | Constant | 0 | [23 empty] | From eQ_Lib.dat in MASControl 2017
D_ECC_OffGen_LitLF_Yr | Lighting | FRACTION | Default | 2014-12-12 | 2014-12-31 | Constant | 0.02 | [23 empty] | From eQ_Lib.dat in MASControl 2017
D_ECC_OffGen_LitLF_Yr | Lighting | FRACTION | WntrDsn | 2014-01-01 | 2014-12-31 | Constant | 0 | [23 empty] | From eQ_Lib.dat in MASControl 2017
D_ECC_OffGen_LitLF_Yr | Lighting | FRACTION | SmrDsn | 2014-01-01 | 2014-12-31 | Constant | 1 | [23 empty] | From eQ_Lib.dat in MASControl 2017
D_ECC_OffGen_LitLF_Yr | Lighting | FRACTION | Hol | 2014-01-01 | 2014-12-31 | Constant | 0.035 | [23 empty] | From eQ_Lib.dat in MASControl 2017
D_ECC_OffGen_LitSp_Yr | Lighting | FRACTION | SmrDsn | 2014-01-01 | 2014-01-11 | Constant | 1 | [23 empty] | From eQ_Lib.dat in MASControl 2017
D_ECC_OffGen_LitSp_Yr | Lighting | FRACTION | WntrDsn | 2014-01-01 | 2014-01-11 | Constant | 0 | [23 empty] | From eQ_Lib.dat in MASControl 2017
D_ECC_OffGen_LitSp_Yr | Lighting | FRACTION | Default | 2014-01-01 | 2014-01-11 | Constant | 0.02 | [23 empty] | From eQ_Lib.dat in MASControl 2017
D_ECC_OffGen_LitSp_Yr | Lighting | FRACTION | Default¦Wkdy | 2014-01-12 | 2014-04-03 | Hourly | 0.1 | 0.1 | 0.1 | 0.1 | 0.1 | 0.3 | 0.3 | 0.5 | 0.9 | 0.9 | 0.9 | 0.9 | 0.9 | 0.9 | 0.9 | 0.9 | 0.9 | 0.25 | 0.1 | 0.1 | 0.1 | 0.1 | 0.1 | 0.1 | From eQ_Lib.dat in MASControl 2017
D_ECC_OffGen_LitSp_Yr | Lighting | FRACTION | Sat | 2014-01-12 | 2014-04-03 | Hourly | 0.1 | 0.1 | 0.1 | 0.1 | 0.1 | 0.1 | 0.2444 | 0.2444 | 0.3889 | 0.7 | 0.7 | 0.7 | 0.7 | 0.7 | 0.7 | 0.7 | 0.3889 | 0.1 | 0.1 | 0.1 | 0.1 | 0.1 | 0.1 | 0.1 | From eQ_Lib.dat in MASControl 2017
D_ECC_OffGen_LitSp_Yr | Lighting | FRACTION | Sun | 2014-01-12 | 2014-04-03 | Constant | 0.05 | [23 empty] | From eQ_Lib.dat in MASControl 2017
D_ECC_OffGen_LitSp_Yr | Lighting | FRACTION | SmrDsn | 2014-04-04 | 2014-04-12 | Constant | 1 | [23 empty] | From eQ_Lib.dat in MASControl 2017
D_ECC_OffGen_LitSp_Yr | Lighting | FRACTION | WntrDsn | 2014-04-04 | 2014-04-12 | Constant | 0 | [23 empty] | From eQ_Lib.dat in MASControl 2017
D_ECC_OffGen_LitSp_Yr | Lighting | FRACTION | Default | 2014-04-04 | 2014-04-12 | Constant | 0.02 | [23 empty] | From eQ_Lib.dat in MASControl 2017
D_ECC_OffGen_LitSp_Yr | Lighting | FRACTION | Default¦Wkdy | 2014-04-13 | 2014-05-22 | Hourly | 0.1 | 0.1 | 0.1 | 0.1 | 0.1 | 0.3 | 0.3 | 0.5 | 0.9 | 0.9 | 0.9 | 0.9 | 0.9 | 0.9 | 0.9 | 0.9 | 0.9 | 0.25 | 0.1 | 0.1 | 0.1 | 0.1 | 0.1 | 0.1 | From eQ_Lib.dat in MASControl 2017
D_ECC_OffGen_LitSp_Yr | Lighting | FRACTION | Sat | 2014-04-13 | 2014-05-22 | Hourly | 0.1 | 0.1 | 0.1 | 0.1 | 0.1 | 0.1 | 0.2444 | 0.2444 | 0.3889 | 0.7 | 0.7 | 0.7 | 0.7 | 0.7 | 0.7 | 0.7 | 0.3889 | 0.1 | 0.1 | 0.1 | 0.1 | 0.1 | 0.1 | 0.1 | From eQ_Lib.dat in MASControl 2017
D_ECC_OffGen_LitSp_Yr | Lighting | FRACTION | Sun | 2014-04-13 | 2014-05-22 | Constant | 0.05 | [23 empty] | From eQ_Lib.dat in MASControl 2017
D_ECC_OffGen_LitSp_Yr | Lighting | FRACTION | SmrDsn | 2014-05-23 | 2014-05-31 | Constant | 1 | [23 empty] | From eQ_Lib.dat in MASControl 2017
D_ECC_OffGen_LitSp_Yr | Lighting | FRACTION | WntrDsn | 2014-05-23 | 2014-05-31 | Constant | 0 | [23 empty] | From eQ_Lib.dat in MASControl 2017
D_ECC_OffGen_LitSp_Yr | Lighting | FRACTION | Default | 2014-05-23 | 2014-05-31 | Constant | 0.02 | [23 empty] | From eQ_Lib.dat in MASControl 2017
D_ECC_OffGen_LitSp_Yr | Lighting | FRACTION | Default¦Wkdy | 2014-06-01 | 2014-08-07 | Hourly | 0.1 | 0.1 | 0.1 | 0.1 | 0.1 | 0.2438 | 0.2438 | 0.3875 | 0.675 | 0.675 | 0.675 | 0.675 | 0.675 | 0.675 | 0.675 | 0.675 | 0.2078 | 0.1 | 0.1 | 0.1 | 0.1 | 0.1 | 0.1 | 0.1 | From eQ_Lib.dat in MASControl 2017
D_ECC_OffGen_LitSp_Yr | Lighting | FRACTION | Sat | 2014-06-01 | 2014-08-07 | Hourly | 0.1 | 0.1 | 0.1 | 0.1 | 0.1 | 0.1 | 0.1403 | 0.1403 | 0.1806 | 0.2813 | 0.2813 | 0.2813 | 0.2813 | 0.2813 | 0.2813 | 0.1806 | 0.1 | 0.1 | 0.1 | 0.1 | 0.1 | 0.1 | 0.1 | 0.1 | From eQ_Lib.dat in MASControl 2017
D_ECC_OffGen_LitSp_Yr | Lighting | FRACTION | Sun | 2014-06-01 | 2014-08-07 | Constant | 0.035 | [23 empty] | From eQ_Lib.dat in MASControl 2017
D_ECC_OffGen_LitSp_Yr | Lighting | FRACTION | SmrDsn | 2014-08-08 | 2014-08-16 | Constant | 1 | [23 empty] | From eQ_Lib.dat in MASControl 2017
D_ECC_OffGen_LitSp_Yr | Lighting | FRACTION | WntrDsn | 2014-08-08 | 2014-08-16 | Constant | 0 | [23 empty] | From eQ_Lib.dat in MASControl 2017
D_ECC_OffGen_LitSp_Yr | Lighting | FRACTION | Default | 2014-08-08 | 2014-08-16 | Constant | 0.02 | [23 empty] | From eQ_Lib.dat in MASControl 2017
D_ECC_OffGen_LitSp_Yr | Lighting | FRACTION | Default¦Wkdy | 2014-08-17 | 2014-12-11 | Hourly | 0.1 | 0.1 | 0.1 | 0.1 | 0.1 | 0.3 | 0.3 | 0.5 | 0.9 | 0.9 | 0.9 | 0.9 | 0.9 | 0.9 | 0.9 | 0.9 | 0.9 | 0.25 | 0.1 | 0.1 | 0.1 | 0.1 | 0.1 | 0.1 | From eQ_Lib.dat in MASControl 2017
D_ECC_OffGen_LitSp_Yr | Lighting | FRACTION | Sat | 2014-08-17 | 2014-12-11 | Hourly | 0.1 | 0.1 | 0.1 | 0.1 | 0.1 | 0.1 | 0.2444 | 0.2444 | 0.3889 | 0.7 | 0.7 | 0.7 | 0.7 | 0.7 | 0.7 | 0.7 | 0.3889 | 0.1 | 0.1 | 0.1 | 0.1 | 0.1 | 0.1 | 0.1 | From eQ_Lib.dat in MASControl 2017
D_ECC_OffGen_LitSp_Yr | Lighting | FRACTION | Sun | 2014-08-17 | 2014-12-11 | Constant | 0.05 | [23 empty] | From eQ_Lib.dat in MASControl 2017
D_ECC_OffGen_LitSp_Yr | Lighting | FRACTION | SmrDsn | 2014-12-12 | 2014-12-31 | Constant | 1 | [23 empty] | From eQ_Lib.dat in MASControl 2017
D_ECC_OffGen_LitSp_Yr | Lighting | FRACTION | WntrDsn | 2014-12-12 | 2014-12-31 | Constant | 0 | [23 empty] | From eQ_Lib.dat in MASControl 2017
D_ECC_OffGen_LitSp_Yr | Lighting | FRACTION | Default | 2014-12-12 | 2014-12-31 | Constant | 0.02 | [23 empty] | From eQ_Lib.dat in MASControl 2017
D_ECC_OffGen_LitSp_Yr | Lighting | FRACTION | WntrDsn | 2014-01-01 | 2014-12-31 | Constant | 0 | [23 empty] | From eQ_Lib.dat in MASControl 2017
D_ECC_OffGen_LitSp_Yr | Lighting | FRACTION | SmrDsn | 2014-01-01 | 2014-12-31 | Constant | 1 | [23 empty] | From eQ_Lib.dat in MASControl 2017
D_ECC_OffGen_LitSp_Yr | Lighting | FRACTION | Hol | 2014-01-01 | 2014-12-31 | Constant | 0.035 | [23 empty] | From eQ_Lib.dat in MASControl 2017
D_EPr_Caf_LitCFL_Yr | Lighting | FRACTION | SmrDsn | 2014-01-01 | 2014-01-04 | Constant | 1 | [23 empty] | From eQ_Lib.dat in MASControl 2017
D_EPr_Caf_LitCFL_Yr | Lighting | FRACTION | WntrDsn | 2014-01-01 | 2014-01-04 | Constant | 0 | [23 empty] | From eQ_Lib.dat in MASControl 2017
D_EPr_Caf_LitCFL_Yr | Lighting | FRACTION | Default | 2014-01-01 | 2014-01-04 | Constant | 0.02 | [23 empty] | From eQ_Lib.dat in MASControl 2017
D_EPr_Caf_LitCFL_Yr | Lighting | FRACTION | Default¦Wkdy | 2014-01-05 | 2014-04-03 | Hourly | 0.065 | 0.065 | 0.065 | 0.065 | 0.065 | 0.065 | 0.065 | 0.065 | 0.065 | 0.065 | 1 | 1 | 1 | 1 | 1 | 0.065 | 0.065 | 0.065 | 0.065 | 0.065 | 0.065 | 0.065 | 0.065 | 0.065 | From eQ_Lib.dat in MASControl 2017
D_EPr_Caf_LitCFL_Yr | Lighting | FRACTION | Sat | 2014-01-05 | 2014-04-03 | Hourly | 0.065 | 0.065 | 0.065 | 0.065 | 0.065 | 0.065 | 0.065 | 0.065 | 0.065 | 0.065 | 0.6 | 0.6 | 0.6 | 0.6 | 0.065 | 0.065 | 0.065 | 0.065 | 0.065 | 0.065 | 0.065 | 0.065 | 0.065 | 0.065 | From eQ_Lib.dat in MASControl 2017
D_EPr_Caf_LitCFL_Yr | Lighting | FRACTION | Sun | 2014-01-05 | 2014-04-03 | Constant | 0.05 | [23 empty] | From eQ_Lib.dat in MASControl 2017
D_EPr_Caf_LitCFL_Yr | Lighting | FRACTION | SmrDsn | 2014-04-04 | 2014-04-12 | Constant | 1 | [23 empty] | From eQ_Lib.dat in MASControl 2017
D_EPr_Caf_LitCFL_Yr | Lighting | FRACTION | WntrDsn | 2014-04-04 | 2014-04-12 | Constant | 0 | [23 empty] | From eQ_Lib.dat in MASControl 2017
D_EPr_Caf_LitCFL_Yr | Lighting | FRACTION | Default | 2014-04-04 | 2014-04-12 | Constant | 0.02 | [23 empty] | From eQ_Lib.dat in MASControl 2017
D_EPr_Caf_LitCFL_Yr | Lighting | FRACTION | Default¦Wkdy | 2014-04-13 | 2014-06-12 | Hourly | 0.065 | 0.065 | 0.065 | 0.065 | 0.065 | 0.065 | 0.065 | 0.065 | 0.065 | 0.065 | 1 | 1 | 1 | 1 | 1 | 0.065 | 0.065 | 0.065 | 0.065 | 0.065 | 0.065 | 0.065 | 0.065 | 0.065 | From eQ_Lib.dat in MASControl 2017
D_EPr_Caf_LitCFL_Yr | Lighting | FRACTION | Sat | 2014-04-13 | 2014-06-12 | Hourly | 0.065 | 0.065 | 0.065 | 0.065 | 0.065 | 0.065 | 0.065 | 0.065 | 0.065 | 0.065 | 0.6 | 0.6 | 0.6 | 0.6 | 0.065 | 0.065 | 0.065 | 0.065 | 0.065 | 0.065 | 0.065 | 0.065 | 0.065 | 0.065 | From eQ_Lib.dat in MASControl 2017
D_EPr_Caf_LitCFL_Yr | Lighting | FRACTION | Sun | 2014-04-13 | 2014-06-12 | Constant | 0.05 | [23 empty] | From eQ_Lib.dat in MASControl 2017
D_EPr_Caf_LitCFL_Yr | Lighting | FRACTION | SmrDsn | 2014-06-13 | 2014-08-16 | Constant | 1 | [23 empty] | From eQ_Lib.dat in MASControl 2017
D_EPr_Caf_LitCFL_Yr | Lighting | FRACTION | WntrDsn | 2014-06-13 | 2014-08-16 | Constant | 0 | [23 empty] | From eQ_Lib.dat in MASControl 2017
D_EPr_Caf_LitCFL_Yr | Lighting | FRACTION | Default | 2014-06-13 | 2014-08-16 | Constant | 0.02 | [23 empty] | From eQ_Lib.dat in MASControl 2017
D_EPr_Caf_LitCFL_Yr | Lighting | FRACTION | Default¦Wkdy | 2014-08-17 | 2014-12-11 | Hourly | 0.065 | 0.065 | 0.065 | 0.065 | 0.065 | 0.065 | 0.065 | 0.065 | 0.065 | 0.065 | 1 | 1 | 1 | 1 | 1 | 0.065 | 0.065 | 0.065 | 0.065 | 0.065 | 0.065 | 0.065 | 0.065 | 0.065 | From eQ_Lib.dat in MASControl 2017
D_EPr_Caf_LitCFL_Yr | Lighting | FRACTION | Sat | 2014-08-17 | 2014-12-11 | Hourly | 0.065 | 0.065 | 0.065 | 0.065 | 0.065 | 0.065 | 0.065 | 0.065 | 0.065 | 0.065 | 0.6 | 0.6 | 0.6 | 0.6 | 0.065 | 0.065 | 0.065 | 0.065 | 0.065 | 0.065 | 0.065 | 0.065 | 0.065 | 0.065 | From eQ_Lib.dat in MASControl 2017
D_EPr_Caf_LitCFL_Yr | Lighting | FRACTION | Sun | 2014-08-17 | 2014-12-11 | Constant | 0.05 | [23 empty] | From eQ_Lib.dat in MASControl 2017
D_EPr_Caf_LitCFL_Yr | Lighting | FRACTION | SmrDsn | 2014-12-12 | 2014-12-31 | Constant | 1 | [23 empty] | From eQ_Lib.dat in MASControl 2017
D_EPr_Caf_LitCFL_Yr | Lighting | FRACTION | WntrDsn | 2014-12-12 | 2014-12-31 | Constant | 0 | [23 empty] | From eQ_Lib.dat in MASControl 2017
D_EPr_Caf_LitCFL_Yr | Lighting | FRACTION | Default | 2014-12-12 | 2014-12-31 | Constant | 0.02 | [23 empty] | From eQ_Lib.dat in MASControl 2017
D_EPr_Caf_LitCFL_Yr | Lighting | FRACTION | WntrDsn | 2014-01-01 | 2014-12-31 | Constant | 0 | [23 empty] | From eQ_Lib.dat in MASControl 2017
D_EPr_Caf_LitCFL_Yr | Lighting | FRACTION | SmrDsn | 2014-01-01 | 2014-12-31 | Constant | 1 | [23 empty] | From eQ_Lib.dat in MASControl 2017
D_EPr_Caf_LitCFL_Yr | Lighting | FRACTION | Hol | 2014-01-01 | 2014-12-31 | Constant | 0.05 | [23 empty] | From eQ_Lib.dat in MASControl 2017
D_EPr_Caf_LitEx_Yr | Lighting | FRACTION | SmrDsn | 2014-01-01 | 2014-12-31 | Constant | 1 | [23 empty] | From eQ_Lib.dat in MASControl 2017
D_EPr_Caf_LitEx_Yr | Lighting | FRACTION | WntrDsn | 2014-01-01 | 2014-12-31 | Constant | 0 | [23 empty] | From eQ_Lib.dat in MASControl 2017
D_EPr_Caf_LitEx_Yr | Lighting | FRACTION | Default¦Hol | 2014-01-01 | 2014-12-31 | Constant | 1 | [23 empty] | From eQ_Lib.dat in MASControl 2017
D_EPr_Caf_LitLF_Yr | Lighting | FRACTION | SmrDsn | 2014-01-01 | 2014-01-04 | Constant | 1 | [23 empty] | From eQ_Lib.dat in MASControl 2017
D_EPr_Caf_LitLF_Yr | Lighting | FRACTION | WntrDsn | 2014-01-01 | 2014-01-04 | Constant | 0 | [23 empty] | From eQ_Lib.dat in MASControl 2017
D_EPr_Caf_LitLF_Yr | Lighting | FRACTION | Default | 2014-01-01 | 2014-01-04 | Constant | 0.02 | [23 empty] | From eQ_Lib.dat in MASControl 2017
D_EPr_Caf_LitLF_Yr | Lighting | FRACTION | Default¦Wkdy | 2014-01-05 | 2014-04-03 | Hourly | 0.05 | 0.05 | 0.05 | 0.05 | 0.05 | 0.05 | 0.05 | 0.05 | 0.05 | 0.05 | 1 | 1 | 1 | 1 | 1 | 0.05 | 0.05 | 0.05 | 0.05 | 0.05 | 0.05 | 0.05 | 0.05 | 0.05 | From eQ_Lib.dat in MASControl 2017
D_EPr_Caf_LitLF_Yr | Lighting | FRACTION | Sat | 2014-01-05 | 2014-04-03 | Hourly | 0.05 | 0.05 | 0.05 | 0.05 | 0.05 | 0.05 | 0.05 | 0.05 | 0.05 | 0.05 | 0.6 | 0.6 | 0.6 | 0.6 | 0.05 | 0.05 | 0.05 | 0.05 | 0.05 | 0.05 | 0.05 | 0.05 | 0.05 | 0.05 | From eQ_Lib.dat in MASControl 2017
D_EPr_Caf_LitLF_Yr | Lighting | FRACTION | Sun | 2014-01-05 | 2014-04-03 | Constant | 0.05 | [23 empty] | From eQ_Lib.dat in MASControl 2017
D_EPr_Caf_LitLF_Yr | Lighting | FRACTION | SmrDsn | 2014-04-04 | 2014-04-12 | Constant | 1 | [23 empty] | From eQ_Lib.dat in MASControl 2017
D_EPr_Caf_LitLF_Yr | Lighting | FRACTION | WntrDsn | 2014-04-04 | 2014-04-12 | Constant | 0 | [23 empty] | From eQ_Lib.dat in MASControl 2017
D_EPr_Caf_LitLF_Yr | Lighting | FRACTION | Default | 2014-04-04 | 2014-04-12 | Constant | 0.02 | [23 empty] | From eQ_Lib.dat in MASControl 2017
D_EPr_Caf_LitLF_Yr | Lighting | FRACTION | Default¦Wkdy | 2014-04-13 | 2014-06-12 | Hourly | 0.05 | 0.05 | 0.05 | 0.05 | 0.05 | 0.05 | 0.05 | 0.05 | 0.05 | 0.05 | 1 | 1 | 1 | 1 | 1 | 0.05 | 0.05 | 0.05 | 0.05 | 0.05 | 0.05 | 0.05 | 0.05 | 0.05 | From eQ_Lib.dat in MASControl 2017
D_EPr_Caf_LitLF_Yr | Lighting | FRACTION | Sat | 2014-04-13 | 2014-06-12 | Hourly | 0.05 | 0.05 | 0.05 | 0.05 | 0.05 | 0.05 | 0.05 | 0.05 | 0.05 | 0.05 | 0.6 | 0.6 | 0.6 | 0.6 | 0.05 | 0.05 | 0.05 | 0.05 | 0.05 | 0.05 | 0.05 | 0.05 | 0.05 | 0.05 | From eQ_Lib.dat in MASControl 2017
D_EPr_Caf_LitLF_Yr | Lighting | FRACTION | Sun | 2014-04-13 | 2014-06-12 | Constant | 0.05 | [23 empty] | From eQ_Lib.dat in MASControl 2017
D_EPr_Caf_LitLF_Yr | Lighting | FRACTION | SmrDsn | 2014-06-13 | 2014-08-16 | Constant | 1 | [23 empty] | From eQ_Lib.dat in MASControl 2017
D_EPr_Caf_LitLF_Yr | Lighting | FRACTION | WntrDsn | 2014-06-13 | 2014-08-16 | Constant | 0 | [23 empty] | From eQ_Lib.dat in MASControl 2017
D_EPr_Caf_LitLF_Yr | Lighting | FRACTION | Default | 2014-06-13 | 2014-08-16 | Constant | 0.02 | [23 empty] | From eQ_Lib.dat in MASControl 2017
D_EPr_Caf_LitLF_Yr | Lighting | FRACTION | Default¦Wkdy | 2014-08-17 | 2014-12-11 | Hourly | 0.05 | 0.05 | 0.05 | 0.05 | 0.05 | 0.05 | 0.05 | 0.05 | 0.05 | 0.05 | 1 | 1 | 1 | 1 | 1 | 0.05 | 0.05 | 0.05 | 0.05 | 0.05 | 0.05 | 0.05 | 0.05 | 0.05 | From eQ_Lib.dat in MASControl 2017
D_EPr_Caf_LitLF_Yr | Lighting | FRACTION | Sat | 2014-08-17 | 2014-12-11 | Hourly | 0.05 | 0.05 | 0.05 | 0.05 | 0.05 | 0.05 | 0.05 | 0.05 | 0.05 | 0.05 | 0.6 | 0.6 | 0.6 | 0.6 | 0.05 | 0.05 | 0.05 | 0.05 | 0.05 | 0.05 | 0.05 | 0.05 | 0.05 | 0.05 | From eQ_Lib.dat in MASControl 2017
D_EPr_Caf_LitLF_Yr | Lighting | FRACTION | Sun | 2014-08-17 | 2014-12-11 | Constant | 0.05 | [23 empty] | From eQ_Lib.dat in MASControl 2017
D_EPr_Caf_LitLF_Yr | Lighting | FRACTION | SmrDsn | 2014-12-12 | 2014-12-31 | Constant | 1 | [23 empty] | From eQ_Lib.dat in MASControl 2017
D_EPr_Caf_LitLF_Yr | Lighting | FRACTION | WntrDsn | 2014-12-12 | 2014-12-31 | Constant | 0 | [23 empty] | From eQ_Lib.dat in MASControl 2017
D_EPr_Caf_LitLF_Yr | Lighting | FRACTION | Default | 2014-12-12 | 2014-12-31 | Constant | 0.02 | [23 empty] | From eQ_Lib.dat in MASControl 2017
D_EPr_Caf_LitLF_Yr | Lighting | FRACTION | WntrDsn | 2014-01-01 | 2014-12-31 | Constant | 0 | [23 empty] | From eQ_Lib.dat in MASControl 2017
D_EPr_Caf_LitLF_Yr | Lighting | FRACTION | SmrDsn | 2014-01-01 | 2014-12-31 | Constant | 1 | [23 empty] | From eQ_Lib.dat in MASControl 2017
D_EPr_Caf_LitLF_Yr | Lighting | FRACTION | Hol | 2014-01-01 | 2014-12-31 | Constant | 0.05 | [23 empty] | From eQ_Lib.dat in MASControl 2017
D_EPr_Caf_LitSp_Yr | Lighting | FRACTION | SmrDsn | 2014-01-01 | 2014-01-04 | Constant | 1 | [23 empty] | From eQ_Lib.dat in MASControl 2017
D_EPr_Caf_LitSp_Yr | Lighting | FRACTION | WntrDsn | 2014-01-01 | 2014-01-04 | Constant | 0 | [23 empty] | From eQ_Lib.dat in MASControl 2017
D_EPr_Caf_LitSp_Yr | Lighting | FRACTION | Default | 2014-01-01 | 2014-01-04 | Constant | 0.02 | [23 empty] | From eQ_Lib.dat in MASControl 2017
D_EPr_Caf_LitSp_Yr | Lighting | FRACTION | Default¦Wkdy | 2014-01-05 | 2014-04-03 | Hourly | 0.05 | 0.05 | 0.05 | 0.05 | 0.05 | 0.05 | 0.05 | 0.05 | 0.05 | 0.05 | 1 | 1 | 1 | 1 | 1 | 0.05 | 0.05 | 0.05 | 0.05 | 0.05 | 0.05 | 0.05 | 0.05 | 0.05 | From eQ_Lib.dat in MASControl 2017
D_EPr_Caf_LitSp_Yr | Lighting | FRACTION | Sat | 2014-01-05 | 2014-04-03 | Hourly | 0.05 | 0.05 | 0.05 | 0.05 | 0.05 | 0.05 | 0.05 | 0.05 | 0.05 | 0.05 | 0.5 | 0.5 | 0.5 | 0.5 | 0.05 | 0.05 | 0.05 | 0.05 | 0.05 | 0.05 | 0.05 | 0.05 | 0.05 | 0.05 | From eQ_Lib.dat in MASControl 2017
D_EPr_Caf_LitSp_Yr | Lighting | FRACTION | Sun | 2014-01-05 | 2014-04-03 | Constant | 0.05 | [23 empty] | From eQ_Lib.dat in MASControl 2017
D_EPr_Caf_LitSp_Yr | Lighting | FRACTION | SmrDsn | 2014-04-04 | 2014-04-12 | Constant | 1 | [23 empty] | From eQ_Lib.dat in MASControl 2017
D_EPr_Caf_LitSp_Yr | Lighting | FRACTION | WntrDsn | 2014-04-04 | 2014-04-12 | Constant | 0 | [23 empty] | From eQ_Lib.dat in MASControl 2017
D_EPr_Caf_LitSp_Yr | Lighting | FRACTION | Default | 2014-04-04 | 2014-04-12 | Constant | 0.02 | [23 empty] | From eQ_Lib.dat in MASControl 2017
D_EPr_Caf_LitSp_Yr | Lighting | FRACTION | Default¦Wkdy | 2014-04-13 | 2014-06-12 | Hourly | 0.05 | 0.05 | 0.05 | 0.05 | 0.05 | 0.05 | 0.05 | 0.05 | 0.05 | 0.05 | 1 | 1 | 1 | 1 | 1 | 0.05 | 0.05 | 0.05 | 0.05 | 0.05 | 0.05 | 0.05 | 0.05 | 0.05 | From eQ_Lib.dat in MASControl 2017
D_EPr_Caf_LitSp_Yr | Lighting | FRACTION | Sat | 2014-04-13 | 2014-06-12 | Hourly | 0.05 | 0.05 | 0.05 | 0.05 | 0.05 | 0.05 | 0.05 | 0.05 | 0.05 | 0.05 | 0.5 | 0.5 | 0.5 | 0.5 | 0.05 | 0.05 | 0.05 | 0.05 | 0.05 | 0.05 | 0.05 | 0.05 | 0.05 | 0.05 | From eQ_Lib.dat in MASControl 2017
D_EPr_Caf_LitSp_Yr | Lighting | FRACTION | Sun | 2014-04-13 | 2014-06-12 | Constant | 0.05 | [23 empty] | From eQ_Lib.dat in MASControl 2017
D_EPr_Caf_LitSp_Yr | Lighting | FRACTION | SmrDsn | 2014-06-13 | 2014-08-16 | Constant | 1 | [23 empty] | From eQ_Lib.dat in MASControl 2017
D_EPr_Caf_LitSp_Yr | Lighting | FRACTION | WntrDsn | 2014-06-13 | 2014-08-16 | Constant | 0 | [23 empty] | From eQ_Lib.dat in MASControl 2017
D_EPr_Caf_LitSp_Yr | Lighting | FRACTION | Default | 2014-06-13 | 2014-08-16 | Constant | 0.02 | [23 empty] | From eQ_Lib.dat in MASControl 2017
D_EPr_Caf_LitSp_Yr | Lighting | FRACTION | Default¦Wkdy | 2014-08-17 | 2014-12-11 | Hourly | 0.05 | 0.05 | 0.05 | 0.05 | 0.05 | 0.05 | 0.05 | 0.05 | 0.05 | 0.05 | 1 | 1 | 1 | 1 | 1 | 0.05 | 0.05 | 0.05 | 0.05 | 0.05 | 0.05 | 0.05 | 0.05 | 0.05 | From eQ_Lib.dat in MASControl 2017
D_EPr_Caf_LitSp_Yr | Lighting | FRACTION | Sat | 2014-08-17 | 2014-12-11 | Hourly | 0.05 | 0.05 | 0.05 | 0.05 | 0.05 | 0.05 | 0.05 | 0.05 | 0.05 | 0.05 | 0.5 | 0.5 | 0.5 | 0.5 | 0.05 | 0.05 | 0.05 | 0.05 | 0.05 | 0.05 | 0.05 | 0.05 | 0.05 | 0.05 | From eQ_Lib.dat in MASControl 2017
D_EPr_Caf_LitSp_Yr | Lighting | FRACTION | Sun | 2014-08-17 | 2014-12-11 | Constant | 0.05 | [23 empty] | From eQ_Lib.dat in MASControl 2017
D_EPr_Caf_LitSp_Yr | Lighting | FRACTION | SmrDsn | 2014-12-12 | 2014-12-31 | Constant | 1 | [23 empty] | From eQ_Lib.dat in MASControl 2017
D_EPr_Caf_LitSp_Yr | Lighting | FRACTION | WntrDsn | 2014-12-12 | 2014-12-31 | Constant | 0 | [23 empty] | From eQ_Lib.dat in MASControl 2017
D_EPr_Caf_LitSp_Yr | Lighting | FRACTION | Default | 2014-12-12 | 2014-12-31 | Constant | 0.02 | [23 empty] | From eQ_Lib.dat in MASControl 2017
D_EPr_Caf_LitSp_Yr | Lighting | FRACTION | WntrDsn | 2014-01-01 | 2014-12-31 | Constant | 0 | [23 empty] | From eQ_Lib.dat in MASControl 2017
D_EPr_Caf_LitSp_Yr | Lighting | FRACTION | SmrDsn | 2014-01-01 | 2014-12-31 | Constant | 1 | [23 empty] | From eQ_Lib.dat in MASControl 2017
D_EPr_Caf_LitSp_Yr | Lighting | FRACTION | Hol | 2014-01-01 | 2014-12-31 | Constant | 0.05 | [23 empty] | From eQ_Lib.dat in MASControl 2017
D_EPr_Clrm_LitCFL_Yr | Lighting | FRACTION | SmrDsn | 2014-01-01 | 2014-01-04 | Constant | 1 | [23 empty] | From eQ_Lib.dat in MASControl 2017
D_EPr_Clrm_LitCFL_Yr | Lighting | FRACTION | WntrDsn | 2014-01-01 | 2014-01-04 | Constant | 0 | [23 empty] | From eQ_Lib.dat in MASControl 2017
D_EPr_Clrm_LitCFL_Yr | Lighting | FRACTION | Default | 2014-01-01 | 2014-01-04 | Constant | 0.02 | [23 empty] | From eQ_Lib.dat in MASControl 2017
D_EPr_Clrm_LitCFL_Yr | Lighting | FRACTION | Default¦Wkdy | 2014-01-05 | 2014-04-03 | Hourly | 0.065 | 0.065 | 0.065 | 0.065 | 0.065 | 0.6063 | 0.6063 | 0.6063 | 0.6063 | 1 | 1 | 1 | 1 | 1 | 1 | 0.5571 | 0.5571 | 0.5571 | 0.5571 | 0.3603 | 0.1142 | 0.1142 | 0.1142 | 0.1142 | From eQ_Lib.dat in MASControl 2017
D_EPr_Clrm_LitCFL_Yr | Lighting | FRACTION | Sat | 2014-01-05 | 2014-04-03 | Hourly | 0.065 | 0.065 | 0.065 | 0.065 | 0.065 | 0.065 | 0.065 | 0.55 | 0.55 | 0.55 | 0.55 | 0.55 | 0.55 | 0.55 | 0.55 | 0.55 | 0.065 | 0.065 | 0.065 | 0.065 | 0.065 | 0.065 | 0.065 | 0.065 | From eQ_Lib.dat in MASControl 2017
D_EPr_Clrm_LitCFL_Yr | Lighting | FRACTION | Sun | 2014-01-05 | 2014-04-03 | Constant | 0.05 | [23 empty] | From eQ_Lib.dat in MASControl 2017
D_EPr_Clrm_LitCFL_Yr | Lighting | FRACTION | SmrDsn | 2014-04-04 | 2014-04-12 | Constant | 1 | [23 empty] | From eQ_Lib.dat in MASControl 2017
D_EPr_Clrm_LitCFL_Yr | Lighting | FRACTION | WntrDsn | 2014-04-04 | 2014-04-12 | Constant | 0 | [23 empty] | From eQ_Lib.dat in MASControl 2017
D_EPr_Clrm_LitCFL_Yr | Lighting | FRACTION | Default | 2014-04-04 | 2014-04-12 | Constant | 0.02 | [23 empty] | From eQ_Lib.dat in MASControl 2017
D_EPr_Clrm_LitCFL_Yr | Lighting | FRACTION | Default¦Wkdy | 2014-04-13 | 2014-06-12 | Hourly | 0.065 | 0.065 | 0.065 | 0.065 | 0.065 | 0.6063 | 0.6063 | 0.6063 | 0.6063 | 1 | 1 | 1 | 1 | 1 | 1 | 0.5571 | 0.5571 | 0.5571 | 0.5571 | 0.3603 | 0.1142 | 0.1142 | 0.1142 | 0.1142 | From eQ_Lib.dat in MASControl 2017
D_EPr_Clrm_LitCFL_Yr | Lighting | FRACTION | Sat | 2014-04-13 | 2014-06-12 | Hourly | 0.065 | 0.065 | 0.065 | 0.065 | 0.065 | 0.065 | 0.065 | 0.55 | 0.55 | 0.55 | 0.55 | 0.55 | 0.55 | 0.55 | 0.55 | 0.55 | 0.065 | 0.065 | 0.065 | 0.065 | 0.065 | 0.065 | 0.065 | 0.065 | From eQ_Lib.dat in MASControl 2017
D_EPr_Clrm_LitCFL_Yr | Lighting | FRACTION | Sun | 2014-04-13 | 2014-06-12 | Constant | 0.05 | [23 empty] | From eQ_Lib.dat in MASControl 2017
D_EPr_Clrm_LitCFL_Yr | Lighting | FRACTION | SmrDsn | 2014-06-13 | 2014-08-16 | Constant | 1 | [23 empty] | From eQ_Lib.dat in MASControl 2017
D_EPr_Clrm_LitCFL_Yr | Lighting | FRACTION | WntrDsn | 2014-06-13 | 2014-08-16 | Constant | 0 | [23 empty] | From eQ_Lib.dat in MASControl 2017
D_EPr_Clrm_LitCFL_Yr | Lighting | FRACTION | Default | 2014-06-13 | 2014-08-16 | Constant | 0.02 | [23 empty] | From eQ_Lib.dat in MASControl 2017
D_EPr_Clrm_LitCFL_Yr | Lighting | FRACTION | Default¦Wkdy | 2014-08-17 | 2014-12-11 | Hourly | 0.065 | 0.065 | 0.065 | 0.065 | 0.065 | 0.6063 | 0.6063 | 0.6063 | 0.6063 | 1 | 1 | 1 | 1 | 1 | 1 | 0.5571 | 0.5571 | 0.5571 | 0.5571 | 0.3603 | 0.1142 | 0.1142 | 0.1142 | 0.1142 | From eQ_Lib.dat in MASControl 2017
D_EPr_Clrm_LitCFL_Yr | Lighting | FRACTION | Sat | 2014-08-17 | 2014-12-11 | Hourly | 0.065 | 0.065 | 0.065 | 0.065 | 0.065 | 0.065 | 0.065 | 0.55 | 0.55 | 0.55 | 0.55 | 0.55 | 0.55 | 0.55 | 0.55 | 0.55 | 0.065 | 0.065 | 0.065 | 0.065 | 0.065 | 0.065 | 0.065 | 0.065 | From eQ_Lib.dat in MASControl 2017
D_EPr_Clrm_LitCFL_Yr | Lighting | FRACTION | Sun | 2014-08-17 | 2014-12-11 | Constant | 0.05 | [23 empty] | From eQ_Lib.dat in MASControl 2017
D_EPr_Clrm_LitCFL_Yr | Lighting | FRACTION | SmrDsn | 2014-12-12 | 2014-12-31 | Constant | 1 | [23 empty] | From eQ_Lib.dat in MASControl 2017
D_EPr_Clrm_LitCFL_Yr | Lighting | FRACTION | WntrDsn | 2014-12-12 | 2014-12-31 | Constant | 0 | [23 empty] | From eQ_Lib.dat in MASControl 2017
D_EPr_Clrm_LitCFL_Yr | Lighting | FRACTION | Default | 2014-12-12 | 2014-12-31 | Constant | 0.02 | [23 empty] | From eQ_Lib.dat in MASControl 2017
D_EPr_Clrm_LitCFL_Yr | Lighting | FRACTION | WntrDsn | 2014-01-01 | 2014-12-31 | Constant | 0 | [23 empty] | From eQ_Lib.dat in MASControl 2017
D_EPr_Clrm_LitCFL_Yr | Lighting | FRACTION | SmrDsn | 2014-01-01 | 2014-12-31 | Constant | 1 | [23 empty] | From eQ_Lib.dat in MASControl 2017
D_EPr_Clrm_LitCFL_Yr | Lighting | FRACTION | Hol | 2014-01-01 | 2014-12-31 | Constant | 0.05 | [23 empty] | From eQ_Lib.dat in MASControl 2017
D_EPr_Clrm_LitEx_Yr | Lighting | FRACTION | SmrDsn | 2014-01-01 | 2014-12-31 | Constant | 1 | [23 empty] | From eQ_Lib.dat in MASControl 2017
D_EPr_Clrm_LitEx_Yr | Lighting | FRACTION | WntrDsn | 2014-01-01 | 2014-12-31 | Constant | 0 | [23 empty] | From eQ_Lib.dat in MASControl 2017
D_EPr_Clrm_LitEx_Yr | Lighting | FRACTION | Default¦Hol | 2014-01-01 | 2014-12-31 | Constant | 1 | [23 empty] | From eQ_Lib.dat in MASControl 2017
D_EPr_Clrm_LitLF_Yr | Lighting | FRACTION | SmrDsn | 2014-01-01 | 2014-01-04 | Constant | 1 | [23 empty] | From eQ_Lib.dat in MASControl 2017
D_EPr_Clrm_LitLF_Yr | Lighting | FRACTION | WntrDsn | 2014-01-01 | 2014-01-04 | Constant | 0 | [23 empty] | From eQ_Lib.dat in MASControl 2017
D_EPr_Clrm_LitLF_Yr | Lighting | FRACTION | Default | 2014-01-01 | 2014-01-04 | Constant | 0.02 | [23 empty] | From eQ_Lib.dat in MASControl 2017
D_EPr_Clrm_LitLF_Yr | Lighting | FRACTION | Default¦Wkdy | 2014-01-05 | 2014-04-03 | Hourly | 0.05 | 0.05 | 0.05 | 0.05 | 0.05 | 0.6 | 0.6 | 0.6 | 0.6 | 1 | 1 | 1 | 1 | 1 | 1 | 0.55 | 0.55 | 0.55 | 0.55 | 0.35 | 0.1 | 0.1 | 0.1 | 0.1 | From eQ_Lib.dat in MASControl 2017
D_EPr_Clrm_LitLF_Yr | Lighting | FRACTION | Sat | 2014-01-05 | 2014-04-03 | Hourly | 0.05 | 0.05 | 0.05 | 0.05 | 0.05 | 0.05 | 0.05 | 0.4 | 0.4 | 0.4 | 0.4 | 0.4 | 0.4 | 0.4 | 0.4 | 0.4 | 0.05 | 0.05 | 0.05 | 0.05 | 0.05 | 0.05 | 0.05 | 0.05 | From eQ_Lib.dat in MASControl 2017
D_EPr_Clrm_LitLF_Yr | Lighting | FRACTION | Sun | 2014-01-05 | 2014-04-03 | Constant | 0.05 | [23 empty] | From eQ_Lib.dat in MASControl 2017
D_EPr_Clrm_LitLF_Yr | Lighting | FRACTION | SmrDsn | 2014-04-04 | 2014-04-12 | Constant | 1 | [23 empty] | From eQ_Lib.dat in MASControl 2017
D_EPr_Clrm_LitLF_Yr | Lighting | FRACTION | WntrDsn | 2014-04-04 | 2014-04-12 | Constant | 0 | [23 empty] | From eQ_Lib.dat in MASControl 2017
D_EPr_Clrm_LitLF_Yr | Lighting | FRACTION | Default | 2014-04-04 | 2014-04-12 | Constant | 0.02 | [23 empty] | From eQ_Lib.dat in MASControl 2017
D_EPr_Clrm_LitLF_Yr | Lighting | FRACTION | Default¦Wkdy | 2014-04-13 | 2014-06-12 | Hourly | 0.05 | 0.05 | 0.05 | 0.05 | 0.05 | 0.6 | 0.6 | 0.6 | 0.6 | 1 | 1 | 1 | 1 | 1 | 1 | 0.55 | 0.55 | 0.55 | 0.55 | 0.35 | 0.1 | 0.1 | 0.1 | 0.1 | From eQ_Lib.dat in MASControl 2017
D_EPr_Clrm_LitLF_Yr | Lighting | FRACTION | Sat | 2014-04-13 | 2014-06-12 | Hourly | 0.05 | 0.05 | 0.05 | 0.05 | 0.05 | 0.05 | 0.05 | 0.4 | 0.4 | 0.4 | 0.4 | 0.4 | 0.4 | 0.4 | 0.4 | 0.4 | 0.05 | 0.05 | 0.05 | 0.05 | 0.05 | 0.05 | 0.05 | 0.05 | From eQ_Lib.dat in MASControl 2017
D_EPr_Clrm_LitLF_Yr | Lighting | FRACTION | Sun | 2014-04-13 | 2014-06-12 | Constant | 0.05 | [23 empty] | From eQ_Lib.dat in MASControl 2017
D_EPr_Clrm_LitLF_Yr | Lighting | FRACTION | SmrDsn | 2014-06-13 | 2014-08-16 | Constant | 1 | [23 empty] | From eQ_Lib.dat in MASControl 2017
D_EPr_Clrm_LitLF_Yr | Lighting | FRACTION | WntrDsn | 2014-06-13 | 2014-08-16 | Constant | 0 | [23 empty] | From eQ_Lib.dat in MASControl 2017
D_EPr_Clrm_LitLF_Yr | Lighting | FRACTION | Default | 2014-06-13 | 2014-08-16 | Constant | 0.02 | [23 empty] | From eQ_Lib.dat in MASControl 2017
D_EPr_Clrm_LitLF_Yr | Lighting | FRACTION | Default¦Wkdy | 2014-08-17 | 2014-12-11 | Hourly | 0.05 | 0.05 | 0.05 | 0.05 | 0.05 | 0.6 | 0.6 | 0.6 | 0.6 | 1 | 1 | 1 | 1 | 1 | 1 | 0.55 | 0.55 | 0.55 | 0.55 | 0.35 | 0.1 | 0.1 | 0.1 | 0.1 | From eQ_Lib.dat in MASControl 2017
D_EPr_Clrm_LitLF_Yr | Lighting | FRACTION | Sat | 2014-08-17 | 2014-12-11 | Hourly | 0.05 | 0.05 | 0.05 | 0.05 | 0.05 | 0.05 | 0.05 | 0.4 | 0.4 | 0.4 | 0.4 | 0.4 | 0.4 | 0.4 | 0.4 | 0.4 | 0.05 | 0.05 | 0.05 | 0.05 | 0.05 | 0.05 | 0.05 | 0.05 | From eQ_Lib.dat in MASControl 2017
D_EPr_Clrm_LitLF_Yr | Lighting | FRACTION | Sun | 2014-08-17 | 2014-12-11 | Constant | 0.05 | [23 empty] | From eQ_Lib.dat in MASControl 2017
D_EPr_Clrm_LitLF_Yr | Lighting | FRACTION | SmrDsn | 2014-12-12 | 2014-12-31 | Constant | 1 | [23 empty] | From eQ_Lib.dat in MASControl 2017
D_EPr_Clrm_LitLF_Yr | Lighting | FRACTION | WntrDsn | 2014-12-12 | 2014-12-31 | Constant | 0 | [23 empty] | From eQ_Lib.dat in MASControl 2017
D_EPr_Clrm_LitLF_Yr | Lighting | FRACTION | Default | 2014-12-12 | 2014-12-31 | Constant | 0.02 | [23 empty] | From eQ_Lib.dat in MASControl 2017
D_EPr_Clrm_LitLF_Yr | Lighting | FRACTION | WntrDsn | 2014-01-01 | 2014-12-31 | Constant | 0 | [23 empty] | From eQ_Lib.dat in MASControl 2017
D_EPr_Clrm_LitLF_Yr | Lighting | FRACTION | SmrDsn | 2014-01-01 | 2014-12-31 | Constant | 1 | [23 empty] | From eQ_Lib.dat in MASControl 2017
D_EPr_Clrm_LitLF_Yr | Lighting | FRACTION | Hol | 2014-01-01 | 2014-12-31 | Constant | 0.05 | [23 empty] | From eQ_Lib.dat in MASControl 2017
D_EPr_Clrm_LitSp_Yr | Lighting | FRACTION | SmrDsn | 2014-01-01 | 2014-01-04 | Constant | 1 | [23 empty] | From eQ_Lib.dat in MASControl 2017
D_EPr_Clrm_LitSp_Yr | Lighting | FRACTION | WntrDsn | 2014-01-01 | 2014-01-04 | Constant | 0 | [23 empty] | From eQ_Lib.dat in MASControl 2017
D_EPr_Clrm_LitSp_Yr | Lighting | FRACTION | Default | 2014-01-01 | 2014-01-04 | Constant | 0.02 | [23 empty] | From eQ_Lib.dat in MASControl 2017
D_EPr_Clrm_LitSp_Yr | Lighting | FRACTION | Default¦Wkdy | 2014-01-05 | 2014-04-03 | Hourly | 0.05 | 0.05 | 0.05 | 0.05 | 0.05 | 0.6 | 0.6 | 0.6 | 0.6 | 1 | 1 | 1 | 1 | 1 | 1 | 0.55 | 0.55 | 0.55 | 0.55 | 0.35 | 0.1 | 0.1 | 0.1 | 0.1 | From eQ_Lib.dat in MASControl 2017
D_EPr_Clrm_LitSp_Yr | Lighting | FRACTION | Sat | 2014-01-05 | 2014-04-03 | Hourly | 0.05 | 0.05 | 0.05 | 0.05 | 0.05 | 0.05 | 0.05 | 0.3 | 0.3 | 0.3 | 0.3 | 0.3 | 0.3 | 0.3 | 0.3 | 0.3 | 0.05 | 0.05 | 0.05 | 0.05 | 0.05 | 0.05 | 0.05 | 0.05 | From eQ_Lib.dat in MASControl 2017
D_EPr_Clrm_LitSp_Yr | Lighting | FRACTION | Sun | 2014-01-05 | 2014-04-03 | Constant | 0.05 | [23 empty] | From eQ_Lib.dat in MASControl 2017
D_EPr_Clrm_LitSp_Yr | Lighting | FRACTION | SmrDsn | 2014-04-04 | 2014-04-12 | Constant | 1 | [23 empty] | From eQ_Lib.dat in MASControl 2017
D_EPr_Clrm_LitSp_Yr | Lighting | FRACTION | WntrDsn | 2014-04-04 | 2014-04-12 | Constant | 0 | [23 empty] | From eQ_Lib.dat in MASControl 2017
D_EPr_Clrm_LitSp_Yr | Lighting | FRACTION | Default | 2014-04-04 | 2014-04-12 | Constant | 0.02 | [23 empty] | From eQ_Lib.dat in MASControl 2017
D_EPr_Clrm_LitSp_Yr | Lighting | FRACTION | Default¦Wkdy | 2014-04-13 | 2014-06-12 | Hourly | 0.05 | 0.05 | 0.05 | 0.05 | 0.05 | 0.6 | 0.6 | 0.6 | 0.6 | 1 | 1 | 1 | 1 | 1 | 1 | 0.55 | 0.55 | 0.55 | 0.55 | 0.35 | 0.1 | 0.1 | 0.1 | 0.1 | From eQ_Lib.dat in MASControl 2017
D_EPr_Clrm_LitSp_Yr | Lighting | FRACTION | Sat | 2014-04-13 | 2014-06-12 | Hourly | 0.05 | 0.05 | 0.05 | 0.05 | 0.05 | 0.05 | 0.05 | 0.3 | 0.3 | 0.3 | 0.3 | 0.3 | 0.3 | 0.3 | 0.3 | 0.3 | 0.05 | 0.05 | 0.05 | 0.05 | 0.05 | 0.05 | 0.05 | 0.05 | From eQ_Lib.dat in MASControl 2017
D_EPr_Clrm_LitSp_Yr | Lighting | FRACTION | Sun | 2014-04-13 | 2014-06-12 | Constant | 0.05 | [23 empty] | From eQ_Lib.dat in MASControl 2017
D_EPr_Clrm_LitSp_Yr | Lighting | FRACTION | SmrDsn | 2014-06-13 | 2014-08-16 | Constant | 1 | [23 empty] | From eQ_Lib.dat in MASControl 2017
D_EPr_Clrm_LitSp_Yr | Lighting | FRACTION | WntrDsn | 2014-06-13 | 2014-08-16 | Constant | 0 | [23 empty] | From eQ_Lib.dat in MASControl 2017
D_EPr_Clrm_LitSp_Yr | Lighting | FRACTION | Default | 2014-06-13 | 2014-08-16 | Constant | 0.02 | [23 empty] | From eQ_Lib.dat in MASControl 2017
D_EPr_Clrm_LitSp_Yr | Lighting | FRACTION | Default¦Wkdy | 2014-08-17 | 2014-12-11 | Hourly | 0.05 | 0.05 | 0.05 | 0.05 | 0.05 | 0.6 | 0.6 | 0.6 | 0.6 | 1 | 1 | 1 | 1 | 1 | 1 | 0.55 | 0.55 | 0.55 | 0.55 | 0.35 | 0.1 | 0.1 | 0.1 | 0.1 | From eQ_Lib.dat in MASControl 2017
D_EPr_Clrm_LitSp_Yr | Lighting | FRACTION | Sat | 2014-08-17 | 2014-12-11 | Hourly | 0.05 | 0.05 | 0.05 | 0.05 | 0.05 | 0.05 | 0.05 | 0.3 | 0.3 | 0.3 | 0.3 | 0.3 | 0.3 | 0.3 | 0.3 | 0.3 | 0.05 | 0.05 | 0.05 | 0.05 | 0.05 | 0.05 | 0.05 | 0.05 | From eQ_Lib.dat in MASControl 2017
D_EPr_Clrm_LitSp_Yr | Lighting | FRACTION | Sun | 2014-08-17 | 2014-12-11 | Constant | 0.05 | [23 empty] | From eQ_Lib.dat in MASControl 2017
D_EPr_Clrm_LitSp_Yr | Lighting | FRACTION | SmrDsn | 2014-12-12 | 2014-12-31 | Constant | 1 | [23 empty] | From eQ_Lib.dat in MASControl 2017
D_EPr_Clrm_LitSp_Yr | Lighting | FRACTION | WntrDsn | 2014-12-12 | 2014-12-31 | Constant | 0 | [23 empty] | From eQ_Lib.dat in MASControl 2017
D_EPr_Clrm_LitSp_Yr | Lighting | FRACTION | Default | 2014-12-12 | 2014-12-31 | Constant | 0.02 | [23 empty] | From eQ_Lib.dat in MASControl 2017
D_EPr_Clrm_LitSp_Yr | Lighting | FRACTION | WntrDsn | 2014-01-01 | 2014-12-31 | Constant | 0 | [23 empty] | From eQ_Lib.dat in MASControl 2017
D_EPr_Clrm_LitSp_Yr | Lighting | FRACTION | SmrDsn | 2014-01-01 | 2014-12-31 | Constant | 1 | [23 empty] | From eQ_Lib.dat in MASControl 2017
D_EPr_Clrm_LitSp_Yr | Lighting | FRACTION | Hol | 2014-01-01 | 2014-12-31 | Constant | 0.05 | [23 empty] | From eQ_Lib.dat in MASControl 2017
D_EPr_Gym_LitCFL_Yr | Lighting | FRACTION | SmrDsn | 2014-01-01 | 2014-01-04 | Constant | 1 | [23 empty] | From eQ_Lib.dat in MASControl 2017
D_EPr_Gym_LitCFL_Yr | Lighting | FRACTION | WntrDsn | 2014-01-01 | 2014-01-04 | Constant | 0 | [23 empty] | From eQ_Lib.dat in MASControl 2017
D_EPr_Gym_LitCFL_Yr | Lighting | FRACTION | Default | 2014-01-01 | 2014-01-04 | Constant | 0.02 | [23 empty] | From eQ_Lib.dat in MASControl 2017
D_EPr_Gym_LitCFL_Yr | Lighting | FRACTION | Default¦Wkdy | 2014-01-05 | 2014-04-03 | Hourly | 0.065 | 0.065 | 0.065 | 0.065 | 0.065 | 0.065 | 0.065 | 0.6661 | 1 | 1 | 1 | 1 | 0.8664 | 1 | 1 | 0.6661 | 0.6661 | 0.6661 | 0.065 | 0.065 | 0.065 | 0.065 | 0.065 | 0.065 | From eQ_Lib.dat in MASControl 2017
D_EPr_Gym_LitCFL_Yr | Lighting | FRACTION | Sat | 2014-01-05 | 2014-04-03 | Hourly | 0.065 | 0.065 | 0.065 | 0.065 | 0.065 | 0.065 | 0.065 | 0.1586 | 0.6 | 0.6 | 0.6 | 0.6 | 0.6 | 0.6 | 0.6 | 0.6 | 0.6 | 0.6 | 0.065 | 0.065 | 0.065 | 0.065 | 0.065 | 0.065 | From eQ_Lib.dat in MASControl 2017
D_EPr_Gym_LitCFL_Yr | Lighting | FRACTION | Sun | 2014-01-05 | 2014-04-03 | Constant | 0.05 | [23 empty] | From eQ_Lib.dat in MASControl 2017
D_EPr_Gym_LitCFL_Yr | Lighting | FRACTION | SmrDsn | 2014-04-04 | 2014-04-12 | Constant | 1 | [23 empty] | From eQ_Lib.dat in MASControl 2017
D_EPr_Gym_LitCFL_Yr | Lighting | FRACTION | WntrDsn | 2014-04-04 | 2014-04-12 | Constant | 0 | [23 empty] | From eQ_Lib.dat in MASControl 2017
D_EPr_Gym_LitCFL_Yr | Lighting | FRACTION | Default | 2014-04-04 | 2014-04-12 | Constant | 0.02 | [23 empty] | From eQ_Lib.dat in MASControl 2017
D_EPr_Gym_LitCFL_Yr | Lighting | FRACTION | Default¦Wkdy | 2014-04-13 | 2014-06-12 | Hourly | 0.065 | 0.065 | 0.065 | 0.065 | 0.065 | 0.065 | 0.065 | 0.6661 | 1 | 1 | 1 | 1 | 0.8664 | 1 | 1 | 0.6661 | 0.6661 | 0.6661 | 0.065 | 0.065 | 0.065 | 0.065 | 0.065 | 0.065 | From eQ_Lib.dat in MASControl 2017
D_EPr_Gym_LitCFL_Yr | Lighting | FRACTION | Sat | 2014-04-13 | 2014-06-12 | Hourly | 0.065 | 0.065 | 0.065 | 0.065 | 0.065 | 0.065 | 0.065 | 0.1586 | 0.6 | 0.6 | 0.6 | 0.6 | 0.6 | 0.6 | 0.6 | 0.6 | 0.6 | 0.6 | 0.065 | 0.065 | 0.065 | 0.065 | 0.065 | 0.065 | From eQ_Lib.dat in MASControl 2017
D_EPr_Gym_LitCFL_Yr | Lighting | FRACTION | Sun | 2014-04-13 | 2014-06-12 | Constant | 0.05 | [23 empty] | From eQ_Lib.dat in MASControl 2017
D_EPr_Gym_LitCFL_Yr | Lighting | FRACTION | SmrDsn | 2014-06-13 | 2014-08-16 | Constant | 1 | [23 empty] | From eQ_Lib.dat in MASControl 2017
D_EPr_Gym_LitCFL_Yr | Lighting | FRACTION | WntrDsn | 2014-06-13 | 2014-08-16 | Constant | 0 | [23 empty] | From eQ_Lib.dat in MASControl 2017
D_EPr_Gym_LitCFL_Yr | Lighting | FRACTION | Default | 2014-06-13 | 2014-08-16 | Constant | 0.02 | [23 empty] | From eQ_Lib.dat in MASControl 2017
D_EPr_Gym_LitCFL_Yr | Lighting | FRACTION | Default¦Wkdy | 2014-08-17 | 2014-12-11 | Hourly | 0.065 | 0.065 | 0.065 | 0.065 | 0.065 | 0.065 | 0.065 | 0.6661 | 1 | 1 | 1 | 1 | 0.8664 | 1 | 1 | 0.6661 | 0.6661 | 0.6661 | 0.065 | 0.065 | 0.065 | 0.065 | 0.065 | 0.065 | From eQ_Lib.dat in MASControl 2017
D_EPr_Gym_LitCFL_Yr | Lighting | FRACTION | Sat | 2014-08-17 | 2014-12-11 | Hourly | 0.065 | 0.065 | 0.065 | 0.065 | 0.065 | 0.065 | 0.065 | 0.1586 | 0.6 | 0.6 | 0.6 | 0.6 | 0.6 | 0.6 | 0.6 | 0.6 | 0.6 | 0.6 | 0.065 | 0.065 | 0.065 | 0.065 | 0.065 | 0.065 | From eQ_Lib.dat in MASControl 2017
D_EPr_Gym_LitCFL_Yr | Lighting | FRACTION | Sun | 2014-08-17 | 2014-12-11 | Constant | 0.05 | [23 empty] | From eQ_Lib.dat in MASControl 2017
D_EPr_Gym_LitCFL_Yr | Lighting | FRACTION | SmrDsn | 2014-12-12 | 2014-12-31 | Constant | 1 | [23 empty] | From eQ_Lib.dat in MASControl 2017
D_EPr_Gym_LitCFL_Yr | Lighting | FRACTION | WntrDsn | 2014-12-12 | 2014-12-31 | Constant | 0 | [23 empty] | From eQ_Lib.dat in MASControl 2017
D_EPr_Gym_LitCFL_Yr | Lighting | FRACTION | Default | 2014-12-12 | 2014-12-31 | Constant | 0.02 | [23 empty] | From eQ_Lib.dat in MASControl 2017
D_EPr_Gym_LitCFL_Yr | Lighting | FRACTION | WntrDsn | 2014-01-01 | 2014-12-31 | Constant | 0 | [23 empty] | From eQ_Lib.dat in MASControl 2017
D_EPr_Gym_LitCFL_Yr | Lighting | FRACTION | SmrDsn | 2014-01-01 | 2014-12-31 | Constant | 1 | [23 empty] | From eQ_Lib.dat in MASControl 2017
D_EPr_Gym_LitCFL_Yr | Lighting | FRACTION | Hol | 2014-01-01 | 2014-12-31 | Constant | 0.05 | [23 empty] | From eQ_Lib.dat in MASControl 2017
D_EPr_Gym_LitEx_Yr | Lighting | FRACTION | SmrDsn | 2014-01-01 | 2014-12-31 | Constant | 1 | [23 empty] | From eQ_Lib.dat in MASControl 2017
D_EPr_Gym_LitEx_Yr | Lighting | FRACTION | WntrDsn | 2014-01-01 | 2014-12-31 | Constant | 0 | [23 empty] | From eQ_Lib.dat in MASControl 2017
D_EPr_Gym_LitEx_Yr | Lighting | FRACTION | Default¦Hol | 2014-01-01 | 2014-12-31 | Constant | 1 | [23 empty] | From eQ_Lib.dat in MASControl 2017
D_EPr_Gym_LitLF_Yr | Lighting | FRACTION | SmrDsn | 2014-01-01 | 2014-01-04 | Constant | 1 | [23 empty] | From eQ_Lib.dat in MASControl 2017
D_EPr_Gym_LitLF_Yr | Lighting | FRACTION | WntrDsn | 2014-01-01 | 2014-01-04 | Constant | 0 | [23 empty] | From eQ_Lib.dat in MASControl 2017
D_EPr_Gym_LitLF_Yr | Lighting | FRACTION | Default | 2014-01-01 | 2014-01-04 | Constant | 0.02 | [23 empty] | From eQ_Lib.dat in MASControl 2017
D_EPr_Gym_LitLF_Yr | Lighting | FRACTION | Default¦Wkdy | 2014-01-05 | 2014-04-03 | Hourly | 0.05 | 0.05 | 0.05 | 0.05 | 0.05 | 0.05 | 0.05 | 0.5964 | 0.9 | 0.9 | 0.9 | 0.9 | 0.7786 | 0.9 | 0.9 | 0.5964 | 0.5964 | 0.5964 | 0.05 | 0.05 | 0.05 | 0.05 | 0.05 | 0.05 | From eQ_Lib.dat in MASControl 2017
D_EPr_Gym_LitLF_Yr | Lighting | FRACTION | Sat | 2014-01-05 | 2014-04-03 | Hourly | 0.05 | 0.05 | 0.05 | 0.05 | 0.05 | 0.05 | 0.05 | 0.1288 | 0.5 | 0.5 | 0.5 | 0.5 | 0.5 | 0.5 | 0.5 | 0.5 | 0.5 | 0.5 | 0.05 | 0.05 | 0.05 | 0.05 | 0.05 | 0.05 | From eQ_Lib.dat in MASControl 2017
D_EPr_Gym_LitLF_Yr | Lighting | FRACTION | Sun | 2014-01-05 | 2014-04-03 | Constant | 0.05 | [23 empty] | From eQ_Lib.dat in MASControl 2017
D_EPr_Gym_LitLF_Yr | Lighting | FRACTION | SmrDsn | 2014-04-04 | 2014-04-12 | Constant | 1 | [23 empty] | From eQ_Lib.dat in MASControl 2017
D_EPr_Gym_LitLF_Yr | Lighting | FRACTION | WntrDsn | 2014-04-04 | 2014-04-12 | Constant | 0 | [23 empty] | From eQ_Lib.dat in MASControl 2017
D_EPr_Gym_LitLF_Yr | Lighting | FRACTION | Default | 2014-04-04 | 2014-04-12 | Constant | 0.02 | [23 empty] | From eQ_Lib.dat in MASControl 2017
D_EPr_Gym_LitLF_Yr | Lighting | FRACTION | Default¦Wkdy | 2014-04-13 | 2014-06-12 | Hourly | 0.05 | 0.05 | 0.05 | 0.05 | 0.05 | 0.05 | 0.05 | 0.5964 | 0.9 | 0.9 | 0.9 | 0.9 | 0.7786 | 0.9 | 0.9 | 0.5964 | 0.5964 | 0.5964 | 0.05 | 0.05 | 0.05 | 0.05 | 0.05 | 0.05 | From eQ_Lib.dat in MASControl 2017
D_EPr_Gym_LitLF_Yr | Lighting | FRACTION | Sat | 2014-04-13 | 2014-06-12 | Hourly | 0.05 | 0.05 | 0.05 | 0.05 | 0.05 | 0.05 | 0.05 | 0.1288 | 0.5 | 0.5 | 0.5 | 0.5 | 0.5 | 0.5 | 0.5 | 0.5 | 0.5 | 0.5 | 0.05 | 0.05 | 0.05 | 0.05 | 0.05 | 0.05 | From eQ_Lib.dat in MASControl 2017
D_EPr_Gym_LitLF_Yr | Lighting | FRACTION | Sun | 2014-04-13 | 2014-06-12 | Constant | 0.05 | [23 empty] | From eQ_Lib.dat in MASControl 2017
D_EPr_Gym_LitLF_Yr | Lighting | FRACTION | SmrDsn | 2014-06-13 | 2014-08-16 | Constant | 1 | [23 empty] | From eQ_Lib.dat in MASControl 2017
D_EPr_Gym_LitLF_Yr | Lighting | FRACTION | WntrDsn | 2014-06-13 | 2014-08-16 | Constant | 0 | [23 empty] | From eQ_Lib.dat in MASControl 2017
D_EPr_Gym_LitLF_Yr | Lighting | FRACTION | Default | 2014-06-13 | 2014-08-16 | Constant | 0.02 | [23 empty] | From eQ_Lib.dat in MASControl 2017
D_EPr_Gym_LitLF_Yr | Lighting | FRACTION | Default¦Wkdy | 2014-08-17 | 2014-12-11 | Hourly | 0.05 | 0.05 | 0.05 | 0.05 | 0.05 | 0.05 | 0.05 | 0.5964 | 0.9 | 0.9 | 0.9 | 0.9 | 0.7786 | 0.9 | 0.9 | 0.5964 | 0.5964 | 0.5964 | 0.05 | 0.05 | 0.05 | 0.05 | 0.05 | 0.05 | From eQ_Lib.dat in MASControl 2017
D_EPr_Gym_LitLF_Yr | Lighting | FRACTION | Sat | 2014-08-17 | 2014-12-11 | Hourly | 0.05 | 0.05 | 0.05 | 0.05 | 0.05 | 0.05 | 0.05 | 0.1288 | 0.5 | 0.5 | 0.5 | 0.5 | 0.5 | 0.5 | 0.5 | 0.5 | 0.5 | 0.5 | 0.05 | 0.05 | 0.05 | 0.05 | 0.05 | 0.05 | From eQ_Lib.dat in MASControl 2017
D_EPr_Gym_LitLF_Yr | Lighting | FRACTION | Sun | 2014-08-17 | 2014-12-11 | Constant | 0.05 | [23 empty] | From eQ_Lib.dat in MASControl 2017
D_EPr_Gym_LitLF_Yr | Lighting | FRACTION | SmrDsn | 2014-12-12 | 2014-12-31 | Constant | 1 | [23 empty] | From eQ_Lib.dat in MASControl 2017
D_EPr_Gym_LitLF_Yr | Lighting | FRACTION | WntrDsn | 2014-12-12 | 2014-12-31 | Constant | 0 | [23 empty] | From eQ_Lib.dat in MASControl 2017
D_EPr_Gym_LitLF_Yr | Lighting | FRACTION | Default | 2014-12-12 | 2014-12-31 | Constant | 0.02 | [23 empty] | From eQ_Lib.dat in MASControl 2017
D_EPr_Gym_LitLF_Yr | Lighting | FRACTION | WntrDsn | 2014-01-01 | 2014-12-31 | Constant | 0 | [23 empty] | From eQ_Lib.dat in MASControl 2017
D_EPr_Gym_LitLF_Yr | Lighting | FRACTION | SmrDsn | 2014-01-01 | 2014-12-31 | Constant | 1 | [23 empty] | From eQ_Lib.dat in MASControl 2017
D_EPr_Gym_LitLF_Yr | Lighting | FRACTION | Hol | 2014-01-01 | 2014-12-31 | Constant | 0.05 | [23 empty] | From eQ_Lib.dat in MASControl 2017
D_EPr_Gym_LitSp_Yr | Lighting | FRACTION | SmrDsn | 2014-01-01 | 2014-01-04 | Constant | 1 | [23 empty] | From eQ_Lib.dat in MASControl 2017
D_EPr_Gym_LitSp_Yr | Lighting | FRACTION | WntrDsn | 2014-01-01 | 2014-01-04 | Constant | 0 | [23 empty] | From eQ_Lib.dat in MASControl 2017
D_EPr_Gym_LitSp_Yr | Lighting | FRACTION | Default | 2014-01-01 | 2014-01-04 | Constant | 0.02 | [23 empty] | From eQ_Lib.dat in MASControl 2017
D_EPr_Gym_LitSp_Yr | Lighting | FRACTION | Default¦Wkdy | 2014-01-05 | 2014-04-03 | Hourly | 0.05 | 0.05 | 0.05 | 0.05 | 0.05 | 0.05 | 0.05 | 0.5 | 0.75 | 0.75 | 0.75 | 0.75 | 0.65 | 0.75 | 0.75 | 0.5 | 0.5 | 0.5 | 0.05 | 0.05 | 0.05 | 0.05 | 0.05 | 0.05 | From eQ_Lib.dat in MASControl 2017
D_EPr_Gym_LitSp_Yr | Lighting | FRACTION | Sat | 2014-01-05 | 2014-04-03 | Hourly | 0.05 | 0.05 | 0.05 | 0.05 | 0.05 | 0.05 | 0.05 | 0.12 | 0.45 | 0.45 | 0.45 | 0.45 | 0.45 | 0.45 | 0.45 | 0.45 | 0.45 | 0.45 | 0.05 | 0.05 | 0.05 | 0.05 | 0.05 | 0.05 | From eQ_Lib.dat in MASControl 2017
D_EPr_Gym_LitSp_Yr | Lighting | FRACTION | Sun | 2014-01-05 | 2014-04-03 | Constant | 0.05 | [23 empty] | From eQ_Lib.dat in MASControl 2017
D_EPr_Gym_LitSp_Yr | Lighting | FRACTION | SmrDsn | 2014-04-04 | 2014-04-12 | Constant | 1 | [23 empty] | From eQ_Lib.dat in MASControl 2017
D_EPr_Gym_LitSp_Yr | Lighting | FRACTION | WntrDsn | 2014-04-04 | 2014-04-12 | Constant | 0 | [23 empty] | From eQ_Lib.dat in MASControl 2017
D_EPr_Gym_LitSp_Yr | Lighting | FRACTION | Default | 2014-04-04 | 2014-04-12 | Constant | 0.02 | [23 empty] | From eQ_Lib.dat in MASControl 2017
D_EPr_Gym_LitSp_Yr | Lighting | FRACTION | Default¦Wkdy | 2014-04-13 | 2014-06-12 | Hourly | 0.05 | 0.05 | 0.05 | 0.05 | 0.05 | 0.05 | 0.05 | 0.5 | 0.75 | 0.75 | 0.75 | 0.75 | 0.65 | 0.75 | 0.75 | 0.5 | 0.5 | 0.5 | 0.05 | 0.05 | 0.05 | 0.05 | 0.05 | 0.05 | From eQ_Lib.dat in MASControl 2017
D_EPr_Gym_LitSp_Yr | Lighting | FRACTION | Sat | 2014-04-13 | 2014-06-12 | Hourly | 0.05 | 0.05 | 0.05 | 0.05 | 0.05 | 0.05 | 0.05 | 0.12 | 0.45 | 0.45 | 0.45 | 0.45 | 0.45 | 0.45 | 0.45 | 0.45 | 0.45 | 0.45 | 0.05 | 0.05 | 0.05 | 0.05 | 0.05 | 0.05 | From eQ_Lib.dat in MASControl 2017
D_EPr_Gym_LitSp_Yr | Lighting | FRACTION | Sun | 2014-04-13 | 2014-06-12 | Constant | 0.05 | [23 empty] | From eQ_Lib.dat in MASControl 2017
D_EPr_Gym_LitSp_Yr | Lighting | FRACTION | SmrDsn | 2014-06-13 | 2014-08-16 | Constant | 1 | [23 empty] | From eQ_Lib.dat in MASControl 2017
D_EPr_Gym_LitSp_Yr | Lighting | FRACTION | WntrDsn | 2014-06-13 | 2014-08-16 | Constant | 0 | [23 empty] | From eQ_Lib.dat in MASControl 2017
D_EPr_Gym_LitSp_Yr | Lighting | FRACTION | Default | 2014-06-13 | 2014-08-16 | Constant | 0.02 | [23 empty] | From eQ_Lib.dat in MASControl 2017
D_EPr_Gym_LitSp_Yr | Lighting | FRACTION | Default¦Wkdy | 2014-08-17 | 2014-12-11 | Hourly | 0.05 | 0.05 | 0.05 | 0.05 | 0.05 | 0.05 | 0.05 | 0.5 | 0.75 | 0.75 | 0.75 | 0.75 | 0.65 | 0.75 | 0.75 | 0.5 | 0.5 | 0.5 | 0.05 | 0.05 | 0.05 | 0.05 | 0.05 | 0.05 | From eQ_Lib.dat in MASControl 2017
D_EPr_Gym_LitSp_Yr | Lighting | FRACTION | Sat | 2014-08-17 | 2014-12-11 | Hourly | 0.05 | 0.05 | 0.05 | 0.05 | 0.05 | 0.05 | 0.05 | 0.12 | 0.45 | 0.45 | 0.45 | 0.45 | 0.45 | 0.45 | 0.45 | 0.45 | 0.45 | 0.45 | 0.05 | 0.05 | 0.05 | 0.05 | 0.05 | 0.05 | From eQ_Lib.dat in MASControl 2017
D_EPr_Gym_LitSp_Yr | Lighting | FRACTION | Sun | 2014-08-17 | 2014-12-11 | Constant | 0.05 | [23 empty] | From eQ_Lib.dat in MASControl 2017
D_EPr_Gym_LitSp_Yr | Lighting | FRACTION | SmrDsn | 2014-12-12 | 2014-12-31 | Constant | 1 | [23 empty] | From eQ_Lib.dat in MASControl 2017
D_EPr_Gym_LitSp_Yr | Lighting | FRACTION | WntrDsn | 2014-12-12 | 2014-12-31 | Constant | 0 | [23 empty] | From eQ_Lib.dat in MASControl 2017
D_EPr_Gym_LitSp_Yr | Lighting | FRACTION | Default | 2014-12-12 | 2014-12-31 | Constant | 0.02 | [23 empty] | From eQ_Lib.dat in MASControl 2017
D_EPr_Gym_LitSp_Yr | Lighting | FRACTION | WntrDsn | 2014-01-01 | 2014-12-31 | Constant | 0 | [23 empty] | From eQ_Lib.dat in MASControl 2017
D_EPr_Gym_LitSp_Yr | Lighting | FRACTION | SmrDsn | 2014-01-01 | 2014-12-31 | Constant | 1 | [23 empty] | From eQ_Lib.dat in MASControl 2017
D_EPr_Gym_LitSp_Yr | Lighting | FRACTION | Hol | 2014-01-01 | 2014-12-31 | Constant | 0.05 | [23 empty] | From eQ_Lib.dat in MASControl 2017
D_EPr_Ktchn_LitCFL_Yr | Lighting | FRACTION | SmrDsn | 2014-01-01 | 2014-01-04 | Constant | 1 | [23 empty] | From eQ_Lib.dat in MASControl 2017
D_EPr_Ktchn_LitCFL_Yr | Lighting | FRACTION | WntrDsn | 2014-01-01 | 2014-01-04 | Constant | 0 | [23 empty] | From eQ_Lib.dat in MASControl 2017
D_EPr_Ktchn_LitCFL_Yr | Lighting | FRACTION | Default | 2014-01-01 | 2014-01-04 | Constant | 0.02 | [23 empty] | From eQ_Lib.dat in MASControl 2017
D_EPr_Ktchn_LitCFL_Yr | Lighting | FRACTION | Default¦Wkdy | 2014-01-05 | 2014-04-03 | Hourly | 0.065 | 0.065 | 0.065 | 0.065 | 0.065 | 0.065 | 0.065 | 0.065 | 0.7539 | 1 | 1 | 1 | 1 | 1 | 1 | 0.065 | 0.065 | 0.065 | 0.065 | 0.065 | 0.065 | 0.065 | 0.065 | 0.065 | From eQ_Lib.dat in MASControl 2017
D_EPr_Ktchn_LitCFL_Yr | Lighting | FRACTION | Sat | 2014-01-05 | 2014-04-03 | Hourly | 0.065 | 0.065 | 0.065 | 0.065 | 0.065 | 0.065 | 0.065 | 0.065 | 0.065 | 0.3622 | 0.6 | 0.6 | 0.6 | 0.6 | 0.065 | 0.065 | 0.065 | 0.065 | 0.065 | 0.065 | 0.065 | 0.065 | 0.065 | 0.065 | From eQ_Lib.dat in MASControl 2017
D_EPr_Ktchn_LitCFL_Yr | Lighting | FRACTION | Sun | 2014-01-05 | 2014-04-03 | Constant | 0.05 | [23 empty] | From eQ_Lib.dat in MASControl 2017
D_EPr_Ktchn_LitCFL_Yr | Lighting | FRACTION | SmrDsn | 2014-04-04 | 2014-04-12 | Constant | 1 | [23 empty] | From eQ_Lib.dat in MASControl 2017
D_EPr_Ktchn_LitCFL_Yr | Lighting | FRACTION | WntrDsn | 2014-04-04 | 2014-04-12 | Constant | 0 | [23 empty] | From eQ_Lib.dat in MASControl 2017
D_EPr_Ktchn_LitCFL_Yr | Lighting | FRACTION | Default | 2014-04-04 | 2014-04-12 | Constant | 0.02 | [23 empty] | From eQ_Lib.dat in MASControl 2017
D_EPr_Ktchn_LitCFL_Yr | Lighting | FRACTION | Default¦Wkdy | 2014-04-13 | 2014-06-12 | Hourly | 0.065 | 0.065 | 0.065 | 0.065 | 0.065 | 0.065 | 0.065 | 0.065 | 0.7539 | 1 | 1 | 1 | 1 | 1 | 1 | 0.065 | 0.065 | 0.065 | 0.065 | 0.065 | 0.065 | 0.065 | 0.065 | 0.065 | From eQ_Lib.dat in MASControl 2017
D_EPr_Ktchn_LitCFL_Yr | Lighting | FRACTION | Sat | 2014-04-13 | 2014-06-12 | Hourly | 0.065 | 0.065 | 0.065 | 0.065 | 0.065 | 0.065 | 0.065 | 0.065 | 0.065 | 0.3622 | 0.6 | 0.6 | 0.6 | 0.6 | 0.065 | 0.065 | 0.065 | 0.065 | 0.065 | 0.065 | 0.065 | 0.065 | 0.065 | 0.065 | From eQ_Lib.dat in MASControl 2017
D_EPr_Ktchn_LitCFL_Yr | Lighting | FRACTION | Sun | 2014-04-13 | 2014-06-12 | Constant | 0.05 | [23 empty] | From eQ_Lib.dat in MASControl 2017
D_EPr_Ktchn_LitCFL_Yr | Lighting | FRACTION | SmrDsn | 2014-06-13 | 2014-08-16 | Constant | 1 | [23 empty] | From eQ_Lib.dat in MASControl 2017
D_EPr_Ktchn_LitCFL_Yr | Lighting | FRACTION | WntrDsn | 2014-06-13 | 2014-08-16 | Constant | 0 | [23 empty] | From eQ_Lib.dat in MASControl 2017
D_EPr_Ktchn_LitCFL_Yr | Lighting | FRACTION | Default | 2014-06-13 | 2014-08-16 | Constant | 0.02 | [23 empty] | From eQ_Lib.dat in MASControl 2017
D_EPr_Ktchn_LitCFL_Yr | Lighting | FRACTION | Default¦Wkdy | 2014-08-17 | 2014-12-11 | Hourly | 0.065 | 0.065 | 0.065 | 0.065 | 0.065 | 0.065 | 0.065 | 0.065 | 0.7539 | 1 | 1 | 1 | 1 | 1 | 1 | 0.065 | 0.065 | 0.065 | 0.065 | 0.065 | 0.065 | 0.065 | 0.065 | 0.065 | From eQ_Lib.dat in MASControl 2017
D_EPr_Ktchn_LitCFL_Yr | Lighting | FRACTION | Sat | 2014-08-17 | 2014-12-11 | Hourly | 0.065 | 0.065 | 0.065 | 0.065 | 0.065 | 0.065 | 0.065 | 0.065 | 0.065 | 0.3622 | 0.6 | 0.6 | 0.6 | 0.6 | 0.065 | 0.065 | 0.065 | 0.065 | 0.065 | 0.065 | 0.065 | 0.065 | 0.065 | 0.065 | From eQ_Lib.dat in MASControl 2017
D_EPr_Ktchn_LitCFL_Yr | Lighting | FRACTION | Sun | 2014-08-17 | 2014-12-11 | Constant | 0.05 | [23 empty] | From eQ_Lib.dat in MASControl 2017
D_EPr_Ktchn_LitCFL_Yr | Lighting | FRACTION | SmrDsn | 2014-12-12 | 2014-12-31 | Constant | 1 | [23 empty] | From eQ_Lib.dat in MASControl 2017
D_EPr_Ktchn_LitCFL_Yr | Lighting | FRACTION | WntrDsn | 2014-12-12 | 2014-12-31 | Constant | 0 | [23 empty] | From eQ_Lib.dat in MASControl 2017
D_EPr_Ktchn_LitCFL_Yr | Lighting | FRACTION | Default | 2014-12-12 | 2014-12-31 | Constant | 0.02 | [23 empty] | From eQ_Lib.dat in MASControl 2017
D_EPr_Ktchn_LitCFL_Yr | Lighting | FRACTION | WntrDsn | 2014-01-01 | 2014-12-31 | Constant | 0 | [23 empty] | From eQ_Lib.dat in MASControl 2017
D_EPr_Ktchn_LitCFL_Yr | Lighting | FRACTION | SmrDsn | 2014-01-01 | 2014-12-31 | Constant | 1 | [23 empty] | From eQ_Lib.dat in MASControl 2017
D_EPr_Ktchn_LitCFL_Yr | Lighting | FRACTION | Hol | 2014-01-01 | 2014-12-31 | Constant | 0.05 | [23 empty] | From eQ_Lib.dat in MASControl 2017
D_EPr_Ktchn_LitEx_Yr | Lighting | FRACTION | SmrDsn | 2014-01-01 | 2014-12-31 | Constant | 1 | [23 empty] | From eQ_Lib.dat in MASControl 2017
D_EPr_Ktchn_LitEx_Yr | Lighting | FRACTION | WntrDsn | 2014-01-01 | 2014-12-31 | Constant | 0 | [23 empty] | From eQ_Lib.dat in MASControl 2017
D_EPr_Ktchn_LitEx_Yr | Lighting | FRACTION | Default¦Hol | 2014-01-01 | 2014-12-31 | Constant | 1 | [23 empty] | From eQ_Lib.dat in MASControl 2017
D_EPr_Ktchn_LitLF_Yr | Lighting | FRACTION | SmrDsn | 2014-01-01 | 2014-01-04 | Constant | 1 | [23 empty] | From eQ_Lib.dat in MASControl 2017
D_EPr_Ktchn_LitLF_Yr | Lighting | FRACTION | WntrDsn | 2014-01-01 | 2014-01-04 | Constant | 0 | [23 empty] | From eQ_Lib.dat in MASControl 2017
D_EPr_Ktchn_LitLF_Yr | Lighting | FRACTION | Default | 2014-01-01 | 2014-01-04 | Constant | 0.02 | [23 empty] | From eQ_Lib.dat in MASControl 2017
D_EPr_Ktchn_LitLF_Yr | Lighting | FRACTION | Default¦Wkdy | 2014-01-05 | 2014-04-03 | Hourly | 0.05 | 0.05 | 0.05 | 0.05 | 0.05 | 0.05 | 0.05 | 0.05 | 0.75 | 1 | 1 | 1 | 1 | 1 | 1 | 0.05 | 0.05 | 0.05 | 0.05 | 0.05 | 0.05 | 0.05 | 0.05 | 0.05 | From eQ_Lib.dat in MASControl 2017
D_EPr_Ktchn_LitLF_Yr | Lighting | FRACTION | Sat | 2014-01-05 | 2014-04-03 | Hourly | 0.05 | 0.05 | 0.05 | 0.05 | 0.05 | 0.05 | 0.05 | 0.05 | 0.05 | 0.3556 | 0.6 | 0.6 | 0.6 | 0.6 | 0.05 | 0.05 | 0.05 | 0.05 | 0.05 | 0.05 | 0.05 | 0.05 | 0.05 | 0.05 | From eQ_Lib.dat in MASControl 2017
D_EPr_Ktchn_LitLF_Yr | Lighting | FRACTION | Sun | 2014-01-05 | 2014-04-03 | Constant | 0.05 | [23 empty] | From eQ_Lib.dat in MASControl 2017
D_EPr_Ktchn_LitLF_Yr | Lighting | FRACTION | SmrDsn | 2014-04-04 | 2014-04-12 | Constant | 1 | [23 empty] | From eQ_Lib.dat in MASControl 2017
D_EPr_Ktchn_LitLF_Yr | Lighting | FRACTION | WntrDsn | 2014-04-04 | 2014-04-12 | Constant | 0 | [23 empty] | From eQ_Lib.dat in MASControl 2017
D_EPr_Ktchn_LitLF_Yr | Lighting | FRACTION | Default | 2014-04-04 | 2014-04-12 | Constant | 0.02 | [23 empty] | From eQ_Lib.dat in MASControl 2017
D_EPr_Ktchn_LitLF_Yr | Lighting | FRACTION | Default¦Wkdy | 2014-04-13 | 2014-06-12 | Hourly | 0.05 | 0.05 | 0.05 | 0.05 | 0.05 | 0.05 | 0.05 | 0.05 | 0.75 | 1 | 1 | 1 | 1 | 1 | 1 | 0.05 | 0.05 | 0.05 | 0.05 | 0.05 | 0.05 | 0.05 | 0.05 | 0.05 | From eQ_Lib.dat in MASControl 2017
D_EPr_Ktchn_LitLF_Yr | Lighting | FRACTION | Sat | 2014-04-13 | 2014-06-12 | Hourly | 0.05 | 0.05 | 0.05 | 0.05 | 0.05 | 0.05 | 0.05 | 0.05 | 0.05 | 0.3556 | 0.6 | 0.6 | 0.6 | 0.6 | 0.05 | 0.05 | 0.05 | 0.05 | 0.05 | 0.05 | 0.05 | 0.05 | 0.05 | 0.05 | From eQ_Lib.dat in MASControl 2017
D_EPr_Ktchn_LitLF_Yr | Lighting | FRACTION | Sun | 2014-04-13 | 2014-06-12 | Constant | 0.05 | [23 empty] | From eQ_Lib.dat in MASControl 2017
D_EPr_Ktchn_LitLF_Yr | Lighting | FRACTION | SmrDsn | 2014-06-13 | 2014-08-16 | Constant | 1 | [23 empty] | From eQ_Lib.dat in MASControl 2017
D_EPr_Ktchn_LitLF_Yr | Lighting | FRACTION | WntrDsn | 2014-06-13 | 2014-08-16 | Constant | 0 | [23 empty] | From eQ_Lib.dat in MASControl 2017
D_EPr_Ktchn_LitLF_Yr | Lighting | FRACTION | Default | 2014-06-13 | 2014-08-16 | Constant | 0.02 | [23 empty] | From eQ_Lib.dat in MASControl 2017
D_EPr_Ktchn_LitLF_Yr | Lighting | FRACTION | Default¦Wkdy | 2014-08-17 | 2014-12-11 | Hourly | 0.05 | 0.05 | 0.05 | 0.05 | 0.05 | 0.05 | 0.05 | 0.05 | 0.75 | 1 | 1 | 1 | 1 | 1 | 1 | 0.05 | 0.05 | 0.05 | 0.05 | 0.05 | 0.05 | 0.05 | 0.05 | 0.05 | From eQ_Lib.dat in MASControl 2017
D_EPr_Ktchn_LitLF_Yr | Lighting | FRACTION | Sat | 2014-08-17 | 2014-12-11 | Hourly | 0.05 | 0.05 | 0.05 | 0.05 | 0.05 | 0.05 | 0.05 | 0.05 | 0.05 | 0.3556 | 0.6 | 0.6 | 0.6 | 0.6 | 0.05 | 0.05 | 0.05 | 0.05 | 0.05 | 0.05 | 0.05 | 0.05 | 0.05 | 0.05 | From eQ_Lib.dat in MASControl 2017
D_EPr_Ktchn_LitLF_Yr | Lighting | FRACTION | Sun | 2014-08-17 | 2014-12-11 | Constant | 0.05 | [23 empty] | From eQ_Lib.dat in MASControl 2017
D_EPr_Ktchn_LitLF_Yr | Lighting | FRACTION | SmrDsn | 2014-12-12 | 2014-12-31 | Constant | 1 | [23 empty] | From eQ_Lib.dat in MASControl 2017
D_EPr_Ktchn_LitLF_Yr | Lighting | FRACTION | WntrDsn | 2014-12-12 | 2014-12-31 | Constant | 0 | [23 empty] | From eQ_Lib.dat in MASControl 2017
D_EPr_Ktchn_LitLF_Yr | Lighting | FRACTION | Default | 2014-12-12 | 2014-12-31 | Constant | 0.02 | [23 empty] | From eQ_Lib.dat in MASControl 2017
D_EPr_Ktchn_LitLF_Yr | Lighting | FRACTION | WntrDsn | 2014-01-01 | 2014-12-31 | Constant | 0 | [23 empty] | From eQ_Lib.dat in MASControl 2017
D_EPr_Ktchn_LitLF_Yr | Lighting | FRACTION | SmrDsn | 2014-01-01 | 2014-12-31 | Constant | 1 | [23 empty] | From eQ_Lib.dat in MASControl 2017
D_EPr_Ktchn_LitLF_Yr | Lighting | FRACTION | Hol | 2014-01-01 | 2014-12-31 | Constant | 0.05 | [23 empty] | From eQ_Lib.dat in MASControl 2017
D_EPr_Ktchn_LitSp_Yr | Lighting | FRACTION | SmrDsn | 2014-01-01 | 2014-01-04 | Constant | 1 | [23 empty] | From eQ_Lib.dat in MASControl 2017
D_EPr_Ktchn_LitSp_Yr | Lighting | FRACTION | WntrDsn | 2014-01-01 | 2014-01-04 | Constant | 0 | [23 empty] | From eQ_Lib.dat in MASControl 2017
D_EPr_Ktchn_LitSp_Yr | Lighting | FRACTION | Default | 2014-01-01 | 2014-01-04 | Constant | 0.02 | [23 empty] | From eQ_Lib.dat in MASControl 2017
D_EPr_Ktchn_LitSp_Yr | Lighting | FRACTION | Default¦Wkdy | 2014-01-05 | 2014-04-03 | Hourly | 0.05 | 0.05 | 0.05 | 0.05 | 0.05 | 0.05 | 0.05 | 0.05 | 0.75 | 1 | 1 | 1 | 1 | 1 | 1 | 0.05 | 0.05 | 0.05 | 0.05 | 0.05 | 0.05 | 0.05 | 0.05 | 0.05 | From eQ_Lib.dat in MASControl 2017
D_EPr_Ktchn_LitSp_Yr | Lighting | FRACTION | Sat | 2014-01-05 | 2014-04-03 | Hourly | 0.05 | 0.05 | 0.05 | 0.05 | 0.05 | 0.05 | 0.05 | 0.05 | 0.05 | 0.3 | 0.5 | 0.5 | 0.5 | 0.5 | 0.05 | 0.05 | 0.05 | 0.05 | 0.05 | 0.05 | 0.05 | 0.05 | 0.05 | 0.05 | From eQ_Lib.dat in MASControl 2017
D_EPr_Ktchn_LitSp_Yr | Lighting | FRACTION | Sun | 2014-01-05 | 2014-04-03 | Constant | 0.05 | [23 empty] | From eQ_Lib.dat in MASControl 2017
D_EPr_Ktchn_LitSp_Yr | Lighting | FRACTION | SmrDsn | 2014-04-04 | 2014-04-12 | Constant | 1 | [23 empty] | From eQ_Lib.dat in MASControl 2017
D_EPr_Ktchn_LitSp_Yr | Lighting | FRACTION | WntrDsn | 2014-04-04 | 2014-04-12 | Constant | 0 | [23 empty] | From eQ_Lib.dat in MASControl 2017
D_EPr_Ktchn_LitSp_Yr | Lighting | FRACTION | Default | 2014-04-04 | 2014-04-12 | Constant | 0.02 | [23 empty] | From eQ_Lib.dat in MASControl 2017
D_EPr_Ktchn_LitSp_Yr | Lighting | FRACTION | Default¦Wkdy | 2014-04-13 | 2014-06-12 | Hourly | 0.05 | 0.05 | 0.05 | 0.05 | 0.05 | 0.05 | 0.05 | 0.05 | 0.75 | 1 | 1 | 1 | 1 | 1 | 1 | 0.05 | 0.05 | 0.05 | 0.05 | 0.05 | 0.05 | 0.05 | 0.05 | 0.05 | From eQ_Lib.dat in MASControl 2017
D_EPr_Ktchn_LitSp_Yr | Lighting | FRACTION | Sat | 2014-04-13 | 2014-06-12 | Hourly | 0.05 | 0.05 | 0.05 | 0.05 | 0.05 | 0.05 | 0.05 | 0.05 | 0.05 | 0.3 | 0.5 | 0.5 | 0.5 | 0.5 | 0.05 | 0.05 | 0.05 | 0.05 | 0.05 | 0.05 | 0.05 | 0.05 | 0.05 | 0.05 | From eQ_Lib.dat in MASControl 2017
D_EPr_Ktchn_LitSp_Yr | Lighting | FRACTION | Sun | 2014-04-13 | 2014-06-12 | Constant | 0.05 | [23 empty] | From eQ_Lib.dat in MASControl 2017
D_EPr_Ktchn_LitSp_Yr | Lighting | FRACTION | SmrDsn | 2014-06-13 | 2014-08-16 | Constant | 1 | [23 empty] | From eQ_Lib.dat in MASControl 2017
D_EPr_Ktchn_LitSp_Yr | Lighting | FRACTION | WntrDsn | 2014-06-13 | 2014-08-16 | Constant | 0 | [23 empty] | From eQ_Lib.dat in MASControl 2017
D_EPr_Ktchn_LitSp_Yr | Lighting | FRACTION | Default | 2014-06-13 | 2014-08-16 | Constant | 0.02 | [23 empty] | From eQ_Lib.dat in MASControl 2017
D_EPr_Ktchn_LitSp_Yr | Lighting | FRACTION | Default¦Wkdy | 2014-08-17 | 2014-12-11 | Hourly | 0.05 | 0.05 | 0.05 | 0.05 | 0.05 | 0.05 | 0.05 | 0.05 | 0.75 | 1 | 1 | 1 | 1 | 1 | 1 | 0.05 | 0.05 | 0.05 | 0.05 | 0.05 | 0.05 | 0.05 | 0.05 | 0.05 | From eQ_Lib.dat in MASControl 2017
D_EPr_Ktchn_LitSp_Yr | Lighting | FRACTION | Sat | 2014-08-17 | 2014-12-11 | Hourly | 0.05 | 0.05 | 0.05 | 0.05 | 0.05 | 0.05 | 0.05 | 0.05 | 0.05 | 0.3 | 0.5 | 0.5 | 0.5 | 0.5 | 0.05 | 0.05 | 0.05 | 0.05 | 0.05 | 0.05 | 0.05 | 0.05 | 0.05 | 0.05 | From eQ_Lib.dat in MASControl 2017
D_EPr_Ktchn_LitSp_Yr | Lighting | FRACTION | Sun | 2014-08-17 | 2014-12-11 | Constant | 0.05 | [23 empty] | From eQ_Lib.dat in MASControl 2017
D_EPr_Ktchn_LitSp_Yr | Lighting | FRACTION | SmrDsn | 2014-12-12 | 2014-12-31 | Constant | 1 | [23 empty] | From eQ_Lib.dat in MASControl 2017
D_EPr_Ktchn_LitSp_Yr | Lighting | FRACTION | WntrDsn | 2014-12-12 | 2014-12-31 | Constant | 0 | [23 empty] | From eQ_Lib.dat in MASControl 2017
D_EPr_Ktchn_LitSp_Yr | Lighting | FRACTION | Default | 2014-12-12 | 2014-12-31 | Constant | 0.02 | [23 empty] | From eQ_Lib.dat in MASControl 2017
D_EPr_Ktchn_LitSp_Yr | Lighting | FRACTION | WntrDsn | 2014-01-01 | 2014-12-31 | Constant | 0 | [23 empty] | From eQ_Lib.dat in MASControl 2017
D_EPr_Ktchn_LitSp_Yr | Lighting | FRACTION | SmrDsn | 2014-01-01 | 2014-12-31 | Constant | 1 | [23 empty] | From eQ_Lib.dat in MASControl 2017
D_EPr_Ktchn_LitSp_Yr | Lighting | FRACTION | Hol | 2014-01-01 | 2014-12-31 | Constant | 0.05 | [23 empty] | From eQ_Lib.dat in MASControl 2017
D_ERC_Clrm_LitCFL_Yr | Lighting | FRACTION | Default¦Wkdy | 2014-01-01 | 2014-01-04 | Constant | 0.02 | [23 empty] | From eQ_Lib.dat in MASControl 2017
D_ERC_Clrm_LitCFL_Yr | Lighting | FRACTION | Sat | 2014-01-01 | 2014-01-04 | Hourly | 0.05 | 0.05 | 0.05 | 0.05 | 0.05 | 0.05 | 0.05 | 0.225 | 0.225 | 0.225 | 0.225 | 0.225 | 0.225 | 0.225 | 0.225 | 0.225 | 0.05 | 0.05 | 0.05 | 0.05 | 0.05 | 0.05 | 0.05 | 0.05 | From eQ_Lib.dat in MASControl 2017
D_ERC_Clrm_LitCFL_Yr | Lighting | FRACTION | Sun | 2014-01-01 | 2014-01-04 | Constant | 0.02 | [23 empty] | From eQ_Lib.dat in MASControl 2017
D_ERC_Clrm_LitCFL_Yr | Lighting | FRACTION | Default¦Wkdy | 2014-01-05 | 2014-04-03 | Hourly | 0.065 | 0.065 | 0.065 | 0.065 | 0.065 | 0.6063 | 0.6063 | 0.6063 | 0.6063 | 1 | 1 | 1 | 1 | 1 | 1 | 0.5571 | 0.5571 | 0.5571 | 0.5571 | 0.3603 | 0.1142 | 0.1142 | 0.1142 | 0.1142 | From eQ_Lib.dat in MASControl 2017
D_ERC_Clrm_LitCFL_Yr | Lighting | FRACTION | Sat | 2014-01-05 | 2014-04-03 | Hourly | 0.065 | 0.065 | 0.065 | 0.065 | 0.065 | 0.065 | 0.065 | 0.4 | 0.4 | 0.4 | 0.4 | 0.4 | 0.4 | 0.4 | 0.4 | 0.4 | 0.065 | 0.065 | 0.065 | 0.065 | 0.065 | 0.065 | 0.065 | 0.065 | From eQ_Lib.dat in MASControl 2017
D_ERC_Clrm_LitCFL_Yr | Lighting | FRACTION | Sun | 2014-01-05 | 2014-04-03 | Constant | 0.05 | [23 empty] | From eQ_Lib.dat in MASControl 2017
D_ERC_Clrm_LitCFL_Yr | Lighting | FRACTION | Default¦Wkdy | 2014-04-04 | 2014-04-12 | Constant | 0.02 | [23 empty] | From eQ_Lib.dat in MASControl 2017
D_ERC_Clrm_LitCFL_Yr | Lighting | FRACTION | Sat | 2014-04-04 | 2014-04-12 | Hourly | 0.05 | 0.05 | 0.05 | 0.05 | 0.05 | 0.05 | 0.05 | 0.225 | 0.225 | 0.225 | 0.225 | 0.225 | 0.225 | 0.225 | 0.225 | 0.225 | 0.05 | 0.05 | 0.05 | 0.05 | 0.05 | 0.05 | 0.05 | 0.05 | From eQ_Lib.dat in MASControl 2017
D_ERC_Clrm_LitCFL_Yr | Lighting | FRACTION | Sun | 2014-04-04 | 2014-04-12 | Constant | 0.02 | [23 empty] | From eQ_Lib.dat in MASControl 2017
D_ERC_Clrm_LitCFL_Yr | Lighting | FRACTION | Default¦Wkdy | 2014-04-13 | 2014-06-12 | Hourly | 0.065 | 0.065 | 0.065 | 0.065 | 0.065 | 0.6063 | 0.6063 | 0.6063 | 0.6063 | 1 | 1 | 1 | 1 | 1 | 1 | 0.5571 | 0.5571 | 0.5571 | 0.5571 | 0.3603 | 0.1142 | 0.1142 | 0.1142 | 0.1142 | From eQ_Lib.dat in MASControl 2017
D_ERC_Clrm_LitCFL_Yr | Lighting | FRACTION | Sat | 2014-04-13 | 2014-06-12 | Hourly | 0.065 | 0.065 | 0.065 | 0.065 | 0.065 | 0.065 | 0.065 | 0.4 | 0.4 | 0.4 | 0.4 | 0.4 | 0.4 | 0.4 | 0.4 | 0.4 | 0.065 | 0.065 | 0.065 | 0.065 | 0.065 | 0.065 | 0.065 | 0.065 | From eQ_Lib.dat in MASControl 2017
D_ERC_Clrm_LitCFL_Yr | Lighting | FRACTION | Sun | 2014-04-13 | 2014-06-12 | Constant | 0.05 | [23 empty] | From eQ_Lib.dat in MASControl 2017
D_ERC_Clrm_LitCFL_Yr | Lighting | FRACTION | Default¦Wkdy | 2014-06-13 | 2014-08-16 | Constant | 0.02 | [23 empty] | From eQ_Lib.dat in MASControl 2017
D_ERC_Clrm_LitCFL_Yr | Lighting | FRACTION | Sat | 2014-06-13 | 2014-08-16 | Hourly | 0.05 | 0.05 | 0.05 | 0.05 | 0.05 | 0.05 | 0.05 | 0.225 | 0.225 | 0.225 | 0.225 | 0.225 | 0.225 | 0.225 | 0.225 | 0.225 | 0.05 | 0.05 | 0.05 | 0.05 | 0.05 | 0.05 | 0.05 | 0.05 | From eQ_Lib.dat in MASControl 2017
D_ERC_Clrm_LitCFL_Yr | Lighting | FRACTION | Sun | 2014-06-13 | 2014-08-16 | Constant | 0.02 | [23 empty] | From eQ_Lib.dat in MASControl 2017
D_ERC_Clrm_LitCFL_Yr | Lighting | FRACTION | Default¦Wkdy | 2014-08-17 | 2014-12-11 | Hourly | 0.065 | 0.065 | 0.065 | 0.065 | 0.065 | 0.6063 | 0.6063 | 0.6063 | 0.6063 | 1 | 1 | 1 | 1 | 1 | 1 | 0.5571 | 0.5571 | 0.5571 | 0.5571 | 0.3603 | 0.1142 | 0.1142 | 0.1142 | 0.1142 | From eQ_Lib.dat in MASControl 2017
D_ERC_Clrm_LitCFL_Yr | Lighting | FRACTION | Sat | 2014-08-17 | 2014-12-11 | Hourly | 0.065 | 0.065 | 0.065 | 0.065 | 0.065 | 0.065 | 0.065 | 0.4 | 0.4 | 0.4 | 0.4 | 0.4 | 0.4 | 0.4 | 0.4 | 0.4 | 0.065 | 0.065 | 0.065 | 0.065 | 0.065 | 0.065 | 0.065 | 0.065 | From eQ_Lib.dat in MASControl 2017
D_ERC_Clrm_LitCFL_Yr | Lighting | FRACTION | Sun | 2014-08-17 | 2014-12-11 | Constant | 0.05 | [23 empty] | From eQ_Lib.dat in MASControl 2017
D_ERC_Clrm_LitCFL_Yr | Lighting | FRACTION | Default¦Wkdy | 2014-12-12 | 2014-12-31 | Constant | 0.02 | [23 empty] | From eQ_Lib.dat in MASControl 2017
D_ERC_Clrm_LitCFL_Yr | Lighting | FRACTION | Sat | 2014-12-12 | 2014-12-31 | Hourly | 0.05 | 0.05 | 0.05 | 0.05 | 0.05 | 0.05 | 0.05 | 0.225 | 0.225 | 0.225 | 0.225 | 0.225 | 0.225 | 0.225 | 0.225 | 0.225 | 0.05 | 0.05 | 0.05 | 0.05 | 0.05 | 0.05 | 0.05 | 0.05 | From eQ_Lib.dat in MASControl 2017
D_ERC_Clrm_LitCFL_Yr | Lighting | FRACTION | Sun | 2014-12-12 | 2014-12-31 | Constant | 0.02 | [23 empty] | From eQ_Lib.dat in MASControl 2017
D_ERC_Clrm_LitCFL_Yr | Lighting | FRACTION | WntrDsn | 2014-01-01 | 2014-12-31 | Constant | 0 | [23 empty] | From eQ_Lib.dat in MASControl 2017
D_ERC_Clrm_LitCFL_Yr | Lighting | FRACTION | SmrDsn | 2014-01-01 | 2014-12-31 | Constant | 1 | [23 empty] | From eQ_Lib.dat in MASControl 2017
D_ERC_Clrm_LitCFL_Yr | Lighting | FRACTION | Hol | 2014-01-01 | 2014-12-31 | Constant | 0.02 | [23 empty] | From eQ_Lib.dat in MASControl 2017
D_ERC_Clrm_LitEx_Yr | Lighting | FRACTION | SmrDsn | 2014-01-01 | 2014-12-31 | Constant | 1 | [23 empty] | From eQ_Lib.dat in MASControl 2017
D_ERC_Clrm_LitEx_Yr | Lighting | FRACTION | WntrDsn | 2014-01-01 | 2014-12-31 | Constant | 0 | [23 empty] | From eQ_Lib.dat in MASControl 2017
D_ERC_Clrm_LitEx_Yr | Lighting | FRACTION | Default¦Hol | 2014-01-01 | 2014-12-31 | Constant | 1 | [23 empty] | From eQ_Lib.dat in MASControl 2017
D_ERC_Clrm_LitLF_Yr | Lighting | FRACTION | Default¦Wkdy | 2014-01-01 | 2014-01-04 | Constant | 0.02 | [23 empty] | From eQ_Lib.dat in MASControl 2017
D_ERC_Clrm_LitLF_Yr | Lighting | FRACTION | Sat | 2014-01-01 | 2014-01-04 | Hourly | 0.05 | 0.05 | 0.05 | 0.05 | 0.05 | 0.05 | 0.05 | 0.225 | 0.225 | 0.225 | 0.225 | 0.225 | 0.225 | 0.225 | 0.225 | 0.225 | 0.05 | 0.05 | 0.05 | 0.05 | 0.05 | 0.05 | 0.05 | 0.05 | From eQ_Lib.dat in MASControl 2017
D_ERC_Clrm_LitLF_Yr | Lighting | FRACTION | Sun | 2014-01-01 | 2014-01-04 | Constant | 0.02 | [23 empty] | From eQ_Lib.dat in MASControl 2017
D_ERC_Clrm_LitLF_Yr | Lighting | FRACTION | Default¦Wkdy | 2014-01-05 | 2014-04-03 | Hourly | 0.05 | 0.05 | 0.05 | 0.05 | 0.05 | 0.6 | 0.6 | 0.6 | 0.6 | 1 | 1 | 1 | 1 | 1 | 1 | 0.55 | 0.55 | 0.55 | 0.55 | 0.35 | 0.1 | 0.1 | 0.1 | 0.1 | From eQ_Lib.dat in MASControl 2017
D_ERC_Clrm_LitLF_Yr | Lighting | FRACTION | Sat | 2014-01-05 | 2014-04-03 | Hourly | 0.05 | 0.05 | 0.05 | 0.05 | 0.05 | 0.05 | 0.05 | 0.4 | 0.4 | 0.4 | 0.4 | 0.4 | 0.4 | 0.4 | 0.4 | 0.4 | 0.05 | 0.05 | 0.05 | 0.05 | 0.05 | 0.05 | 0.05 | 0.05 | From eQ_Lib.dat in MASControl 2017
D_ERC_Clrm_LitLF_Yr | Lighting | FRACTION | Sun | 2014-01-05 | 2014-04-03 | Constant | 0.05 | [23 empty] | From eQ_Lib.dat in MASControl 2017
D_ERC_Clrm_LitLF_Yr | Lighting | FRACTION | Default¦Wkdy | 2014-04-04 | 2014-04-12 | Constant | 0.02 | [23 empty] | From eQ_Lib.dat in MASControl 2017
D_ERC_Clrm_LitLF_Yr | Lighting | FRACTION | Sat | 2014-04-04 | 2014-04-12 | Hourly | 0.05 | 0.05 | 0.05 | 0.05 | 0.05 | 0.05 | 0.05 | 0.225 | 0.225 | 0.225 | 0.225 | 0.225 | 0.225 | 0.225 | 0.225 | 0.225 | 0.05 | 0.05 | 0.05 | 0.05 | 0.05 | 0.05 | 0.05 | 0.05 | From eQ_Lib.dat in MASControl 2017
D_ERC_Clrm_LitLF_Yr | Lighting | FRACTION | Sun | 2014-04-04 | 2014-04-12 | Constant | 0.02 | [23 empty] | From eQ_Lib.dat in MASControl 2017
D_ERC_Clrm_LitLF_Yr | Lighting | FRACTION | Default¦Wkdy | 2014-04-13 | 2014-06-12 | Hourly | 0.05 | 0.05 | 0.05 | 0.05 | 0.05 | 0.6 | 0.6 | 0.6 | 0.6 | 1 | 1 | 1 | 1 | 1 | 1 | 0.55 | 0.55 | 0.55 | 0.55 | 0.35 | 0.1 | 0.1 | 0.1 | 0.1 | From eQ_Lib.dat in MASControl 2017
D_ERC_Clrm_LitLF_Yr | Lighting | FRACTION | Sat | 2014-04-13 | 2014-06-12 | Hourly | 0.05 | 0.05 | 0.05 | 0.05 | 0.05 | 0.05 | 0.05 | 0.4 | 0.4 | 0.4 | 0.4 | 0.4 | 0.4 | 0.4 | 0.4 | 0.4 | 0.05 | 0.05 | 0.05 | 0.05 | 0.05 | 0.05 | 0.05 | 0.05 | From eQ_Lib.dat in MASControl 2017
D_ERC_Clrm_LitLF_Yr | Lighting | FRACTION | Sun | 2014-04-13 | 2014-06-12 | Constant | 0.05 | [23 empty] | From eQ_Lib.dat in MASControl 2017
D_ERC_Clrm_LitLF_Yr | Lighting | FRACTION | Default¦Wkdy | 2014-06-13 | 2014-08-16 | Constant | 0.02 | [23 empty] | From eQ_Lib.dat in MASControl 2017
D_ERC_Clrm_LitLF_Yr | Lighting | FRACTION | Sat | 2014-06-13 | 2014-08-16 | Hourly | 0.05 | 0.05 | 0.05 | 0.05 | 0.05 | 0.05 | 0.05 | 0.225 | 0.225 | 0.225 | 0.225 | 0.225 | 0.225 | 0.225 | 0.225 | 0.225 | 0.05 | 0.05 | 0.05 | 0.05 | 0.05 | 0.05 | 0.05 | 0.05 | From eQ_Lib.dat in MASControl 2017
D_ERC_Clrm_LitLF_Yr | Lighting | FRACTION | Sun | 2014-06-13 | 2014-08-16 | Constant | 0.02 | [23 empty] | From eQ_Lib.dat in MASControl 2017
D_ERC_Clrm_LitLF_Yr | Lighting | FRACTION | Default¦Wkdy | 2014-08-17 | 2014-12-11 | Hourly | 0.05 | 0.05 | 0.05 | 0.05 | 0.05 | 0.6 | 0.6 | 0.6 | 0.6 | 1 | 1 | 1 | 1 | 1 | 1 | 0.55 | 0.55 | 0.55 | 0.55 | 0.35 | 0.1 | 0.1 | 0.1 | 0.1 | From eQ_Lib.dat in MASControl 2017
D_ERC_Clrm_LitLF_Yr | Lighting | FRACTION | Sat | 2014-08-17 | 2014-12-11 | Hourly | 0.05 | 0.05 | 0.05 | 0.05 | 0.05 | 0.05 | 0.05 | 0.4 | 0.4 | 0.4 | 0.4 | 0.4 | 0.4 | 0.4 | 0.4 | 0.4 | 0.05 | 0.05 | 0.05 | 0.05 | 0.05 | 0.05 | 0.05 | 0.05 | From eQ_Lib.dat in MASControl 2017
D_ERC_Clrm_LitLF_Yr | Lighting | FRACTION | Sun | 2014-08-17 | 2014-12-11 | Constant | 0.05 | [23 empty] | From eQ_Lib.dat in MASControl 2017
D_ERC_Clrm_LitLF_Yr | Lighting | FRACTION | Default¦Wkdy | 2014-12-12 | 2014-12-31 | Constant | 0.02 | [23 empty] | From eQ_Lib.dat in MASControl 2017
D_ERC_Clrm_LitLF_Yr | Lighting | FRACTION | Sat | 2014-12-12 | 2014-12-31 | Hourly | 0.05 | 0.05 | 0.05 | 0.05 | 0.05 | 0.05 | 0.05 | 0.225 | 0.225 | 0.225 | 0.225 | 0.225 | 0.225 | 0.225 | 0.225 | 0.225 | 0.05 | 0.05 | 0.05 | 0.05 | 0.05 | 0.05 | 0.05 | 0.05 | From eQ_Lib.dat in MASControl 2017
D_ERC_Clrm_LitLF_Yr | Lighting | FRACTION | Sun | 2014-12-12 | 2014-12-31 | Constant | 0.02 | [23 empty] | From eQ_Lib.dat in MASControl 2017
D_ERC_Clrm_LitLF_Yr | Lighting | FRACTION | WntrDsn | 2014-01-01 | 2014-12-31 | Constant | 0 | [23 empty] | From eQ_Lib.dat in MASControl 2017
D_ERC_Clrm_LitLF_Yr | Lighting | FRACTION | SmrDsn | 2014-01-01 | 2014-12-31 | Constant | 1 | [23 empty] | From eQ_Lib.dat in MASControl 2017
D_ERC_Clrm_LitLF_Yr | Lighting | FRACTION | Hol | 2014-01-01 | 2014-12-31 | Constant | 0.02 | [23 empty] | From eQ_Lib.dat in MASControl 2017
D_ERC_Clrm_LitSp_Yr | Lighting | FRACTION | Default¦Wkdy | 2014-01-01 | 2014-01-04 | Constant | 0.02 | [23 empty] | From eQ_Lib.dat in MASControl 2017
D_ERC_Clrm_LitSp_Yr | Lighting | FRACTION | Sat | 2014-01-01 | 2014-01-04 | Hourly | 0.05 | 0.05 | 0.05 | 0.05 | 0.05 | 0.05 | 0.05 | 0.225 | 0.225 | 0.225 | 0.225 | 0.225 | 0.225 | 0.225 | 0.225 | 0.225 | 0.05 | 0.05 | 0.05 | 0.05 | 0.05 | 0.05 | 0.05 | 0.05 | From eQ_Lib.dat in MASControl 2017
D_ERC_Clrm_LitSp_Yr | Lighting | FRACTION | Sun | 2014-01-01 | 2014-01-04 | Constant | 0.02 | [23 empty] | From eQ_Lib.dat in MASControl 2017
D_ERC_Clrm_LitSp_Yr | Lighting | FRACTION | Default¦Wkdy | 2014-01-05 | 2014-04-03 | Hourly | 0.05 | 0.05 | 0.05 | 0.05 | 0.05 | 0.6 | 0.6 | 0.6 | 0.6 | 1 | 1 | 1 | 1 | 1 | 1 | 0.55 | 0.55 | 0.55 | 0.55 | 0.35 | 0.1 | 0.1 | 0.1 | 0.1 | From eQ_Lib.dat in MASControl 2017
D_ERC_Clrm_LitSp_Yr | Lighting | FRACTION | Sat | 2014-01-05 | 2014-04-03 | Hourly | 0.05 | 0.05 | 0.05 | 0.05 | 0.05 | 0.05 | 0.05 | 0.3 | 0.3 | 0.3 | 0.3 | 0.3 | 0.3 | 0.3 | 0.3 | 0.3 | 0.05 | 0.05 | 0.05 | 0.05 | 0.05 | 0.05 | 0.05 | 0.05 | From eQ_Lib.dat in MASControl 2017
D_ERC_Clrm_LitSp_Yr | Lighting | FRACTION | Sun | 2014-01-05 | 2014-04-03 | Constant | 0.05 | [23 empty] | From eQ_Lib.dat in MASControl 2017
D_ERC_Clrm_LitSp_Yr | Lighting | FRACTION | Default¦Wkdy | 2014-04-04 | 2014-04-12 | Constant | 0.02 | [23 empty] | From eQ_Lib.dat in MASControl 2017
D_ERC_Clrm_LitSp_Yr | Lighting | FRACTION | Sat | 2014-04-04 | 2014-04-12 | Hourly | 0.05 | 0.05 | 0.05 | 0.05 | 0.05 | 0.05 | 0.05 | 0.225 | 0.225 | 0.225 | 0.225 | 0.225 | 0.225 | 0.225 | 0.225 | 0.225 | 0.05 | 0.05 | 0.05 | 0.05 | 0.05 | 0.05 | 0.05 | 0.05 | From eQ_Lib.dat in MASControl 2017
D_ERC_Clrm_LitSp_Yr | Lighting | FRACTION | Sun | 2014-04-04 | 2014-04-12 | Constant | 0.02 | [23 empty] | From eQ_Lib.dat in MASControl 2017
D_ERC_Clrm_LitSp_Yr | Lighting | FRACTION | Default¦Wkdy | 2014-04-13 | 2014-06-12 | Hourly | 0.05 | 0.05 | 0.05 | 0.05 | 0.05 | 0.6 | 0.6 | 0.6 | 0.6 | 1 | 1 | 1 | 1 | 1 | 1 | 0.55 | 0.55 | 0.55 | 0.55 | 0.35 | 0.1 | 0.1 | 0.1 | 0.1 | From eQ_Lib.dat in MASControl 2017
D_ERC_Clrm_LitSp_Yr | Lighting | FRACTION | Sat | 2014-04-13 | 2014-06-12 | Hourly | 0.05 | 0.05 | 0.05 | 0.05 | 0.05 | 0.05 | 0.05 | 0.3 | 0.3 | 0.3 | 0.3 | 0.3 | 0.3 | 0.3 | 0.3 | 0.3 | 0.05 | 0.05 | 0.05 | 0.05 | 0.05 | 0.05 | 0.05 | 0.05 | From eQ_Lib.dat in MASControl 2017
D_ERC_Clrm_LitSp_Yr | Lighting | FRACTION | Sun | 2014-04-13 | 2014-06-12 | Constant | 0.05 | [23 empty] | From eQ_Lib.dat in MASControl 2017
D_ERC_Clrm_LitSp_Yr | Lighting | FRACTION | Default¦Wkdy | 2014-06-13 | 2014-08-16 | Constant | 0.02 | [23 empty] | From eQ_Lib.dat in MASControl 2017
D_ERC_Clrm_LitSp_Yr | Lighting | FRACTION | Sat | 2014-06-13 | 2014-08-16 | Hourly | 0.05 | 0.05 | 0.05 | 0.05 | 0.05 | 0.05 | 0.05 | 0.225 | 0.225 | 0.225 | 0.225 | 0.225 | 0.225 | 0.225 | 0.225 | 0.225 | 0.05 | 0.05 | 0.05 | 0.05 | 0.05 | 0.05 | 0.05 | 0.05 | From eQ_Lib.dat in MASControl 2017
D_ERC_Clrm_LitSp_Yr | Lighting | FRACTION | Sun | 2014-06-13 | 2014-08-16 | Constant | 0.02 | [23 empty] | From eQ_Lib.dat in MASControl 2017
D_ERC_Clrm_LitSp_Yr | Lighting | FRACTION | Default¦Wkdy | 2014-08-17 | 2014-12-11 | Hourly | 0.05 | 0.05 | 0.05 | 0.05 | 0.05 | 0.6 | 0.6 | 0.6 | 0.6 | 1 | 1 | 1 | 1 | 1 | 1 | 0.55 | 0.55 | 0.55 | 0.55 | 0.35 | 0.1 | 0.1 | 0.1 | 0.1 | From eQ_Lib.dat in MASControl 2017
D_ERC_Clrm_LitSp_Yr | Lighting | FRACTION | Sat | 2014-08-17 | 2014-12-11 | Hourly | 0.05 | 0.05 | 0.05 | 0.05 | 0.05 | 0.05 | 0.05 | 0.3 | 0.3 | 0.3 | 0.3 | 0.3 | 0.3 | 0.3 | 0.3 | 0.3 | 0.05 | 0.05 | 0.05 | 0.05 | 0.05 | 0.05 | 0.05 | 0.05 | From eQ_Lib.dat in MASControl 2017
D_ERC_Clrm_LitSp_Yr | Lighting | FRACTION | Sun | 2014-08-17 | 2014-12-11 | Constant | 0.05 | [23 empty] | From eQ_Lib.dat in MASControl 2017
D_ERC_Clrm_LitSp_Yr | Lighting | FRACTION | Default¦Wkdy | 2014-12-12 | 2014-12-31 | Constant | 0.02 | [23 empty] | From eQ_Lib.dat in MASControl 2017
D_ERC_Clrm_LitSp_Yr | Lighting | FRACTION | Sat | 2014-12-12 | 2014-12-31 | Hourly | 0.05 | 0.05 | 0.05 | 0.05 | 0.05 | 0.05 | 0.05 | 0.225 | 0.225 | 0.225 | 0.225 | 0.225 | 0.225 | 0.225 | 0.225 | 0.225 | 0.05 | 0.05 | 0.05 | 0.05 | 0.05 | 0.05 | 0.05 | 0.05 | From eQ_Lib.dat in MASControl 2017
D_ERC_Clrm_LitSp_Yr | Lighting | FRACTION | Sun | 2014-12-12 | 2014-12-31 | Constant | 0.02 | [23 empty] | From eQ_Lib.dat in MASControl 2017
D_ERC_Clrm_LitSp_Yr | Lighting | FRACTION | WntrDsn | 2014-01-01 | 2014-12-31 | Constant | 0 | [23 empty] | From eQ_Lib.dat in MASControl 2017
D_ERC_Clrm_LitSp_Yr | Lighting | FRACTION | SmrDsn | 2014-01-01 | 2014-12-31 | Constant | 1 | [23 empty] | From eQ_Lib.dat in MASControl 2017
D_ERC_Clrm_LitSp_Yr | Lighting | FRACTION | Hol | 2014-01-01 | 2014-12-31 | Constant | 0.02 | [23 empty] | From eQ_Lib.dat in MASControl 2017
D_ESe_Caf_LitCFL_Yr | Lighting | FRACTION | SmrDsn | 2014-01-01 | 2014-01-04 | Constant | 1 | [23 empty] | From eQ_Lib.dat in MASControl 2017
D_ESe_Caf_LitCFL_Yr | Lighting | FRACTION | WntrDsn | 2014-01-01 | 2014-01-04 | Constant | 0 | [23 empty] | From eQ_Lib.dat in MASControl 2017
D_ESe_Caf_LitCFL_Yr | Lighting | FRACTION | Default | 2014-01-01 | 2014-01-04 | Constant | 0.02 | [23 empty] | From eQ_Lib.dat in MASControl 2017
D_ESe_Caf_LitCFL_Yr | Lighting | FRACTION | Default¦Wkdy | 2014-01-05 | 2014-04-03 | Hourly | 0.065 | 0.065 | 0.065 | 0.065 | 0.065 | 0.065 | 0.065 | 0.065 | 1 | 1 | 1 | 1 | 1 | 1 | 1 | 1 | 1 | 1 | 0.065 | 0.065 | 0.065 | 0.065 | 0.065 | 0.065 | From eQ_Lib.dat in MASControl 2017
D_ESe_Caf_LitCFL_Yr | Lighting | FRACTION | Sat | 2014-01-05 | 2014-04-03 | Hourly | 0.065 | 0.065 | 0.065 | 0.065 | 0.065 | 0.065 | 0.065 | 0.065 | 0.5 | 0.5 | 0.5 | 0.5 | 0.5 | 0.5 | 0.5 | 0.5 | 0.5 | 0.5 | 0.065 | 0.065 | 0.065 | 0.065 | 0.065 | 0.065 | From eQ_Lib.dat in MASControl 2017
D_ESe_Caf_LitCFL_Yr | Lighting | FRACTION | Sun | 2014-01-05 | 2014-04-03 | Constant | 0.05 | [23 empty] | From eQ_Lib.dat in MASControl 2017
D_ESe_Caf_LitCFL_Yr | Lighting | FRACTION | SmrDsn | 2014-04-04 | 2014-04-12 | Constant | 1 | [23 empty] | From eQ_Lib.dat in MASControl 2017
D_ESe_Caf_LitCFL_Yr | Lighting | FRACTION | WntrDsn | 2014-04-04 | 2014-04-12 | Constant | 0 | [23 empty] | From eQ_Lib.dat in MASControl 2017
D_ESe_Caf_LitCFL_Yr | Lighting | FRACTION | Default | 2014-04-04 | 2014-04-12 | Constant | 0.02 | [23 empty] | From eQ_Lib.dat in MASControl 2017
D_ESe_Caf_LitCFL_Yr | Lighting | FRACTION | Default¦Wkdy | 2014-04-13 | 2014-06-12 | Hourly | 0.065 | 0.065 | 0.065 | 0.065 | 0.065 | 0.065 | 0.065 | 0.065 | 1 | 1 | 1 | 1 | 1 | 1 | 1 | 1 | 1 | 1 | 0.065 | 0.065 | 0.065 | 0.065 | 0.065 | 0.065 | From eQ_Lib.dat in MASControl 2017
D_ESe_Caf_LitCFL_Yr | Lighting | FRACTION | Sat | 2014-04-13 | 2014-06-12 | Hourly | 0.065 | 0.065 | 0.065 | 0.065 | 0.065 | 0.065 | 0.065 | 0.065 | 0.5 | 0.5 | 0.5 | 0.5 | 0.5 | 0.5 | 0.5 | 0.5 | 0.5 | 0.5 | 0.065 | 0.065 | 0.065 | 0.065 | 0.065 | 0.065 | From eQ_Lib.dat in MASControl 2017
D_ESe_Caf_LitCFL_Yr | Lighting | FRACTION | Sun | 2014-04-13 | 2014-06-12 | Constant | 0.05 | [23 empty] | From eQ_Lib.dat in MASControl 2017
D_ESe_Caf_LitCFL_Yr | Lighting | FRACTION | SmrDsn | 2014-06-13 | 2014-08-16 | Constant | 1 | [23 empty] | From eQ_Lib.dat in MASControl 2017
D_ESe_Caf_LitCFL_Yr | Lighting | FRACTION | WntrDsn | 2014-06-13 | 2014-08-16 | Constant | 0 | [23 empty] | From eQ_Lib.dat in MASControl 2017
D_ESe_Caf_LitCFL_Yr | Lighting | FRACTION | Default | 2014-06-13 | 2014-08-16 | Constant | 0.02 | [23 empty] | From eQ_Lib.dat in MASControl 2017
D_ESe_Caf_LitCFL_Yr | Lighting | FRACTION | Default¦Wkdy | 2014-08-17 | 2014-12-11 | Hourly | 0.065 | 0.065 | 0.065 | 0.065 | 0.065 | 0.065 | 0.065 | 0.065 | 1 | 1 | 1 | 1 | 1 | 1 | 1 | 1 | 1 | 1 | 0.065 | 0.065 | 0.065 | 0.065 | 0.065 | 0.065 | From eQ_Lib.dat in MASControl 2017
D_ESe_Caf_LitCFL_Yr | Lighting | FRACTION | Sat | 2014-08-17 | 2014-12-11 | Hourly | 0.065 | 0.065 | 0.065 | 0.065 | 0.065 | 0.065 | 0.065 | 0.065 | 0.5 | 0.5 | 0.5 | 0.5 | 0.5 | 0.5 | 0.5 | 0.5 | 0.5 | 0.5 | 0.065 | 0.065 | 0.065 | 0.065 | 0.065 | 0.065 | From eQ_Lib.dat in MASControl 2017
D_ESe_Caf_LitCFL_Yr | Lighting | FRACTION | Sun | 2014-08-17 | 2014-12-11 | Constant | 0.05 | [23 empty] | From eQ_Lib.dat in MASControl 2017
D_ESe_Caf_LitCFL_Yr | Lighting | FRACTION | SmrDsn | 2014-12-12 | 2014-12-31 | Constant | 1 | [23 empty] | From eQ_Lib.dat in MASControl 2017
D_ESe_Caf_LitCFL_Yr | Lighting | FRACTION | WntrDsn | 2014-12-12 | 2014-12-31 | Constant | 0 | [23 empty] | From eQ_Lib.dat in MASControl 2017
D_ESe_Caf_LitCFL_Yr | Lighting | FRACTION | Default | 2014-12-12 | 2014-12-31 | Constant | 0.02 | [23 empty] | From eQ_Lib.dat in MASControl 2017
D_ESe_Caf_LitCFL_Yr | Lighting | FRACTION | WntrDsn | 2014-01-01 | 2014-12-31 | Constant | 0 | [23 empty] | From eQ_Lib.dat in MASControl 2017
D_ESe_Caf_LitCFL_Yr | Lighting | FRACTION | SmrDsn | 2014-01-01 | 2014-12-31 | Constant | 1 | [23 empty] | From eQ_Lib.dat in MASControl 2017
D_ESe_Caf_LitCFL_Yr | Lighting | FRACTION | Hol | 2014-01-01 | 2014-12-31 | Constant | 0.05 | [23 empty] | From eQ_Lib.dat in MASControl 2017
D_ESe_Caf_LitEx_Yr | Lighting | FRACTION | SmrDsn | 2014-01-01 | 2014-12-31 | Constant | 1 | [23 empty] | From eQ_Lib.dat in MASControl 2017
D_ESe_Caf_LitEx_Yr | Lighting | FRACTION | WntrDsn | 2014-01-01 | 2014-12-31 | Constant | 0 | [23 empty] | From eQ_Lib.dat in MASControl 2017
D_ESe_Caf_LitEx_Yr | Lighting | FRACTION | Default¦Hol | 2014-01-01 | 2014-12-31 | Constant | 1 | [23 empty] | From eQ_Lib.dat in MASControl 2017
D_ESe_Caf_LitLF_Yr | Lighting | FRACTION | SmrDsn | 2014-01-01 | 2014-01-04 | Constant | 1 | [23 empty] | From eQ_Lib.dat in MASControl 2017
D_ESe_Caf_LitLF_Yr | Lighting | FRACTION | WntrDsn | 2014-01-01 | 2014-01-04 | Constant | 0 | [23 empty] | From eQ_Lib.dat in MASControl 2017
D_ESe_Caf_LitLF_Yr | Lighting | FRACTION | Default | 2014-01-01 | 2014-01-04 | Constant | 0.02 | [23 empty] | From eQ_Lib.dat in MASControl 2017
D_ESe_Caf_LitLF_Yr | Lighting | FRACTION | Default¦Wkdy | 2014-01-05 | 2014-04-03 | Hourly | 0.05 | 0.05 | 0.05 | 0.05 | 0.05 | 0.05 | 0.05 | 0.05 | 1 | 1 | 1 | 1 | 1 | 1 | 1 | 1 | 1 | 1 | 0.05 | 0.05 | 0.05 | 0.05 | 0.05 | 0.05 | From eQ_Lib.dat in MASControl 2017
D_ESe_Caf_LitLF_Yr | Lighting | FRACTION | Sat | 2014-01-05 | 2014-04-03 | Hourly | 0.05 | 0.05 | 0.05 | 0.05 | 0.05 | 0.05 | 0.05 | 0.05 | 0.6 | 0.6 | 0.6 | 0.6 | 0.6 | 0.6 | 0.6 | 0.6 | 0.6 | 0.6 | 0.05 | 0.05 | 0.05 | 0.05 | 0.05 | 0.05 | From eQ_Lib.dat in MASControl 2017
D_ESe_Caf_LitLF_Yr | Lighting | FRACTION | Sun | 2014-01-05 | 2014-04-03 | Constant | 0.05 | [23 empty] | From eQ_Lib.dat in MASControl 2017
D_ESe_Caf_LitLF_Yr | Lighting | FRACTION | SmrDsn | 2014-04-04 | 2014-04-12 | Constant | 1 | [23 empty] | From eQ_Lib.dat in MASControl 2017
D_ESe_Caf_LitLF_Yr | Lighting | FRACTION | WntrDsn | 2014-04-04 | 2014-04-12 | Constant | 0 | [23 empty] | From eQ_Lib.dat in MASControl 2017
D_ESe_Caf_LitLF_Yr | Lighting | FRACTION | Default | 2014-04-04 | 2014-04-12 | Constant | 0.02 | [23 empty] | From eQ_Lib.dat in MASControl 2017
D_ESe_Caf_LitLF_Yr | Lighting | FRACTION | Default¦Wkdy | 2014-04-13 | 2014-06-12 | Hourly | 0.05 | 0.05 | 0.05 | 0.05 | 0.05 | 0.05 | 0.05 | 0.05 | 1 | 1 | 1 | 1 | 1 | 1 | 1 | 1 | 1 | 1 | 0.05 | 0.05 | 0.05 | 0.05 | 0.05 | 0.05 | From eQ_Lib.dat in MASControl 2017
D_ESe_Caf_LitLF_Yr | Lighting | FRACTION | Sat | 2014-04-13 | 2014-06-12 | Hourly | 0.05 | 0.05 | 0.05 | 0.05 | 0.05 | 0.05 | 0.05 | 0.05 | 0.6 | 0.6 | 0.6 | 0.6 | 0.6 | 0.6 | 0.6 | 0.6 | 0.6 | 0.6 | 0.05 | 0.05 | 0.05 | 0.05 | 0.05 | 0.05 | From eQ_Lib.dat in MASControl 2017
D_ESe_Caf_LitLF_Yr | Lighting | FRACTION | Sun | 2014-04-13 | 2014-06-12 | Constant | 0.05 | [23 empty] | From eQ_Lib.dat in MASControl 2017
D_ESe_Caf_LitLF_Yr | Lighting | FRACTION | SmrDsn | 2014-06-13 | 2014-08-16 | Constant | 1 | [23 empty] | From eQ_Lib.dat in MASControl 2017
D_ESe_Caf_LitLF_Yr | Lighting | FRACTION | WntrDsn | 2014-06-13 | 2014-08-16 | Constant | 0 | [23 empty] | From eQ_Lib.dat in MASControl 2017
D_ESe_Caf_LitLF_Yr | Lighting | FRACTION | Default | 2014-06-13 | 2014-08-16 | Constant | 0.02 | [23 empty] | From eQ_Lib.dat in MASControl 2017
D_ESe_Caf_LitLF_Yr | Lighting | FRACTION | Default¦Wkdy | 2014-08-17 | 2014-12-11 | Hourly | 0.05 | 0.05 | 0.05 | 0.05 | 0.05 | 0.05 | 0.05 | 0.05 | 1 | 1 | 1 | 1 | 1 | 1 | 1 | 1 | 1 | 1 | 0.05 | 0.05 | 0.05 | 0.05 | 0.05 | 0.05 | From eQ_Lib.dat in MASControl 2017
D_ESe_Caf_LitLF_Yr | Lighting | FRACTION | Sat | 2014-08-17 | 2014-12-11 | Hourly | 0.05 | 0.05 | 0.05 | 0.05 | 0.05 | 0.05 | 0.05 | 0.05 | 0.6 | 0.6 | 0.6 | 0.6 | 0.6 | 0.6 | 0.6 | 0.6 | 0.6 | 0.6 | 0.05 | 0.05 | 0.05 | 0.05 | 0.05 | 0.05 | From eQ_Lib.dat in MASControl 2017
D_ESe_Caf_LitLF_Yr | Lighting | FRACTION | Sun | 2014-08-17 | 2014-12-11 | Constant | 0.05 | [23 empty] | From eQ_Lib.dat in MASControl 2017
D_ESe_Caf_LitLF_Yr | Lighting | FRACTION | SmrDsn | 2014-12-12 | 2014-12-31 | Constant | 1 | [23 empty] | From eQ_Lib.dat in MASControl 2017
D_ESe_Caf_LitLF_Yr | Lighting | FRACTION | WntrDsn | 2014-12-12 | 2014-12-31 | Constant | 0 | [23 empty] | From eQ_Lib.dat in MASControl 2017
D_ESe_Caf_LitLF_Yr | Lighting | FRACTION | Default | 2014-12-12 | 2014-12-31 | Constant | 0.02 | [23 empty] | From eQ_Lib.dat in MASControl 2017
D_ESe_Caf_LitLF_Yr | Lighting | FRACTION | WntrDsn | 2014-01-01 | 2014-12-31 | Constant | 0 | [23 empty] | From eQ_Lib.dat in MASControl 2017
D_ESe_Caf_LitLF_Yr | Lighting | FRACTION | SmrDsn | 2014-01-01 | 2014-12-31 | Constant | 1 | [23 empty] | From eQ_Lib.dat in MASControl 2017
D_ESe_Caf_LitLF_Yr | Lighting | FRACTION | Hol | 2014-01-01 | 2014-12-31 | Constant | 0.05 | [23 empty] | From eQ_Lib.dat in MASControl 2017
D_ESe_Caf_LitSp_Yr | Lighting | FRACTION | SmrDsn | 2014-01-01 | 2014-01-04 | Constant | 1 | [23 empty] | From eQ_Lib.dat in MASControl 2017
D_ESe_Caf_LitSp_Yr | Lighting | FRACTION | WntrDsn | 2014-01-01 | 2014-01-04 | Constant | 0 | [23 empty] | From eQ_Lib.dat in MASControl 2017
D_ESe_Caf_LitSp_Yr | Lighting | FRACTION | Default | 2014-01-01 | 2014-01-04 | Constant | 0.02 | [23 empty] | From eQ_Lib.dat in MASControl 2017
D_ESe_Caf_LitSp_Yr | Lighting | FRACTION | Default¦Wkdy | 2014-01-05 | 2014-04-03 | Hourly | 0.05 | 0.05 | 0.05 | 0.05 | 0.05 | 0.05 | 0.05 | 0.05 | 1 | 1 | 1 | 1 | 1 | 1 | 1 | 1 | 1 | 1 | 0.05 | 0.05 | 0.05 | 0.05 | 0.05 | 0.05 | From eQ_Lib.dat in MASControl 2017
D_ESe_Caf_LitSp_Yr | Lighting | FRACTION | Sat | 2014-01-05 | 2014-04-03 | Hourly | 0.05 | 0.05 | 0.05 | 0.05 | 0.05 | 0.05 | 0.05 | 0.05 | 0.6 | 0.6 | 0.6 | 0.6 | 0.6 | 0.6 | 0.6 | 0.6 | 0.6 | 0.6 | 0.05 | 0.05 | 0.05 | 0.05 | 0.05 | 0.05 | From eQ_Lib.dat in MASControl 2017
D_ESe_Caf_LitSp_Yr | Lighting | FRACTION | Sun | 2014-01-05 | 2014-04-03 | Constant | 0.05 | [23 empty] | From eQ_Lib.dat in MASControl 2017
D_ESe_Caf_LitSp_Yr | Lighting | FRACTION | SmrDsn | 2014-04-04 | 2014-04-12 | Constant | 1 | [23 empty] | From eQ_Lib.dat in MASControl 2017
D_ESe_Caf_LitSp_Yr | Lighting | FRACTION | WntrDsn | 2014-04-04 | 2014-04-12 | Constant | 0 | [23 empty] | From eQ_Lib.dat in MASControl 2017
D_ESe_Caf_LitSp_Yr | Lighting | FRACTION | Default | 2014-04-04 | 2014-04-12 | Constant | 0.02 | [23 empty] | From eQ_Lib.dat in MASControl 2017
D_ESe_Caf_LitSp_Yr | Lighting | FRACTION | Default¦Wkdy | 2014-04-13 | 2014-06-12 | Hourly | 0.05 | 0.05 | 0.05 | 0.05 | 0.05 | 0.05 | 0.05 | 0.05 | 1 | 1 | 1 | 1 | 1 | 1 | 1 | 1 | 1 | 1 | 0.05 | 0.05 | 0.05 | 0.05 | 0.05 | 0.05 | From eQ_Lib.dat in MASControl 2017
D_ESe_Caf_LitSp_Yr | Lighting | FRACTION | Sat | 2014-04-13 | 2014-06-12 | Hourly | 0.05 | 0.05 | 0.05 | 0.05 | 0.05 | 0.05 | 0.05 | 0.05 | 0.6 | 0.6 | 0.6 | 0.6 | 0.6 | 0.6 | 0.6 | 0.6 | 0.6 | 0.6 | 0.05 | 0.05 | 0.05 | 0.05 | 0.05 | 0.05 | From eQ_Lib.dat in MASControl 2017
D_ESe_Caf_LitSp_Yr | Lighting | FRACTION | Sun | 2014-04-13 | 2014-06-12 | Constant | 0.05 | [23 empty] | From eQ_Lib.dat in MASControl 2017
D_ESe_Caf_LitSp_Yr | Lighting | FRACTION | SmrDsn | 2014-06-13 | 2014-08-16 | Constant | 1 | [23 empty] | From eQ_Lib.dat in MASControl 2017
D_ESe_Caf_LitSp_Yr | Lighting | FRACTION | WntrDsn | 2014-06-13 | 2014-08-16 | Constant | 0 | [23 empty] | From eQ_Lib.dat in MASControl 2017
D_ESe_Caf_LitSp_Yr | Lighting | FRACTION | Default | 2014-06-13 | 2014-08-16 | Constant | 0.02 | [23 empty] | From eQ_Lib.dat in MASControl 2017
D_ESe_Caf_LitSp_Yr | Lighting | FRACTION | Default¦Wkdy | 2014-08-17 | 2014-12-11 | Hourly | 0.05 | 0.05 | 0.05 | 0.05 | 0.05 | 0.05 | 0.05 | 0.05 | 1 | 1 | 1 | 1 | 1 | 1 | 1 | 1 | 1 | 1 | 0.05 | 0.05 | 0.05 | 0.05 | 0.05 | 0.05 | From eQ_Lib.dat in MASControl 2017
D_ESe_Caf_LitSp_Yr | Lighting | FRACTION | Sat | 2014-08-17 | 2014-12-11 | Hourly | 0.05 | 0.05 | 0.05 | 0.05 | 0.05 | 0.05 | 0.05 | 0.05 | 0.6 | 0.6 | 0.6 | 0.6 | 0.6 | 0.6 | 0.6 | 0.6 | 0.6 | 0.6 | 0.05 | 0.05 | 0.05 | 0.05 | 0.05 | 0.05 | From eQ_Lib.dat in MASControl 2017
D_ESe_Caf_LitSp_Yr | Lighting | FRACTION | Sun | 2014-08-17 | 2014-12-11 | Constant | 0.05 | [23 empty] | From eQ_Lib.dat in MASControl 2017
D_ESe_Caf_LitSp_Yr | Lighting | FRACTION | SmrDsn | 2014-12-12 | 2014-12-31 | Constant | 1 | [23 empty] | From eQ_Lib.dat in MASControl 2017
D_ESe_Caf_LitSp_Yr | Lighting | FRACTION | WntrDsn | 2014-12-12 | 2014-12-31 | Constant | 0 | [23 empty] | From eQ_Lib.dat in MASControl 2017
D_ESe_Caf_LitSp_Yr | Lighting | FRACTION | Default | 2014-12-12 | 2014-12-31 | Constant | 0.02 | [23 empty] | From eQ_Lib.dat in MASControl 2017
D_ESe_Caf_LitSp_Yr | Lighting | FRACTION | WntrDsn | 2014-01-01 | 2014-12-31 | Constant | 0 | [23 empty] | From eQ_Lib.dat in MASControl 2017
D_ESe_Caf_LitSp_Yr | Lighting | FRACTION | SmrDsn | 2014-01-01 | 2014-12-31 | Constant | 1 | [23 empty] | From eQ_Lib.dat in MASControl 2017
D_ESe_Caf_LitSp_Yr | Lighting | FRACTION | Hol | 2014-01-01 | 2014-12-31 | Constant | 0.05 | [23 empty] | From eQ_Lib.dat in MASControl 2017
D_ESe_Clrm_LitCFL_Yr | Lighting | FRACTION | SmrDsn | 2014-01-01 | 2014-01-04 | Constant | 1 | [23 empty] | From eQ_Lib.dat in MASControl 2017
D_ESe_Clrm_LitCFL_Yr | Lighting | FRACTION | WntrDsn | 2014-01-01 | 2014-01-04 | Constant | 0 | [23 empty] | From eQ_Lib.dat in MASControl 2017
D_ESe_Clrm_LitCFL_Yr | Lighting | FRACTION | Default | 2014-01-01 | 2014-01-04 | Constant | 0.02 | [23 empty] | From eQ_Lib.dat in MASControl 2017
D_ESe_Clrm_LitCFL_Yr | Lighting | FRACTION | Default¦Wkdy | 2014-01-05 | 2014-04-03 | Hourly | 0.065 | 0.065 | 0.065 | 0.065 | 0.065 | 0.6063 | 0.6063 | 0.6063 | 0.6063 | 1 | 1 | 1 | 1 | 1 | 1 | 0.5571 | 0.5571 | 0.5571 | 0.5571 | 0.3603 | 0.1142 | 0.1142 | 0.1142 | 0.1142 | From eQ_Lib.dat in MASControl 2017
D_ESe_Clrm_LitCFL_Yr | Lighting | FRACTION | Sat | 2014-01-05 | 2014-04-03 | Hourly | 0.065 | 0.065 | 0.065 | 0.065 | 0.065 | 0.065 | 0.065 | 0.4 | 0.4 | 0.4 | 0.4 | 0.4 | 0.4 | 0.4 | 0.4 | 0.4 | 0.065 | 0.065 | 0.065 | 0.065 | 0.065 | 0.065 | 0.065 | 0.065 | From eQ_Lib.dat in MASControl 2017
D_ESe_Clrm_LitCFL_Yr | Lighting | FRACTION | Sun | 2014-01-05 | 2014-04-03 | Constant | 0.05 | [23 empty] | From eQ_Lib.dat in MASControl 2017
D_ESe_Clrm_LitCFL_Yr | Lighting | FRACTION | SmrDsn | 2014-04-04 | 2014-04-12 | Constant | 1 | [23 empty] | From eQ_Lib.dat in MASControl 2017
D_ESe_Clrm_LitCFL_Yr | Lighting | FRACTION | WntrDsn | 2014-04-04 | 2014-04-12 | Constant | 0 | [23 empty] | From eQ_Lib.dat in MASControl 2017
D_ESe_Clrm_LitCFL_Yr | Lighting | FRACTION | Default | 2014-04-04 | 2014-04-12 | Constant | 0.02 | [23 empty] | From eQ_Lib.dat in MASControl 2017
D_ESe_Clrm_LitCFL_Yr | Lighting | FRACTION | Default¦Wkdy | 2014-04-13 | 2014-06-12 | Hourly | 0.065 | 0.065 | 0.065 | 0.065 | 0.065 | 0.6063 | 0.6063 | 0.6063 | 0.6063 | 1 | 1 | 1 | 1 | 1 | 1 | 0.5571 | 0.5571 | 0.5571 | 0.5571 | 0.3603 | 0.1142 | 0.1142 | 0.1142 | 0.1142 | From eQ_Lib.dat in MASControl 2017
D_ESe_Clrm_LitCFL_Yr | Lighting | FRACTION | Sat | 2014-04-13 | 2014-06-12 | Hourly | 0.065 | 0.065 | 0.065 | 0.065 | 0.065 | 0.065 | 0.065 | 0.4 | 0.4 | 0.4 | 0.4 | 0.4 | 0.4 | 0.4 | 0.4 | 0.4 | 0.065 | 0.065 | 0.065 | 0.065 | 0.065 | 0.065 | 0.065 | 0.065 | From eQ_Lib.dat in MASControl 2017
D_ESe_Clrm_LitCFL_Yr | Lighting | FRACTION | Sun | 2014-04-13 | 2014-06-12 | Constant | 0.05 | [23 empty] | From eQ_Lib.dat in MASControl 2017
D_ESe_Clrm_LitCFL_Yr | Lighting | FRACTION | SmrDsn | 2014-06-13 | 2014-08-16 | Constant | 1 | [23 empty] | From eQ_Lib.dat in MASControl 2017
D_ESe_Clrm_LitCFL_Yr | Lighting | FRACTION | WntrDsn | 2014-06-13 | 2014-08-16 | Constant | 0 | [23 empty] | From eQ_Lib.dat in MASControl 2017
D_ESe_Clrm_LitCFL_Yr | Lighting | FRACTION | Default | 2014-06-13 | 2014-08-16 | Constant | 0.02 | [23 empty] | From eQ_Lib.dat in MASControl 2017
D_ESe_Clrm_LitCFL_Yr | Lighting | FRACTION | Default¦Wkdy | 2014-08-17 | 2014-12-11 | Hourly | 0.065 | 0.065 | 0.065 | 0.065 | 0.065 | 0.6063 | 0.6063 | 0.6063 | 0.6063 | 1 | 1 | 1 | 1 | 1 | 1 | 0.5571 | 0.5571 | 0.5571 | 0.5571 | 0.3603 | 0.1142 | 0.1142 | 0.1142 | 0.1142 | From eQ_Lib.dat in MASControl 2017
D_ESe_Clrm_LitCFL_Yr | Lighting | FRACTION | Sat | 2014-08-17 | 2014-12-11 | Hourly | 0.065 | 0.065 | 0.065 | 0.065 | 0.065 | 0.065 | 0.065 | 0.4 | 0.4 | 0.4 | 0.4 | 0.4 | 0.4 | 0.4 | 0.4 | 0.4 | 0.065 | 0.065 | 0.065 | 0.065 | 0.065 | 0.065 | 0.065 | 0.065 | From eQ_Lib.dat in MASControl 2017
D_ESe_Clrm_LitCFL_Yr | Lighting | FRACTION | Sun | 2014-08-17 | 2014-12-11 | Constant | 0.05 | [23 empty] | From eQ_Lib.dat in MASControl 2017
D_ESe_Clrm_LitCFL_Yr | Lighting | FRACTION | SmrDsn | 2014-12-12 | 2014-12-31 | Constant | 1 | [23 empty] | From eQ_Lib.dat in MASControl 2017
D_ESe_Clrm_LitCFL_Yr | Lighting | FRACTION | WntrDsn | 2014-12-12 | 2014-12-31 | Constant | 0 | [23 empty] | From eQ_Lib.dat in MASControl 2017
D_ESe_Clrm_LitCFL_Yr | Lighting | FRACTION | Default | 2014-12-12 | 2014-12-31 | Constant | 0.02 | [23 empty] | From eQ_Lib.dat in MASControl 2017
D_ESe_Clrm_LitCFL_Yr | Lighting | FRACTION | WntrDsn | 2014-01-01 | 2014-12-31 | Constant | 0 | [23 empty] | From eQ_Lib.dat in MASControl 2017
D_ESe_Clrm_LitCFL_Yr | Lighting | FRACTION | SmrDsn | 2014-01-01 | 2014-12-31 | Constant | 1 | [23 empty] | From eQ_Lib.dat in MASControl 2017
D_ESe_Clrm_LitCFL_Yr | Lighting | FRACTION | Hol | 2014-01-01 | 2014-12-31 | Constant | 0.05 | [23 empty] | From eQ_Lib.dat in MASControl 2017
D_ESe_Clrm_LitEx_Yr | Lighting | FRACTION | SmrDsn | 2014-01-01 | 2014-12-31 | Constant | 1 | [23 empty] | From eQ_Lib.dat in MASControl 2017
D_ESe_Clrm_LitEx_Yr | Lighting | FRACTION | WntrDsn | 2014-01-01 | 2014-12-31 | Constant | 0 | [23 empty] | From eQ_Lib.dat in MASControl 2017
D_ESe_Clrm_LitEx_Yr | Lighting | FRACTION | Default¦Hol | 2014-01-01 | 2014-12-31 | Constant | 1 | [23 empty] | From eQ_Lib.dat in MASControl 2017
D_ESe_Clrm_LitLF_Yr | Lighting | FRACTION | SmrDsn | 2014-01-01 | 2014-01-04 | Constant | 1 | [23 empty] | From eQ_Lib.dat in MASControl 2017
D_ESe_Clrm_LitLF_Yr | Lighting | FRACTION | WntrDsn | 2014-01-01 | 2014-01-04 | Constant | 0 | [23 empty] | From eQ_Lib.dat in MASControl 2017
D_ESe_Clrm_LitLF_Yr | Lighting | FRACTION | Default | 2014-01-01 | 2014-01-04 | Constant | 0.02 | [23 empty] | From eQ_Lib.dat in MASControl 2017
D_ESe_Clrm_LitLF_Yr | Lighting | FRACTION | Default¦Wkdy | 2014-01-05 | 2014-04-03 | Hourly | 0.05 | 0.05 | 0.05 | 0.05 | 0.05 | 0.6 | 0.6 | 0.6 | 0.6 | 1 | 1 | 1 | 1 | 1 | 1 | 0.55 | 0.55 | 0.55 | 0.55 | 0.35 | 0.1 | 0.1 | 0.1 | 0.1 | From eQ_Lib.dat in MASControl 2017
D_ESe_Clrm_LitLF_Yr | Lighting | FRACTION | Sat | 2014-01-05 | 2014-04-03 | Hourly | 0.05 | 0.05 | 0.05 | 0.05 | 0.05 | 0.05 | 0.05 | 0.4 | 0.4 | 0.4 | 0.4 | 0.4 | 0.4 | 0.4 | 0.4 | 0.4 | 0.05 | 0.05 | 0.05 | 0.05 | 0.05 | 0.05 | 0.05 | 0.05 | From eQ_Lib.dat in MASControl 2017
D_ESe_Clrm_LitLF_Yr | Lighting | FRACTION | Sun | 2014-01-05 | 2014-04-03 | Constant | 0.05 | [23 empty] | From eQ_Lib.dat in MASControl 2017
D_ESe_Clrm_LitLF_Yr | Lighting | FRACTION | SmrDsn | 2014-04-04 | 2014-04-12 | Constant | 1 | [23 empty] | From eQ_Lib.dat in MASControl 2017
D_ESe_Clrm_LitLF_Yr | Lighting | FRACTION | WntrDsn | 2014-04-04 | 2014-04-12 | Constant | 0 | [23 empty] | From eQ_Lib.dat in MASControl 2017
D_ESe_Clrm_LitLF_Yr | Lighting | FRACTION | Default | 2014-04-04 | 2014-04-12 | Constant | 0.02 | [23 empty] | From eQ_Lib.dat in MASControl 2017
D_ESe_Clrm_LitLF_Yr | Lighting | FRACTION | Default¦Wkdy | 2014-04-13 | 2014-06-12 | Hourly | 0.05 | 0.05 | 0.05 | 0.05 | 0.05 | 0.6 | 0.6 | 0.6 | 0.6 | 1 | 1 | 1 | 1 | 1 | 1 | 0.55 | 0.55 | 0.55 | 0.55 | 0.35 | 0.1 | 0.1 | 0.1 | 0.1 | From eQ_Lib.dat in MASControl 2017
D_ESe_Clrm_LitLF_Yr | Lighting | FRACTION | Sat | 2014-04-13 | 2014-06-12 | Hourly | 0.05 | 0.05 | 0.05 | 0.05 | 0.05 | 0.05 | 0.05 | 0.4 | 0.4 | 0.4 | 0.4 | 0.4 | 0.4 | 0.4 | 0.4 | 0.4 | 0.05 | 0.05 | 0.05 | 0.05 | 0.05 | 0.05 | 0.05 | 0.05 | From eQ_Lib.dat in MASControl 2017
D_ESe_Clrm_LitLF_Yr | Lighting | FRACTION | Sun | 2014-04-13 | 2014-06-12 | Constant | 0.05 | [23 empty] | From eQ_Lib.dat in MASControl 2017
D_ESe_Clrm_LitLF_Yr | Lighting | FRACTION | SmrDsn | 2014-06-13 | 2014-08-16 | Constant | 1 | [23 empty] | From eQ_Lib.dat in MASControl 2017
D_ESe_Clrm_LitLF_Yr | Lighting | FRACTION | WntrDsn | 2014-06-13 | 2014-08-16 | Constant | 0 | [23 empty] | From eQ_Lib.dat in MASControl 2017
D_ESe_Clrm_LitLF_Yr | Lighting | FRACTION | Default | 2014-06-13 | 2014-08-16 | Constant | 0.02 | [23 empty] | From eQ_Lib.dat in MASControl 2017
D_ESe_Clrm_LitLF_Yr | Lighting | FRACTION | Default¦Wkdy | 2014-08-17 | 2014-12-11 | Hourly | 0.05 | 0.05 | 0.05 | 0.05 | 0.05 | 0.6 | 0.6 | 0.6 | 0.6 | 1 | 1 | 1 | 1 | 1 | 1 | 0.55 | 0.55 | 0.55 | 0.55 | 0.35 | 0.1 | 0.1 | 0.1 | 0.1 | From eQ_Lib.dat in MASControl 2017
D_ESe_Clrm_LitLF_Yr | Lighting | FRACTION | Sat | 2014-08-17 | 2014-12-11 | Hourly | 0.05 | 0.05 | 0.05 | 0.05 | 0.05 | 0.05 | 0.05 | 0.4 | 0.4 | 0.4 | 0.4 | 0.4 | 0.4 | 0.4 | 0.4 | 0.4 | 0.05 | 0.05 | 0.05 | 0.05 | 0.05 | 0.05 | 0.05 | 0.05 | From eQ_Lib.dat in MASControl 2017
D_ESe_Clrm_LitLF_Yr | Lighting | FRACTION | Sun | 2014-08-17 | 2014-12-11 | Constant | 0.05 | [23 empty] | From eQ_Lib.dat in MASControl 2017
D_ESe_Clrm_LitLF_Yr | Lighting | FRACTION | SmrDsn | 2014-12-12 | 2014-12-31 | Constant | 1 | [23 empty] | From eQ_Lib.dat in MASControl 2017
D_ESe_Clrm_LitLF_Yr | Lighting | FRACTION | WntrDsn | 2014-12-12 | 2014-12-31 | Constant | 0 | [23 empty] | From eQ_Lib.dat in MASControl 2017
D_ESe_Clrm_LitLF_Yr | Lighting | FRACTION | Default | 2014-12-12 | 2014-12-31 | Constant | 0.02 | [23 empty] | From eQ_Lib.dat in MASControl 2017
D_ESe_Clrm_LitLF_Yr | Lighting | FRACTION | WntrDsn | 2014-01-01 | 2014-12-31 | Constant | 0 | [23 empty] | From eQ_Lib.dat in MASControl 2017
D_ESe_Clrm_LitLF_Yr | Lighting | FRACTION | SmrDsn | 2014-01-01 | 2014-12-31 | Constant | 1 | [23 empty] | From eQ_Lib.dat in MASControl 2017
D_ESe_Clrm_LitLF_Yr | Lighting | FRACTION | Hol | 2014-01-01 | 2014-12-31 | Constant | 0.05 | [23 empty] | From eQ_Lib.dat in MASControl 2017
D_ESe_Clrm_LitSp_Yr | Lighting | FRACTION | SmrDsn | 2014-01-01 | 2014-01-04 | Constant | 1 | [23 empty] | From eQ_Lib.dat in MASControl 2017
D_ESe_Clrm_LitSp_Yr | Lighting | FRACTION | WntrDsn | 2014-01-01 | 2014-01-04 | Constant | 0 | [23 empty] | From eQ_Lib.dat in MASControl 2017
D_ESe_Clrm_LitSp_Yr | Lighting | FRACTION | Default | 2014-01-01 | 2014-01-04 | Constant | 0.02 | [23 empty] | From eQ_Lib.dat in MASControl 2017
D_ESe_Clrm_LitSp_Yr | Lighting | FRACTION | Default¦Wkdy | 2014-01-05 | 2014-04-03 | Hourly | 0.05 | 0.05 | 0.05 | 0.05 | 0.05 | 0.6 | 0.6 | 0.6 | 0.6 | 1 | 1 | 1 | 1 | 1 | 1 | 0.55 | 0.55 | 0.55 | 0.55 | 0.35 | 0.1 | 0.1 | 0.1 | 0.1 | From eQ_Lib.dat in MASControl 2017
D_ESe_Clrm_LitSp_Yr | Lighting | FRACTION | Sat | 2014-01-05 | 2014-04-03 | Hourly | 0.05 | 0.05 | 0.05 | 0.05 | 0.05 | 0.05 | 0.05 | 0.3 | 0.3 | 0.3 | 0.3 | 0.3 | 0.3 | 0.3 | 0.3 | 0.3 | 0.05 | 0.05 | 0.05 | 0.05 | 0.05 | 0.05 | 0.05 | 0.05 | From eQ_Lib.dat in MASControl 2017
D_ESe_Clrm_LitSp_Yr | Lighting | FRACTION | Sun | 2014-01-05 | 2014-04-03 | Constant | 0.05 | [23 empty] | From eQ_Lib.dat in MASControl 2017
D_ESe_Clrm_LitSp_Yr | Lighting | FRACTION | SmrDsn | 2014-04-04 | 2014-04-12 | Constant | 1 | [23 empty] | From eQ_Lib.dat in MASControl 2017
D_ESe_Clrm_LitSp_Yr | Lighting | FRACTION | WntrDsn | 2014-04-04 | 2014-04-12 | Constant | 0 | [23 empty] | From eQ_Lib.dat in MASControl 2017
D_ESe_Clrm_LitSp_Yr | Lighting | FRACTION | Default | 2014-04-04 | 2014-04-12 | Constant | 0.02 | [23 empty] | From eQ_Lib.dat in MASControl 2017
D_ESe_Clrm_LitSp_Yr | Lighting | FRACTION | Default¦Wkdy | 2014-04-13 | 2014-06-12 | Hourly | 0.05 | 0.05 | 0.05 | 0.05 | 0.05 | 0.6 | 0.6 | 0.6 | 0.6 | 1 | 1 | 1 | 1 | 1 | 1 | 0.55 | 0.55 | 0.55 | 0.55 | 0.35 | 0.1 | 0.1 | 0.1 | 0.1 | From eQ_Lib.dat in MASControl 2017
D_ESe_Clrm_LitSp_Yr | Lighting | FRACTION | Sat | 2014-04-13 | 2014-06-12 | Hourly | 0.05 | 0.05 | 0.05 | 0.05 | 0.05 | 0.05 | 0.05 | 0.3 | 0.3 | 0.3 | 0.3 | 0.3 | 0.3 | 0.3 | 0.3 | 0.3 | 0.05 | 0.05 | 0.05 | 0.05 | 0.05 | 0.05 | 0.05 | 0.05 | From eQ_Lib.dat in MASControl 2017
D_ESe_Clrm_LitSp_Yr | Lighting | FRACTION | Sun | 2014-04-13 | 2014-06-12 | Constant | 0.05 | [23 empty] | From eQ_Lib.dat in MASControl 2017
D_ESe_Clrm_LitSp_Yr | Lighting | FRACTION | SmrDsn | 2014-06-13 | 2014-08-16 | Constant | 1 | [23 empty] | From eQ_Lib.dat in MASControl 2017
D_ESe_Clrm_LitSp_Yr | Lighting | FRACTION | WntrDsn | 2014-06-13 | 2014-08-16 | Constant | 0 | [23 empty] | From eQ_Lib.dat in MASControl 2017
D_ESe_Clrm_LitSp_Yr | Lighting | FRACTION | Default | 2014-06-13 | 2014-08-16 | Constant | 0.02 | [23 empty] | From eQ_Lib.dat in MASControl 2017
D_ESe_Clrm_LitSp_Yr | Lighting | FRACTION | Default¦Wkdy | 2014-08-17 | 2014-12-11 | Hourly | 0.05 | 0.05 | 0.05 | 0.05 | 0.05 | 0.6 | 0.6 | 0.6 | 0.6 | 1 | 1 | 1 | 1 | 1 | 1 | 0.55 | 0.55 | 0.55 | 0.55 | 0.35 | 0.1 | 0.1 | 0.1 | 0.1 | From eQ_Lib.dat in MASControl 2017
D_ESe_Clrm_LitSp_Yr | Lighting | FRACTION | Sat | 2014-08-17 | 2014-12-11 | Hourly | 0.05 | 0.05 | 0.05 | 0.05 | 0.05 | 0.05 | 0.05 | 0.3 | 0.3 | 0.3 | 0.3 | 0.3 | 0.3 | 0.3 | 0.3 | 0.3 | 0.05 | 0.05 | 0.05 | 0.05 | 0.05 | 0.05 | 0.05 | 0.05 | From eQ_Lib.dat in MASControl 2017
D_ESe_Clrm_LitSp_Yr | Lighting | FRACTION | Sun | 2014-08-17 | 2014-12-11 | Constant | 0.05 | [23 empty] | From eQ_Lib.dat in MASControl 2017
D_ESe_Clrm_LitSp_Yr | Lighting | FRACTION | SmrDsn | 2014-12-12 | 2014-12-31 | Constant | 1 | [23 empty] | From eQ_Lib.dat in MASControl 2017
D_ESe_Clrm_LitSp_Yr | Lighting | FRACTION | WntrDsn | 2014-12-12 | 2014-12-31 | Constant | 0 | [23 empty] | From eQ_Lib.dat in MASControl 2017
D_ESe_Clrm_LitSp_Yr | Lighting | FRACTION | Default | 2014-12-12 | 2014-12-31 | Constant | 0.02 | [23 empty] | From eQ_Lib.dat in MASControl 2017
D_ESe_Clrm_LitSp_Yr | Lighting | FRACTION | WntrDsn | 2014-01-01 | 2014-12-31 | Constant | 0 | [23 empty] | From eQ_Lib.dat in MASControl 2017
D_ESe_Clrm_LitSp_Yr | Lighting | FRACTION | SmrDsn | 2014-01-01 | 2014-12-31 | Constant | 1 | [23 empty] | From eQ_Lib.dat in MASControl 2017
D_ESe_Clrm_LitSp_Yr | Lighting | FRACTION | Hol | 2014-01-01 | 2014-12-31 | Constant | 0.05 | [23 empty] | From eQ_Lib.dat in MASControl 2017
D_ESe_CompCL_LitCFL_Yr | Lighting | FRACTION | SmrDsn | 2014-01-01 | 2014-01-04 | Constant | 1 | [23 empty] | From eQ_Lib.dat in MASControl 2017
D_ESe_CompCL_LitCFL_Yr | Lighting | FRACTION | WntrDsn | 2014-01-01 | 2014-01-04 | Constant | 0 | [23 empty] | From eQ_Lib.dat in MASControl 2017
D_ESe_CompCL_LitCFL_Yr | Lighting | FRACTION | Default | 2014-01-01 | 2014-01-04 | Constant | 0.02 | [23 empty] | From eQ_Lib.dat in MASControl 2017
D_ESe_CompCL_LitCFL_Yr | Lighting | FRACTION | Default¦Wkdy | 2014-01-05 | 2014-04-03 | Hourly | 0.065 | 0.065 | 0.065 | 0.065 | 0.065 | 0.5774 | 0.5774 | 0.5774 | 0.5774 | 0.95 | 0.95 | 0.95 | 0.95 | 0.95 | 0.95 | 0.5308 | 0.5308 | 0.5308 | 0.5308 | 0.3445 | 0.1116 | 0.1116 | 0.1116 | 0.1116 | From eQ_Lib.dat in MASControl 2017
D_ESe_CompCL_LitCFL_Yr | Lighting | FRACTION | Sat | 2014-01-05 | 2014-04-03 | Hourly | 0.065 | 0.065 | 0.065 | 0.065 | 0.065 | 0.065 | 0.065 | 0.45 | 0.45 | 0.45 | 0.45 | 0.45 | 0.45 | 0.45 | 0.45 | 0.45 | 0.065 | 0.065 | 0.065 | 0.065 | 0.065 | 0.065 | 0.065 | 0.065 | From eQ_Lib.dat in MASControl 2017
D_ESe_CompCL_LitCFL_Yr | Lighting | FRACTION | Sun | 2014-01-05 | 2014-04-03 | Constant | 0.05 | [23 empty] | From eQ_Lib.dat in MASControl 2017
D_ESe_CompCL_LitCFL_Yr | Lighting | FRACTION | SmrDsn | 2014-04-04 | 2014-04-12 | Constant | 1 | [23 empty] | From eQ_Lib.dat in MASControl 2017
D_ESe_CompCL_LitCFL_Yr | Lighting | FRACTION | WntrDsn | 2014-04-04 | 2014-04-12 | Constant | 0 | [23 empty] | From eQ_Lib.dat in MASControl 2017
D_ESe_CompCL_LitCFL_Yr | Lighting | FRACTION | Default | 2014-04-04 | 2014-04-12 | Constant | 0.02 | [23 empty] | From eQ_Lib.dat in MASControl 2017
D_ESe_CompCL_LitCFL_Yr | Lighting | FRACTION | Default¦Wkdy | 2014-04-13 | 2014-06-12 | Hourly | 0.065 | 0.065 | 0.065 | 0.065 | 0.065 | 0.5774 | 0.5774 | 0.5774 | 0.5774 | 0.95 | 0.95 | 0.95 | 0.95 | 0.95 | 0.95 | 0.5308 | 0.5308 | 0.5308 | 0.5308 | 0.3445 | 0.1116 | 0.1116 | 0.1116 | 0.1116 | From eQ_Lib.dat in MASControl 2017
D_ESe_CompCL_LitCFL_Yr | Lighting | FRACTION | Sat | 2014-04-13 | 2014-06-12 | Hourly | 0.065 | 0.065 | 0.065 | 0.065 | 0.065 | 0.065 | 0.065 | 0.45 | 0.45 | 0.45 | 0.45 | 0.45 | 0.45 | 0.45 | 0.45 | 0.45 | 0.065 | 0.065 | 0.065 | 0.065 | 0.065 | 0.065 | 0.065 | 0.065 | From eQ_Lib.dat in MASControl 2017
D_ESe_CompCL_LitCFL_Yr | Lighting | FRACTION | Sun | 2014-04-13 | 2014-06-12 | Constant | 0.05 | [23 empty] | From eQ_Lib.dat in MASControl 2017
D_ESe_CompCL_LitCFL_Yr | Lighting | FRACTION | SmrDsn | 2014-06-13 | 2014-08-16 | Constant | 1 | [23 empty] | From eQ_Lib.dat in MASControl 2017
D_ESe_CompCL_LitCFL_Yr | Lighting | FRACTION | WntrDsn | 2014-06-13 | 2014-08-16 | Constant | 0 | [23 empty] | From eQ_Lib.dat in MASControl 2017
D_ESe_CompCL_LitCFL_Yr | Lighting | FRACTION | Default | 2014-06-13 | 2014-08-16 | Constant | 0.02 | [23 empty] | From eQ_Lib.dat in MASControl 2017
D_ESe_CompCL_LitCFL_Yr | Lighting | FRACTION | Default¦Wkdy | 2014-08-17 | 2014-12-11 | Hourly | 0.065 | 0.065 | 0.065 | 0.065 | 0.065 | 0.5774 | 0.5774 | 0.5774 | 0.5774 | 0.95 | 0.95 | 0.95 | 0.95 | 0.95 | 0.95 | 0.5308 | 0.5308 | 0.5308 | 0.5308 | 0.3445 | 0.1116 | 0.1116 | 0.1116 | 0.1116 | From eQ_Lib.dat in MASControl 2017
D_ESe_CompCL_LitCFL_Yr | Lighting | FRACTION | Sat | 2014-08-17 | 2014-12-11 | Hourly | 0.065 | 0.065 | 0.065 | 0.065 | 0.065 | 0.065 | 0.065 | 0.45 | 0.45 | 0.45 | 0.45 | 0.45 | 0.45 | 0.45 | 0.45 | 0.45 | 0.065 | 0.065 | 0.065 | 0.065 | 0.065 | 0.065 | 0.065 | 0.065 | From eQ_Lib.dat in MASControl 2017
D_ESe_CompCL_LitCFL_Yr | Lighting | FRACTION | Sun | 2014-08-17 | 2014-12-11 | Constant | 0.05 | [23 empty] | From eQ_Lib.dat in MASControl 2017
D_ESe_CompCL_LitCFL_Yr | Lighting | FRACTION | SmrDsn | 2014-12-12 | 2014-12-31 | Constant | 1 | [23 empty] | From eQ_Lib.dat in MASControl 2017
D_ESe_CompCL_LitCFL_Yr | Lighting | FRACTION | WntrDsn | 2014-12-12 | 2014-12-31 | Constant | 0 | [23 empty] | From eQ_Lib.dat in MASControl 2017
D_ESe_CompCL_LitCFL_Yr | Lighting | FRACTION | Default | 2014-12-12 | 2014-12-31 | Constant | 0.02 | [23 empty] | From eQ_Lib.dat in MASControl 2017
D_ESe_CompCL_LitCFL_Yr | Lighting | FRACTION | WntrDsn | 2014-01-01 | 2014-12-31 | Constant | 0 | [23 empty] | From eQ_Lib.dat in MASControl 2017
D_ESe_CompCL_LitCFL_Yr | Lighting | FRACTION | SmrDsn | 2014-01-01 | 2014-12-31 | Constant | 1 | [23 empty] | From eQ_Lib.dat in MASControl 2017
D_ESe_CompCL_LitCFL_Yr | Lighting | FRACTION | Hol | 2014-01-01 | 2014-12-31 | Constant | 0.05 | [23 empty] | From eQ_Lib.dat in MASControl 2017
D_ESe_CompCL_LitEx_Yr | Lighting | FRACTION | SmrDsn | 2014-01-01 | 2014-12-31 | Constant | 1 | [23 empty] | From eQ_Lib.dat in MASControl 2017
D_ESe_CompCL_LitEx_Yr | Lighting | FRACTION | WntrDsn | 2014-01-01 | 2014-12-31 | Constant | 0 | [23 empty] | From eQ_Lib.dat in MASControl 2017
D_ESe_CompCL_LitEx_Yr | Lighting | FRACTION | Default¦Hol | 2014-01-01 | 2014-12-31 | Constant | 1 | [23 empty] | From eQ_Lib.dat in MASControl 2017
D_ESe_CompCL_LitLF_Yr | Lighting | FRACTION | SmrDsn | 2014-01-01 | 2014-01-04 | Constant | 1 | [23 empty] | From eQ_Lib.dat in MASControl 2017
D_ESe_CompCL_LitLF_Yr | Lighting | FRACTION | WntrDsn | 2014-01-01 | 2014-01-04 | Constant | 0 | [23 empty] | From eQ_Lib.dat in MASControl 2017
D_ESe_CompCL_LitLF_Yr | Lighting | FRACTION | Default | 2014-01-01 | 2014-01-04 | Constant | 0.02 | [23 empty] | From eQ_Lib.dat in MASControl 2017
D_ESe_CompCL_LitLF_Yr | Lighting | FRACTION | Default¦Wkdy | 2014-01-05 | 2014-04-03 | Hourly | 0.05 | 0.05 | 0.05 | 0.05 | 0.05 | 0.5132 | 0.5132 | 0.5132 | 0.5132 | 0.85 | 0.85 | 0.85 | 0.85 | 0.85 | 0.85 | 0.4711 | 0.4711 | 0.4711 | 0.4711 | 0.3026 | 0.0921 | 0.0921 | 0.0921 | 0.0921 | From eQ_Lib.dat in MASControl 2017
D_ESe_CompCL_LitLF_Yr | Lighting | FRACTION | Sat | 2014-01-05 | 2014-04-03 | Hourly | 0.05 | 0.05 | 0.05 | 0.05 | 0.05 | 0.05 | 0.05 | 0.4 | 0.4 | 0.4 | 0.4 | 0.4 | 0.4 | 0.4 | 0.4 | 0.4 | 0.05 | 0.05 | 0.05 | 0.05 | 0.05 | 0.05 | 0.05 | 0.05 | From eQ_Lib.dat in MASControl 2017
D_ESe_CompCL_LitLF_Yr | Lighting | FRACTION | Sun | 2014-01-05 | 2014-04-03 | Constant | 0.05 | [23 empty] | From eQ_Lib.dat in MASControl 2017
D_ESe_CompCL_LitLF_Yr | Lighting | FRACTION | SmrDsn | 2014-04-04 | 2014-04-12 | Constant | 1 | [23 empty] | From eQ_Lib.dat in MASControl 2017
D_ESe_CompCL_LitLF_Yr | Lighting | FRACTION | WntrDsn | 2014-04-04 | 2014-04-12 | Constant | 0 | [23 empty] | From eQ_Lib.dat in MASControl 2017
D_ESe_CompCL_LitLF_Yr | Lighting | FRACTION | Default | 2014-04-04 | 2014-04-12 | Constant | 0.02 | [23 empty] | From eQ_Lib.dat in MASControl 2017
D_ESe_CompCL_LitLF_Yr | Lighting | FRACTION | Default¦Wkdy | 2014-04-13 | 2014-06-12 | Hourly | 0.05 | 0.05 | 0.05 | 0.05 | 0.05 | 0.5132 | 0.5132 | 0.5132 | 0.5132 | 0.85 | 0.85 | 0.85 | 0.85 | 0.85 | 0.85 | 0.4711 | 0.4711 | 0.4711 | 0.4711 | 0.3026 | 0.0921 | 0.0921 | 0.0921 | 0.0921 | From eQ_Lib.dat in MASControl 2017
D_ESe_CompCL_LitLF_Yr | Lighting | FRACTION | Sat | 2014-04-13 | 2014-06-12 | Hourly | 0.05 | 0.05 | 0.05 | 0.05 | 0.05 | 0.05 | 0.05 | 0.4 | 0.4 | 0.4 | 0.4 | 0.4 | 0.4 | 0.4 | 0.4 | 0.4 | 0.05 | 0.05 | 0.05 | 0.05 | 0.05 | 0.05 | 0.05 | 0.05 | From eQ_Lib.dat in MASControl 2017
D_ESe_CompCL_LitLF_Yr | Lighting | FRACTION | Sun | 2014-04-13 | 2014-06-12 | Constant | 0.05 | [23 empty] | From eQ_Lib.dat in MASControl 2017
D_ESe_CompCL_LitLF_Yr | Lighting | FRACTION | SmrDsn | 2014-06-13 | 2014-08-16 | Constant | 1 | [23 empty] | From eQ_Lib.dat in MASControl 2017
D_ESe_CompCL_LitLF_Yr | Lighting | FRACTION | WntrDsn | 2014-06-13 | 2014-08-16 | Constant | 0 | [23 empty] | From eQ_Lib.dat in MASControl 2017
D_ESe_CompCL_LitLF_Yr | Lighting | FRACTION | Default | 2014-06-13 | 2014-08-16 | Constant | 0.02 | [23 empty] | From eQ_Lib.dat in MASControl 2017
D_ESe_CompCL_LitLF_Yr | Lighting | FRACTION | Default¦Wkdy | 2014-08-17 | 2014-12-11 | Hourly | 0.05 | 0.05 | 0.05 | 0.05 | 0.05 | 0.5132 | 0.5132 | 0.5132 | 0.5132 | 0.85 | 0.85 | 0.85 | 0.85 | 0.85 | 0.85 | 0.4711 | 0.4711 | 0.4711 | 0.4711 | 0.3026 | 0.0921 | 0.0921 | 0.0921 | 0.0921 | From eQ_Lib.dat in MASControl 2017
D_ESe_CompCL_LitLF_Yr | Lighting | FRACTION | Sat | 2014-08-17 | 2014-12-11 | Hourly | 0.05 | 0.05 | 0.05 | 0.05 | 0.05 | 0.05 | 0.05 | 0.4 | 0.4 | 0.4 | 0.4 | 0.4 | 0.4 | 0.4 | 0.4 | 0.4 | 0.05 | 0.05 | 0.05 | 0.05 | 0.05 | 0.05 | 0.05 | 0.05 | From eQ_Lib.dat in MASControl 2017
D_ESe_CompCL_LitLF_Yr | Lighting | FRACTION | Sun | 2014-08-17 | 2014-12-11 | Constant | 0.05 | [23 empty] | From eQ_Lib.dat in MASControl 2017
D_ESe_CompCL_LitLF_Yr | Lighting | FRACTION | SmrDsn | 2014-12-12 | 2014-12-31 | Constant | 1 | [23 empty] | From eQ_Lib.dat in MASControl 2017
D_ESe_CompCL_LitLF_Yr | Lighting | FRACTION | WntrDsn | 2014-12-12 | 2014-12-31 | Constant | 0 | [23 empty] | From eQ_Lib.dat in MASControl 2017
D_ESe_CompCL_LitLF_Yr | Lighting | FRACTION | Default | 2014-12-12 | 2014-12-31 | Constant | 0.02 | [23 empty] | From eQ_Lib.dat in MASControl 2017
D_ESe_CompCL_LitLF_Yr | Lighting | FRACTION | WntrDsn | 2014-01-01 | 2014-12-31 | Constant | 0 | [23 empty] | From eQ_Lib.dat in MASControl 2017
D_ESe_CompCL_LitLF_Yr | Lighting | FRACTION | SmrDsn | 2014-01-01 | 2014-12-31 | Constant | 1 | [23 empty] | From eQ_Lib.dat in MASControl 2017
D_ESe_CompCL_LitLF_Yr | Lighting | FRACTION | Hol | 2014-01-01 | 2014-12-31 | Constant | 0.05 | [23 empty] | From eQ_Lib.dat in MASControl 2017
D_ESe_CompCL_LitSp_Yr | Lighting | FRACTION | SmrDsn | 2014-01-01 | 2014-01-04 | Constant | 1 | [23 empty] | From eQ_Lib.dat in MASControl 2017
D_ESe_CompCL_LitSp_Yr | Lighting | FRACTION | WntrDsn | 2014-01-01 | 2014-01-04 | Constant | 0 | [23 empty] | From eQ_Lib.dat in MASControl 2017
D_ESe_CompCL_LitSp_Yr | Lighting | FRACTION | Default | 2014-01-01 | 2014-01-04 | Constant | 0.02 | [23 empty] | From eQ_Lib.dat in MASControl 2017
D_ESe_CompCL_LitSp_Yr | Lighting | FRACTION | Default¦Wkdy | 2014-01-05 | 2014-04-03 | Hourly | 0.05 | 0.05 | 0.05 | 0.05 | 0.05 | 0.6 | 0.6 | 0.6 | 0.6 | 1 | 1 | 1 | 1 | 1 | 1 | 0.55 | 0.55 | 0.55 | 0.55 | 0.35 | 0.1 | 0.1 | 0.1 | 0.1 | From eQ_Lib.dat in MASControl 2017
D_ESe_CompCL_LitSp_Yr | Lighting | FRACTION | Sat | 2014-01-05 | 2014-04-03 | Hourly | 0.05 | 0.05 | 0.05 | 0.05 | 0.05 | 0.05 | 0.05 | 0.3 | 0.3 | 0.3 | 0.3 | 0.3 | 0.3 | 0.3 | 0.3 | 0.3 | 0.05 | 0.05 | 0.05 | 0.05 | 0.05 | 0.05 | 0.05 | 0.05 | From eQ_Lib.dat in MASControl 2017
D_ESe_CompCL_LitSp_Yr | Lighting | FRACTION | Sun | 2014-01-05 | 2014-04-03 | Constant | 0.05 | [23 empty] | From eQ_Lib.dat in MASControl 2017
D_ESe_CompCL_LitSp_Yr | Lighting | FRACTION | SmrDsn | 2014-04-04 | 2014-04-12 | Constant | 1 | [23 empty] | From eQ_Lib.dat in MASControl 2017
D_ESe_CompCL_LitSp_Yr | Lighting | FRACTION | WntrDsn | 2014-04-04 | 2014-04-12 | Constant | 0 | [23 empty] | From eQ_Lib.dat in MASControl 2017
D_ESe_CompCL_LitSp_Yr | Lighting | FRACTION | Default | 2014-04-04 | 2014-04-12 | Constant | 0.02 | [23 empty] | From eQ_Lib.dat in MASControl 2017
D_ESe_CompCL_LitSp_Yr | Lighting | FRACTION | Default¦Wkdy | 2014-04-13 | 2014-06-12 | Hourly | 0.05 | 0.05 | 0.05 | 0.05 | 0.05 | 0.6 | 0.6 | 0.6 | 0.6 | 1 | 1 | 1 | 1 | 1 | 1 | 0.55 | 0.55 | 0.55 | 0.55 | 0.35 | 0.1 | 0.1 | 0.1 | 0.1 | From eQ_Lib.dat in MASControl 2017
D_ESe_CompCL_LitSp_Yr | Lighting | FRACTION | Sat | 2014-04-13 | 2014-06-12 | Hourly | 0.05 | 0.05 | 0.05 | 0.05 | 0.05 | 0.05 | 0.05 | 0.3 | 0.3 | 0.3 | 0.3 | 0.3 | 0.3 | 0.3 | 0.3 | 0.3 | 0.05 | 0.05 | 0.05 | 0.05 | 0.05 | 0.05 | 0.05 | 0.05 | From eQ_Lib.dat in MASControl 2017
D_ESe_CompCL_LitSp_Yr | Lighting | FRACTION | Sun | 2014-04-13 | 2014-06-12 | Constant | 0.05 | [23 empty] | From eQ_Lib.dat in MASControl 2017
D_ESe_CompCL_LitSp_Yr | Lighting | FRACTION | SmrDsn | 2014-06-13 | 2014-08-16 | Constant | 1 | [23 empty] | From eQ_Lib.dat in MASControl 2017
D_ESe_CompCL_LitSp_Yr | Lighting | FRACTION | WntrDsn | 2014-06-13 | 2014-08-16 | Constant | 0 | [23 empty] | From eQ_Lib.dat in MASControl 2017
D_ESe_CompCL_LitSp_Yr | Lighting | FRACTION | Default | 2014-06-13 | 2014-08-16 | Constant | 0.02 | [23 empty] | From eQ_Lib.dat in MASControl 2017
D_ESe_CompCL_LitSp_Yr | Lighting | FRACTION | Default¦Wkdy | 2014-08-17 | 2014-12-11 | Hourly | 0.05 | 0.05 | 0.05 | 0.05 | 0.05 | 0.6 | 0.6 | 0.6 | 0.6 | 1 | 1 | 1 | 1 | 1 | 1 | 0.55 | 0.55 | 0.55 | 0.55 | 0.35 | 0.1 | 0.1 | 0.1 | 0.1 | From eQ_Lib.dat in MASControl 2017
D_ESe_CompCL_LitSp_Yr | Lighting | FRACTION | Sat | 2014-08-17 | 2014-12-11 | Hourly | 0.05 | 0.05 | 0.05 | 0.05 | 0.05 | 0.05 | 0.05 | 0.3 | 0.3 | 0.3 | 0.3 | 0.3 | 0.3 | 0.3 | 0.3 | 0.3 | 0.05 | 0.05 | 0.05 | 0.05 | 0.05 | 0.05 | 0.05 | 0.05 | From eQ_Lib.dat in MASControl 2017
D_ESe_CompCL_LitSp_Yr | Lighting | FRACTION | Sun | 2014-08-17 | 2014-12-11 | Constant | 0.05 | [23 empty] | From eQ_Lib.dat in MASControl 2017
D_ESe_CompCL_LitSp_Yr | Lighting | FRACTION | SmrDsn | 2014-12-12 | 2014-12-31 | Constant | 1 | [23 empty] | From eQ_Lib.dat in MASControl 2017
D_ESe_CompCL_LitSp_Yr | Lighting | FRACTION | WntrDsn | 2014-12-12 | 2014-12-31 | Constant | 0 | [23 empty] | From eQ_Lib.dat in MASControl 2017
D_ESe_CompCL_LitSp_Yr | Lighting | FRACTION | Default | 2014-12-12 | 2014-12-31 | Constant | 0.02 | [23 empty] | From eQ_Lib.dat in MASControl 2017
D_ESe_CompCL_LitSp_Yr | Lighting | FRACTION | WntrDsn | 2014-01-01 | 2014-12-31 | Constant | 0 | [23 empty] | From eQ_Lib.dat in MASControl 2017
D_ESe_CompCL_LitSp_Yr | Lighting | FRACTION | SmrDsn | 2014-01-01 | 2014-12-31 | Constant | 1 | [23 empty] | From eQ_Lib.dat in MASControl 2017
D_ESe_CompCL_LitSp_Yr | Lighting | FRACTION | Hol | 2014-01-01 | 2014-12-31 | Constant | 0.05 | [23 empty] | From eQ_Lib.dat in MASControl 2017
D_ESe_Gym_LitCFL_Yr | Lighting | FRACTION | SmrDsn | 2014-01-01 | 2014-01-04 | Constant | 1 | [23 empty] | From eQ_Lib.dat in MASControl 2017
D_ESe_Gym_LitCFL_Yr | Lighting | FRACTION | WntrDsn | 2014-01-01 | 2014-01-04 | Constant | 0 | [23 empty] | From eQ_Lib.dat in MASControl 2017
D_ESe_Gym_LitCFL_Yr | Lighting | FRACTION | Default | 2014-01-01 | 2014-01-04 | Constant | 0.02 | [23 empty] | From eQ_Lib.dat in MASControl 2017
D_ESe_Gym_LitCFL_Yr | Lighting | FRACTION | Default¦Wkdy | 2014-01-05 | 2014-04-03 | Hourly | 0.065 | 0.065 | 0.065 | 0.065 | 0.065 | 0.065 | 0.065 | 0.5909 | 1 | 1 | 1 | 1 | 0.8831 | 1 | 1 | 1 | 0.4741 | 0.4741 | 0.4741 | 0.2403 | 0.2403 | 0.2403 | 0.065 | 0.065 | From eQ_Lib.dat in MASControl 2017
D_ESe_Gym_LitCFL_Yr | Lighting | FRACTION | Sat | 2014-01-05 | 2014-04-03 | Hourly | 0.065 | 0.065 | 0.065 | 0.065 | 0.065 | 0.065 | 0.065 | 0.065 | 0.2595 | 0.6 | 0.6 | 0.6 | 0.5027 | 0.4055 | 0.4055 | 0.4055 | 0.4055 | 0.4055 | 0.065 | 0.065 | 0.065 | 0.065 | 0.065 | 0.065 | From eQ_Lib.dat in MASControl 2017
D_ESe_Gym_LitCFL_Yr | Lighting | FRACTION | Sun | 2014-01-05 | 2014-04-03 | Constant | 0.05 | [23 empty] | From eQ_Lib.dat in MASControl 2017
D_ESe_Gym_LitCFL_Yr | Lighting | FRACTION | SmrDsn | 2014-04-04 | 2014-04-12 | Constant | 1 | [23 empty] | From eQ_Lib.dat in MASControl 2017
D_ESe_Gym_LitCFL_Yr | Lighting | FRACTION | WntrDsn | 2014-04-04 | 2014-04-12 | Constant | 0 | [23 empty] | From eQ_Lib.dat in MASControl 2017
D_ESe_Gym_LitCFL_Yr | Lighting | FRACTION | Default | 2014-04-04 | 2014-04-12 | Constant | 0.02 | [23 empty] | From eQ_Lib.dat in MASControl 2017
D_ESe_Gym_LitCFL_Yr | Lighting | FRACTION | Default¦Wkdy | 2014-04-13 | 2014-06-12 | Hourly | 0.065 | 0.065 | 0.065 | 0.065 | 0.065 | 0.065 | 0.065 | 0.5909 | 1 | 1 | 1 | 1 | 0.8831 | 1 | 1 | 1 | 0.4741 | 0.4741 | 0.4741 | 0.2403 | 0.2403 | 0.2403 | 0.065 | 0.065 | From eQ_Lib.dat in MASControl 2017
D_ESe_Gym_LitCFL_Yr | Lighting | FRACTION | Sat | 2014-04-13 | 2014-06-12 | Hourly | 0.065 | 0.065 | 0.065 | 0.065 | 0.065 | 0.065 | 0.065 | 0.065 | 0.2595 | 0.6 | 0.6 | 0.6 | 0.5027 | 0.4055 | 0.4055 | 0.4055 | 0.4055 | 0.4055 | 0.065 | 0.065 | 0.065 | 0.065 | 0.065 | 0.065 | From eQ_Lib.dat in MASControl 2017
D_ESe_Gym_LitCFL_Yr | Lighting | FRACTION | Sun | 2014-04-13 | 2014-06-12 | Constant | 0.05 | [23 empty] | From eQ_Lib.dat in MASControl 2017
D_ESe_Gym_LitCFL_Yr | Lighting | FRACTION | SmrDsn | 2014-06-13 | 2014-08-16 | Constant | 1 | [23 empty] | From eQ_Lib.dat in MASControl 2017
D_ESe_Gym_LitCFL_Yr | Lighting | FRACTION | WntrDsn | 2014-06-13 | 2014-08-16 | Constant | 0 | [23 empty] | From eQ_Lib.dat in MASControl 2017
D_ESe_Gym_LitCFL_Yr | Lighting | FRACTION | Default | 2014-06-13 | 2014-08-16 | Constant | 0.02 | [23 empty] | From eQ_Lib.dat in MASControl 2017
D_ESe_Gym_LitCFL_Yr | Lighting | FRACTION | Default¦Wkdy | 2014-08-17 | 2014-12-11 | Hourly | 0.065 | 0.065 | 0.065 | 0.065 | 0.065 | 0.065 | 0.065 | 0.5909 | 1 | 1 | 1 | 1 | 0.8831 | 1 | 1 | 1 | 0.4741 | 0.4741 | 0.4741 | 0.2403 | 0.2403 | 0.2403 | 0.065 | 0.065 | From eQ_Lib.dat in MASControl 2017
D_ESe_Gym_LitCFL_Yr | Lighting | FRACTION | Sat | 2014-08-17 | 2014-12-11 | Hourly | 0.065 | 0.065 | 0.065 | 0.065 | 0.065 | 0.065 | 0.065 | 0.065 | 0.2595 | 0.6 | 0.6 | 0.6 | 0.5027 | 0.4055 | 0.4055 | 0.4055 | 0.4055 | 0.4055 | 0.065 | 0.065 | 0.065 | 0.065 | 0.065 | 0.065 | From eQ_Lib.dat in MASControl 2017
D_ESe_Gym_LitCFL_Yr | Lighting | FRACTION | Sun | 2014-08-17 | 2014-12-11 | Constant | 0.05 | [23 empty] | From eQ_Lib.dat in MASControl 2017
D_ESe_Gym_LitCFL_Yr | Lighting | FRACTION | SmrDsn | 2014-12-12 | 2014-12-31 | Constant | 1 | [23 empty] | From eQ_Lib.dat in MASControl 2017
D_ESe_Gym_LitCFL_Yr | Lighting | FRACTION | WntrDsn | 2014-12-12 | 2014-12-31 | Constant | 0 | [23 empty] | From eQ_Lib.dat in MASControl 2017
D_ESe_Gym_LitCFL_Yr | Lighting | FRACTION | Default | 2014-12-12 | 2014-12-31 | Constant | 0.02 | [23 empty] | From eQ_Lib.dat in MASControl 2017
D_ESe_Gym_LitCFL_Yr | Lighting | FRACTION | WntrDsn | 2014-01-01 | 2014-12-31 | Constant | 0 | [23 empty] | From eQ_Lib.dat in MASControl 2017
D_ESe_Gym_LitCFL_Yr | Lighting | FRACTION | SmrDsn | 2014-01-01 | 2014-12-31 | Constant | 1 | [23 empty] | From eQ_Lib.dat in MASControl 2017
D_ESe_Gym_LitCFL_Yr | Lighting | FRACTION | Hol | 2014-01-01 | 2014-12-31 | Constant | 0.05 | [23 empty] | From eQ_Lib.dat in MASControl 2017
D_ESe_Gym_LitEx_Yr | Lighting | FRACTION | SmrDsn | 2014-01-01 | 2014-12-31 | Constant | 1 | [23 empty] | From eQ_Lib.dat in MASControl 2017
D_ESe_Gym_LitEx_Yr | Lighting | FRACTION | WntrDsn | 2014-01-01 | 2014-12-31 | Constant | 0 | [23 empty] | From eQ_Lib.dat in MASControl 2017
D_ESe_Gym_LitEx_Yr | Lighting | FRACTION | Default¦Hol | 2014-01-01 | 2014-12-31 | Constant | 1 | [23 empty] | From eQ_Lib.dat in MASControl 2017
D_ESe_Gym_LitLF_Yr | Lighting | FRACTION | SmrDsn | 2014-01-01 | 2014-01-04 | Constant | 1 | [23 empty] | From eQ_Lib.dat in MASControl 2017
D_ESe_Gym_LitLF_Yr | Lighting | FRACTION | WntrDsn | 2014-01-01 | 2014-01-04 | Constant | 0 | [23 empty] | From eQ_Lib.dat in MASControl 2017
D_ESe_Gym_LitLF_Yr | Lighting | FRACTION | Default | 2014-01-01 | 2014-01-04 | Constant | 0.02 | [23 empty] | From eQ_Lib.dat in MASControl 2017
D_ESe_Gym_LitLF_Yr | Lighting | FRACTION | Default¦Wkdy | 2014-01-05 | 2014-04-03 | Hourly | 0.05 | 0.05 | 0.05 | 0.05 | 0.05 | 0.05 | 0.05 | 0.5844 | 1 | 1 | 1 | 1 | 0.8813 | 1 | 1 | 1 | 0.4656 | 0.4656 | 0.4656 | 0.2281 | 0.2281 | 0.2281 | 0.05 | 0.05 | From eQ_Lib.dat in MASControl 2017
D_ESe_Gym_LitLF_Yr | Lighting | FRACTION | Sat | 2014-01-05 | 2014-04-03 | Hourly | 0.05 | 0.05 | 0.05 | 0.05 | 0.05 | 0.05 | 0.05 | 0.05 | 0.25 | 0.6 | 0.6 | 0.6 | 0.5 | 0.4 | 0.4 | 0.4 | 0.4 | 0.4 | 0.05 | 0.05 | 0.05 | 0.05 | 0.05 | 0.05 | From eQ_Lib.dat in MASControl 2017
D_ESe_Gym_LitLF_Yr | Lighting | FRACTION | Sun | 2014-01-05 | 2014-04-03 | Constant | 0.05 | [23 empty] | From eQ_Lib.dat in MASControl 2017
D_ESe_Gym_LitLF_Yr | Lighting | FRACTION | SmrDsn | 2014-04-04 | 2014-04-12 | Constant | 1 | [23 empty] | From eQ_Lib.dat in MASControl 2017
D_ESe_Gym_LitLF_Yr | Lighting | FRACTION | WntrDsn | 2014-04-04 | 2014-04-12 | Constant | 0 | [23 empty] | From eQ_Lib.dat in MASControl 2017
D_ESe_Gym_LitLF_Yr | Lighting | FRACTION | Default | 2014-04-04 | 2014-04-12 | Constant | 0.02 | [23 empty] | From eQ_Lib.dat in MASControl 2017
D_ESe_Gym_LitLF_Yr | Lighting | FRACTION | Default¦Wkdy | 2014-04-13 | 2014-06-12 | Hourly | 0.05 | 0.05 | 0.05 | 0.05 | 0.05 | 0.05 | 0.05 | 0.5844 | 1 | 1 | 1 | 1 | 0.8813 | 1 | 1 | 1 | 0.4656 | 0.4656 | 0.4656 | 0.2281 | 0.2281 | 0.2281 | 0.05 | 0.05 | From eQ_Lib.dat in MASControl 2017
D_ESe_Gym_LitLF_Yr | Lighting | FRACTION | Sat | 2014-04-13 | 2014-06-12 | Hourly | 0.05 | 0.05 | 0.05 | 0.05 | 0.05 | 0.05 | 0.05 | 0.05 | 0.25 | 0.6 | 0.6 | 0.6 | 0.5 | 0.4 | 0.4 | 0.4 | 0.4 | 0.4 | 0.05 | 0.05 | 0.05 | 0.05 | 0.05 | 0.05 | From eQ_Lib.dat in MASControl 2017
D_ESe_Gym_LitLF_Yr | Lighting | FRACTION | Sun | 2014-04-13 | 2014-06-12 | Constant | 0.05 | [23 empty] | From eQ_Lib.dat in MASControl 2017
D_ESe_Gym_LitLF_Yr | Lighting | FRACTION | SmrDsn | 2014-06-13 | 2014-08-16 | Constant | 1 | [23 empty] | From eQ_Lib.dat in MASControl 2017
D_ESe_Gym_LitLF_Yr | Lighting | FRACTION | WntrDsn | 2014-06-13 | 2014-08-16 | Constant | 0 | [23 empty] | From eQ_Lib.dat in MASControl 2017
D_ESe_Gym_LitLF_Yr | Lighting | FRACTION | Default | 2014-06-13 | 2014-08-16 | Constant | 0.02 | [23 empty] | From eQ_Lib.dat in MASControl 2017
D_ESe_Gym_LitLF_Yr | Lighting | FRACTION | Default¦Wkdy | 2014-08-17 | 2014-12-11 | Hourly | 0.05 | 0.05 | 0.05 | 0.05 | 0.05 | 0.05 | 0.05 | 0.5844 | 1 | 1 | 1 | 1 | 0.8813 | 1 | 1 | 1 | 0.4656 | 0.4656 | 0.4656 | 0.2281 | 0.2281 | 0.2281 | 0.05 | 0.05 | From eQ_Lib.dat in MASControl 2017
D_ESe_Gym_LitLF_Yr | Lighting | FRACTION | Sat | 2014-08-17 | 2014-12-11 | Hourly | 0.05 | 0.05 | 0.05 | 0.05 | 0.05 | 0.05 | 0.05 | 0.05 | 0.25 | 0.6 | 0.6 | 0.6 | 0.5 | 0.4 | 0.4 | 0.4 | 0.4 | 0.4 | 0.05 | 0.05 | 0.05 | 0.05 | 0.05 | 0.05 | From eQ_Lib.dat in MASControl 2017
D_ESe_Gym_LitLF_Yr | Lighting | FRACTION | Sun | 2014-08-17 | 2014-12-11 | Constant | 0.05 | [23 empty] | From eQ_Lib.dat in MASControl 2017
D_ESe_Gym_LitLF_Yr | Lighting | FRACTION | SmrDsn | 2014-12-12 | 2014-12-31 | Constant | 1 | [23 empty] | From eQ_Lib.dat in MASControl 2017
D_ESe_Gym_LitLF_Yr | Lighting | FRACTION | WntrDsn | 2014-12-12 | 2014-12-31 | Constant | 0 | [23 empty] | From eQ_Lib.dat in MASControl 2017
D_ESe_Gym_LitLF_Yr | Lighting | FRACTION | Default | 2014-12-12 | 2014-12-31 | Constant | 0.02 | [23 empty] | From eQ_Lib.dat in MASControl 2017
D_ESe_Gym_LitLF_Yr | Lighting | FRACTION | WntrDsn | 2014-01-01 | 2014-12-31 | Constant | 0 | [23 empty] | From eQ_Lib.dat in MASControl 2017
D_ESe_Gym_LitLF_Yr | Lighting | FRACTION | SmrDsn | 2014-01-01 | 2014-12-31 | Constant | 1 | [23 empty] | From eQ_Lib.dat in MASControl 2017
D_ESe_Gym_LitLF_Yr | Lighting | FRACTION | Hol | 2014-01-01 | 2014-12-31 | Constant | 0.05 | [23 empty] | From eQ_Lib.dat in MASControl 2017
D_ESe_Gym_LitSp_Yr | Lighting | FRACTION | SmrDsn | 2014-01-01 | 2014-01-04 | Constant | 1 | [23 empty] | From eQ_Lib.dat in MASControl 2017
D_ESe_Gym_LitSp_Yr | Lighting | FRACTION | WntrDsn | 2014-01-01 | 2014-01-04 | Constant | 0 | [23 empty] | From eQ_Lib.dat in MASControl 2017
D_ESe_Gym_LitSp_Yr | Lighting | FRACTION | Default | 2014-01-01 | 2014-01-04 | Constant | 0.02 | [23 empty] | From eQ_Lib.dat in MASControl 2017
D_ESe_Gym_LitSp_Yr | Lighting | FRACTION | Default¦Wkdy | 2014-01-05 | 2014-04-03 | Hourly | 0.05 | 0.05 | 0.05 | 0.05 | 0.05 | 0.05 | 0.05 | 0.5 | 0.85 | 0.85 | 0.85 | 0.85 | 0.75 | 0.85 | 0.85 | 0.85 | 0.4 | 0.4 | 0.4 | 0.2 | 0.2 | 0.2 | 0.05 | 0.05 | From eQ_Lib.dat in MASControl 2017
D_ESe_Gym_LitSp_Yr | Lighting | FRACTION | Sat | 2014-01-05 | 2014-04-03 | Hourly | 0.05 | 0.05 | 0.05 | 0.05 | 0.05 | 0.05 | 0.05 | 0.05 | 0.25 | 0.6 | 0.6 | 0.6 | 0.5 | 0.4 | 0.4 | 0.4 | 0.4 | 0.4 | 0.05 | 0.05 | 0.05 | 0.05 | 0.05 | 0.05 | From eQ_Lib.dat in MASControl 2017
D_ESe_Gym_LitSp_Yr | Lighting | FRACTION | Sun | 2014-01-05 | 2014-04-03 | Constant | 0.05 | [23 empty] | From eQ_Lib.dat in MASControl 2017
D_ESe_Gym_LitSp_Yr | Lighting | FRACTION | SmrDsn | 2014-04-04 | 2014-04-12 | Constant | 1 | [23 empty] | From eQ_Lib.dat in MASControl 2017
D_ESe_Gym_LitSp_Yr | Lighting | FRACTION | WntrDsn | 2014-04-04 | 2014-04-12 | Constant | 0 | [23 empty] | From eQ_Lib.dat in MASControl 2017
D_ESe_Gym_LitSp_Yr | Lighting | FRACTION | Default | 2014-04-04 | 2014-04-12 | Constant | 0.02 | [23 empty] | From eQ_Lib.dat in MASControl 2017
D_ESe_Gym_LitSp_Yr | Lighting | FRACTION | Default¦Wkdy | 2014-04-13 | 2014-06-12 | Hourly | 0.05 | 0.05 | 0.05 | 0.05 | 0.05 | 0.05 | 0.05 | 0.5 | 0.85 | 0.85 | 0.85 | 0.85 | 0.75 | 0.85 | 0.85 | 0.85 | 0.4 | 0.4 | 0.4 | 0.2 | 0.2 | 0.2 | 0.05 | 0.05 | From eQ_Lib.dat in MASControl 2017
D_ESe_Gym_LitSp_Yr | Lighting | FRACTION | Sat | 2014-04-13 | 2014-06-12 | Hourly | 0.05 | 0.05 | 0.05 | 0.05 | 0.05 | 0.05 | 0.05 | 0.05 | 0.25 | 0.6 | 0.6 | 0.6 | 0.5 | 0.4 | 0.4 | 0.4 | 0.4 | 0.4 | 0.05 | 0.05 | 0.05 | 0.05 | 0.05 | 0.05 | From eQ_Lib.dat in MASControl 2017
D_ESe_Gym_LitSp_Yr | Lighting | FRACTION | Sun | 2014-04-13 | 2014-06-12 | Constant | 0.05 | [23 empty] | From eQ_Lib.dat in MASControl 2017
D_ESe_Gym_LitSp_Yr | Lighting | FRACTION | SmrDsn | 2014-06-13 | 2014-08-16 | Constant | 1 | [23 empty] | From eQ_Lib.dat in MASControl 2017
D_ESe_Gym_LitSp_Yr | Lighting | FRACTION | WntrDsn | 2014-06-13 | 2014-08-16 | Constant | 0 | [23 empty] | From eQ_Lib.dat in MASControl 2017
D_ESe_Gym_LitSp_Yr | Lighting | FRACTION | Default | 2014-06-13 | 2014-08-16 | Constant | 0.02 | [23 empty] | From eQ_Lib.dat in MASControl 2017
D_ESe_Gym_LitSp_Yr | Lighting | FRACTION | Default¦Wkdy | 2014-08-17 | 2014-12-11 | Hourly | 0.05 | 0.05 | 0.05 | 0.05 | 0.05 | 0.05 | 0.05 | 0.5 | 0.85 | 0.85 | 0.85 | 0.85 | 0.75 | 0.85 | 0.85 | 0.85 | 0.4 | 0.4 | 0.4 | 0.2 | 0.2 | 0.2 | 0.05 | 0.05 | From eQ_Lib.dat in MASControl 2017
D_ESe_Gym_LitSp_Yr | Lighting | FRACTION | Sat | 2014-08-17 | 2014-12-11 | Hourly | 0.05 | 0.05 | 0.05 | 0.05 | 0.05 | 0.05 | 0.05 | 0.05 | 0.25 | 0.6 | 0.6 | 0.6 | 0.5 | 0.4 | 0.4 | 0.4 | 0.4 | 0.4 | 0.05 | 0.05 | 0.05 | 0.05 | 0.05 | 0.05 | From eQ_Lib.dat in MASControl 2017
D_ESe_Gym_LitSp_Yr | Lighting | FRACTION | Sun | 2014-08-17 | 2014-12-11 | Constant | 0.05 | [23 empty] | From eQ_Lib.dat in MASControl 2017
D_ESe_Gym_LitSp_Yr | Lighting | FRACTION | SmrDsn | 2014-12-12 | 2014-12-31 | Constant | 1 | [23 empty] | From eQ_Lib.dat in MASControl 2017
D_ESe_Gym_LitSp_Yr | Lighting | FRACTION | WntrDsn | 2014-12-12 | 2014-12-31 | Constant | 0 | [23 empty] | From eQ_Lib.dat in MASControl 2017
D_ESe_Gym_LitSp_Yr | Lighting | FRACTION | Default | 2014-12-12 | 2014-12-31 | Constant | 0.02 | [23 empty] | From eQ_Lib.dat in MASControl 2017
D_ESe_Gym_LitSp_Yr | Lighting | FRACTION | WntrDsn | 2014-01-01 | 2014-12-31 | Constant | 0 | [23 empty] | From eQ_Lib.dat in MASControl 2017
D_ESe_Gym_LitSp_Yr | Lighting | FRACTION | SmrDsn | 2014-01-01 | 2014-12-31 | Constant | 1 | [23 empty] | From eQ_Lib.dat in MASControl 2017
D_ESe_Gym_LitSp_Yr | Lighting | FRACTION | Hol | 2014-01-01 | 2014-12-31 | Constant | 0.05 | [23 empty] | From eQ_Lib.dat in MASControl 2017
D_ESe_Ktchn_LitCFL_Yr | Lighting | FRACTION | SmrDsn | 2014-01-01 | 2014-01-04 | Constant | 1 | [23 empty] | From eQ_Lib.dat in MASControl 2017
D_ESe_Ktchn_LitCFL_Yr | Lighting | FRACTION | WntrDsn | 2014-01-01 | 2014-01-04 | Constant | 0 | [23 empty] | From eQ_Lib.dat in MASControl 2017
D_ESe_Ktchn_LitCFL_Yr | Lighting | FRACTION | Default | 2014-01-01 | 2014-01-04 | Constant | 0.02 | [23 empty] | From eQ_Lib.dat in MASControl 2017
D_ESe_Ktchn_LitCFL_Yr | Lighting | FRACTION | Default¦Wkdy | 2014-01-05 | 2014-04-03 | Hourly | 0.065 | 0.065 | 0.065 | 0.065 | 0.065 | 0.065 | 0.065 | 0.065 | 0.065 | 0.065 | 1 | 1 | 1 | 1 | 0.065 | 0.065 | 0.065 | 0.065 | 0.065 | 0.065 | 0.065 | 0.065 | 0.065 | 0.065 | From eQ_Lib.dat in MASControl 2017
D_ESe_Ktchn_LitCFL_Yr | Lighting | FRACTION | Sat | 2014-01-05 | 2014-04-03 | Hourly | 0.065 | 0.065 | 0.065 | 0.065 | 0.065 | 0.065 | 0.065 | 0.065 | 0.065 | 0.065 | 0.45 | 0.45 | 0.45 | 0.45 | 0.065 | 0.065 | 0.065 | 0.065 | 0.065 | 0.065 | 0.065 | 0.065 | 0.065 | 0.065 | From eQ_Lib.dat in MASControl 2017
D_ESe_Ktchn_LitCFL_Yr | Lighting | FRACTION | Sun | 2014-01-05 | 2014-04-03 | Constant | 0.05 | [23 empty] | From eQ_Lib.dat in MASControl 2017
D_ESe_Ktchn_LitCFL_Yr | Lighting | FRACTION | SmrDsn | 2014-04-04 | 2014-04-12 | Constant | 1 | [23 empty] | From eQ_Lib.dat in MASControl 2017
D_ESe_Ktchn_LitCFL_Yr | Lighting | FRACTION | WntrDsn | 2014-04-04 | 2014-04-12 | Constant | 0 | [23 empty] | From eQ_Lib.dat in MASControl 2017
D_ESe_Ktchn_LitCFL_Yr | Lighting | FRACTION | Default | 2014-04-04 | 2014-04-12 | Constant | 0.02 | [23 empty] | From eQ_Lib.dat in MASControl 2017
D_ESe_Ktchn_LitCFL_Yr | Lighting | FRACTION | Default¦Wkdy | 2014-04-13 | 2014-06-12 | Hourly | 0.065 | 0.065 | 0.065 | 0.065 | 0.065 | 0.065 | 0.065 | 0.065 | 0.065 | 0.065 | 1 | 1 | 1 | 1 | 0.065 | 0.065 | 0.065 | 0.065 | 0.065 | 0.065 | 0.065 | 0.065 | 0.065 | 0.065 | From eQ_Lib.dat in MASControl 2017
D_ESe_Ktchn_LitCFL_Yr | Lighting | FRACTION | Sat | 2014-04-13 | 2014-06-12 | Hourly | 0.065 | 0.065 | 0.065 | 0.065 | 0.065 | 0.065 | 0.065 | 0.065 | 0.065 | 0.065 | 0.45 | 0.45 | 0.45 | 0.45 | 0.065 | 0.065 | 0.065 | 0.065 | 0.065 | 0.065 | 0.065 | 0.065 | 0.065 | 0.065 | From eQ_Lib.dat in MASControl 2017
D_ESe_Ktchn_LitCFL_Yr | Lighting | FRACTION | Sun | 2014-04-13 | 2014-06-12 | Constant | 0.05 | [23 empty] | From eQ_Lib.dat in MASControl 2017
D_ESe_Ktchn_LitCFL_Yr | Lighting | FRACTION | SmrDsn | 2014-06-13 | 2014-08-16 | Constant | 1 | [23 empty] | From eQ_Lib.dat in MASControl 2017
D_ESe_Ktchn_LitCFL_Yr | Lighting | FRACTION | WntrDsn | 2014-06-13 | 2014-08-16 | Constant | 0 | [23 empty] | From eQ_Lib.dat in MASControl 2017
D_ESe_Ktchn_LitCFL_Yr | Lighting | FRACTION | Default | 2014-06-13 | 2014-08-16 | Constant | 0.02 | [23 empty] | From eQ_Lib.dat in MASControl 2017
D_ESe_Ktchn_LitCFL_Yr | Lighting | FRACTION | Default¦Wkdy | 2014-08-17 | 2014-12-11 | Hourly | 0.065 | 0.065 | 0.065 | 0.065 | 0.065 | 0.065 | 0.065 | 0.065 | 0.065 | 0.065 | 1 | 1 | 1 | 1 | 0.065 | 0.065 | 0.065 | 0.065 | 0.065 | 0.065 | 0.065 | 0.065 | 0.065 | 0.065 | From eQ_Lib.dat in MASControl 2017
D_ESe_Ktchn_LitCFL_Yr | Lighting | FRACTION | Sat | 2014-08-17 | 2014-12-11 | Hourly | 0.065 | 0.065 | 0.065 | 0.065 | 0.065 | 0.065 | 0.065 | 0.065 | 0.065 | 0.065 | 0.45 | 0.45 | 0.45 | 0.45 | 0.065 | 0.065 | 0.065 | 0.065 | 0.065 | 0.065 | 0.065 | 0.065 | 0.065 | 0.065 | From eQ_Lib.dat in MASControl 2017
D_ESe_Ktchn_LitCFL_Yr | Lighting | FRACTION | Sun | 2014-08-17 | 2014-12-11 | Constant | 0.05 | [23 empty] | From eQ_Lib.dat in MASControl 2017
D_ESe_Ktchn_LitCFL_Yr | Lighting | FRACTION | SmrDsn | 2014-12-12 | 2014-12-31 | Constant | 1 | [23 empty] | From eQ_Lib.dat in MASControl 2017
D_ESe_Ktchn_LitCFL_Yr | Lighting | FRACTION | WntrDsn | 2014-12-12 | 2014-12-31 | Constant | 0 | [23 empty] | From eQ_Lib.dat in MASControl 2017
D_ESe_Ktchn_LitCFL_Yr | Lighting | FRACTION | Default | 2014-12-12 | 2014-12-31 | Constant | 0.02 | [23 empty] | From eQ_Lib.dat in MASControl 2017
D_ESe_Ktchn_LitCFL_Yr | Lighting | FRACTION | WntrDsn | 2014-01-01 | 2014-12-31 | Constant | 0 | [23 empty] | From eQ_Lib.dat in MASControl 2017
D_ESe_Ktchn_LitCFL_Yr | Lighting | FRACTION | SmrDsn | 2014-01-01 | 2014-12-31 | Constant | 1 | [23 empty] | From eQ_Lib.dat in MASControl 2017
D_ESe_Ktchn_LitCFL_Yr | Lighting | FRACTION | Hol | 2014-01-01 | 2014-12-31 | Constant | 0.05 | [23 empty] | From eQ_Lib.dat in MASControl 2017
D_ESe_Ktchn_LitEx_Yr | Lighting | FRACTION | SmrDsn | 2014-01-01 | 2014-12-31 | Constant | 1 | [23 empty] | From eQ_Lib.dat in MASControl 2017
D_ESe_Ktchn_LitEx_Yr | Lighting | FRACTION | WntrDsn | 2014-01-01 | 2014-12-31 | Constant | 0 | [23 empty] | From eQ_Lib.dat in MASControl 2017
D_ESe_Ktchn_LitEx_Yr | Lighting | FRACTION | Default¦Hol | 2014-01-01 | 2014-12-31 | Constant | 1 | [23 empty] | From eQ_Lib.dat in MASControl 2017
D_ESe_Ktchn_LitLF_Yr | Lighting | FRACTION | SmrDsn | 2014-01-01 | 2014-01-04 | Constant | 1 | [23 empty] | From eQ_Lib.dat in MASControl 2017
D_ESe_Ktchn_LitLF_Yr | Lighting | FRACTION | WntrDsn | 2014-01-01 | 2014-01-04 | Constant | 0 | [23 empty] | From eQ_Lib.dat in MASControl 2017
D_ESe_Ktchn_LitLF_Yr | Lighting | FRACTION | Default | 2014-01-01 | 2014-01-04 | Constant | 0.02 | [23 empty] | From eQ_Lib.dat in MASControl 2017
D_ESe_Ktchn_LitLF_Yr | Lighting | FRACTION | Default¦Wkdy | 2014-01-05 | 2014-04-03 | Hourly | 0.05 | 0.05 | 0.05 | 0.05 | 0.05 | 0.05 | 0.05 | 0.05 | 0.05 | 0.05 | 1 | 1 | 1 | 1 | 0.05 | 0.05 | 0.05 | 0.05 | 0.05 | 0.05 | 0.05 | 0.05 | 0.05 | 0.05 | From eQ_Lib.dat in MASControl 2017
D_ESe_Ktchn_LitLF_Yr | Lighting | FRACTION | Sat | 2014-01-05 | 2014-04-03 | Hourly | 0.05 | 0.05 | 0.05 | 0.05 | 0.05 | 0.05 | 0.05 | 0.05 | 0.05 | 0.05 | 0.45 | 0.45 | 0.45 | 0.45 | 0.05 | 0.05 | 0.05 | 0.05 | 0.05 | 0.05 | 0.05 | 0.05 | 0.05 | 0.05 | From eQ_Lib.dat in MASControl 2017
D_ESe_Ktchn_LitLF_Yr | Lighting | FRACTION | Sun | 2014-01-05 | 2014-04-03 | Constant | 0.05 | [23 empty] | From eQ_Lib.dat in MASControl 2017
D_ESe_Ktchn_LitLF_Yr | Lighting | FRACTION | SmrDsn | 2014-04-04 | 2014-04-12 | Constant | 1 | [23 empty] | From eQ_Lib.dat in MASControl 2017
D_ESe_Ktchn_LitLF_Yr | Lighting | FRACTION | WntrDsn | 2014-04-04 | 2014-04-12 | Constant | 0 | [23 empty] | From eQ_Lib.dat in MASControl 2017
D_ESe_Ktchn_LitLF_Yr | Lighting | FRACTION | Default | 2014-04-04 | 2014-04-12 | Constant | 0.02 | [23 empty] | From eQ_Lib.dat in MASControl 2017
D_ESe_Ktchn_LitLF_Yr | Lighting | FRACTION | Default¦Wkdy | 2014-04-13 | 2014-06-12 | Hourly | 0.05 | 0.05 | 0.05 | 0.05 | 0.05 | 0.05 | 0.05 | 0.05 | 0.05 | 0.05 | 1 | 1 | 1 | 1 | 0.05 | 0.05 | 0.05 | 0.05 | 0.05 | 0.05 | 0.05 | 0.05 | 0.05 | 0.05 | From eQ_Lib.dat in MASControl 2017
D_ESe_Ktchn_LitLF_Yr | Lighting | FRACTION | Sat | 2014-04-13 | 2014-06-12 | Hourly | 0.05 | 0.05 | 0.05 | 0.05 | 0.05 | 0.05 | 0.05 | 0.05 | 0.05 | 0.05 | 0.45 | 0.45 | 0.45 | 0.45 | 0.05 | 0.05 | 0.05 | 0.05 | 0.05 | 0.05 | 0.05 | 0.05 | 0.05 | 0.05 | From eQ_Lib.dat in MASControl 2017
D_ESe_Ktchn_LitLF_Yr | Lighting | FRACTION | Sun | 2014-04-13 | 2014-06-12 | Constant | 0.05 | [23 empty] | From eQ_Lib.dat in MASControl 2017
D_ESe_Ktchn_LitLF_Yr | Lighting | FRACTION | SmrDsn | 2014-06-13 | 2014-08-16 | Constant | 1 | [23 empty] | From eQ_Lib.dat in MASControl 2017
D_ESe_Ktchn_LitLF_Yr | Lighting | FRACTION | WntrDsn | 2014-06-13 | 2014-08-16 | Constant | 0 | [23 empty] | From eQ_Lib.dat in MASControl 2017
D_ESe_Ktchn_LitLF_Yr | Lighting | FRACTION | Default | 2014-06-13 | 2014-08-16 | Constant | 0.02 | [23 empty] | From eQ_Lib.dat in MASControl 2017
D_ESe_Ktchn_LitLF_Yr | Lighting | FRACTION | Default¦Wkdy | 2014-08-17 | 2014-12-11 | Hourly | 0.05 | 0.05 | 0.05 | 0.05 | 0.05 | 0.05 | 0.05 | 0.05 | 0.05 | 0.05 | 1 | 1 | 1 | 1 | 0.05 | 0.05 | 0.05 | 0.05 | 0.05 | 0.05 | 0.05 | 0.05 | 0.05 | 0.05 | From eQ_Lib.dat in MASControl 2017
D_ESe_Ktchn_LitLF_Yr | Lighting | FRACTION | Sat | 2014-08-17 | 2014-12-11 | Hourly | 0.05 | 0.05 | 0.05 | 0.05 | 0.05 | 0.05 | 0.05 | 0.05 | 0.05 | 0.05 | 0.45 | 0.45 | 0.45 | 0.45 | 0.05 | 0.05 | 0.05 | 0.05 | 0.05 | 0.05 | 0.05 | 0.05 | 0.05 | 0.05 | From eQ_Lib.dat in MASControl 2017
D_ESe_Ktchn_LitLF_Yr | Lighting | FRACTION | Sun | 2014-08-17 | 2014-12-11 | Constant | 0.05 | [23 empty] | From eQ_Lib.dat in MASControl 2017
D_ESe_Ktchn_LitLF_Yr | Lighting | FRACTION | SmrDsn | 2014-12-12 | 2014-12-31 | Constant | 1 | [23 empty] | From eQ_Lib.dat in MASControl 2017
D_ESe_Ktchn_LitLF_Yr | Lighting | FRACTION | WntrDsn | 2014-12-12 | 2014-12-31 | Constant | 0 | [23 empty] | From eQ_Lib.dat in MASControl 2017
D_ESe_Ktchn_LitLF_Yr | Lighting | FRACTION | Default | 2014-12-12 | 2014-12-31 | Constant | 0.02 | [23 empty] | From eQ_Lib.dat in MASControl 2017
D_ESe_Ktchn_LitLF_Yr | Lighting | FRACTION | WntrDsn | 2014-01-01 | 2014-12-31 | Constant | 0 | [23 empty] | From eQ_Lib.dat in MASControl 2017
D_ESe_Ktchn_LitLF_Yr | Lighting | FRACTION | SmrDsn | 2014-01-01 | 2014-12-31 | Constant | 1 | [23 empty] | From eQ_Lib.dat in MASControl 2017
D_ESe_Ktchn_LitLF_Yr | Lighting | FRACTION | Hol | 2014-01-01 | 2014-12-31 | Constant | 0.05 | [23 empty] | From eQ_Lib.dat in MASControl 2017
D_ESe_Ktchn_LitSp_Yr | Lighting | FRACTION | SmrDsn | 2014-01-01 | 2014-01-04 | Constant | 1 | [23 empty] | From eQ_Lib.dat in MASControl 2017
D_ESe_Ktchn_LitSp_Yr | Lighting | FRACTION | WntrDsn | 2014-01-01 | 2014-01-04 | Constant | 0 | [23 empty] | From eQ_Lib.dat in MASControl 2017
D_ESe_Ktchn_LitSp_Yr | Lighting | FRACTION | Default | 2014-01-01 | 2014-01-04 | Constant | 0.02 | [23 empty] | From eQ_Lib.dat in MASControl 2017
D_ESe_Ktchn_LitSp_Yr | Lighting | FRACTION | Default¦Wkdy | 2014-01-05 | 2014-04-03 | Hourly | 0.05 | 0.05 | 0.05 | 0.05 | 0.05 | 0.05 | 0.05 | 0.05 | 0.05 | 0.05 | 1 | 1 | 1 | 1 | 0.05 | 0.05 | 0.05 | 0.05 | 0.05 | 0.05 | 0.05 | 0.05 | 0.05 | 0.05 | From eQ_Lib.dat in MASControl 2017
D_ESe_Ktchn_LitSp_Yr | Lighting | FRACTION | Sat | 2014-01-05 | 2014-04-03 | Hourly | 0.05 | 0.05 | 0.05 | 0.05 | 0.05 | 0.05 | 0.05 | 0.05 | 0.05 | 0.05 | 0.75 | 0.75 | 0.75 | 0.75 | 0.05 | 0.05 | 0.05 | 0.05 | 0.05 | 0.05 | 0.05 | 0.05 | 0.05 | 0.05 | From eQ_Lib.dat in MASControl 2017
D_ESe_Ktchn_LitSp_Yr | Lighting | FRACTION | Sun | 2014-01-05 | 2014-04-03 | Constant | 0.05 | [23 empty] | From eQ_Lib.dat in MASControl 2017
D_ESe_Ktchn_LitSp_Yr | Lighting | FRACTION | SmrDsn | 2014-04-04 | 2014-04-12 | Constant | 1 | [23 empty] | From eQ_Lib.dat in MASControl 2017
D_ESe_Ktchn_LitSp_Yr | Lighting | FRACTION | WntrDsn | 2014-04-04 | 2014-04-12 | Constant | 0 | [23 empty] | From eQ_Lib.dat in MASControl 2017
D_ESe_Ktchn_LitSp_Yr | Lighting | FRACTION | Default | 2014-04-04 | 2014-04-12 | Constant | 0.02 | [23 empty] | From eQ_Lib.dat in MASControl 2017
D_ESe_Ktchn_LitSp_Yr | Lighting | FRACTION | Default¦Wkdy | 2014-04-13 | 2014-06-12 | Hourly | 0.05 | 0.05 | 0.05 | 0.05 | 0.05 | 0.05 | 0.05 | 0.05 | 0.05 | 0.05 | 1 | 1 | 1 | 1 | 0.05 | 0.05 | 0.05 | 0.05 | 0.05 | 0.05 | 0.05 | 0.05 | 0.05 | 0.05 | From eQ_Lib.dat in MASControl 2017
D_ESe_Ktchn_LitSp_Yr | Lighting | FRACTION | Sat | 2014-04-13 | 2014-06-12 | Hourly | 0.05 | 0.05 | 0.05 | 0.05 | 0.05 | 0.05 | 0.05 | 0.05 | 0.05 | 0.05 | 0.75 | 0.75 | 0.75 | 0.75 | 0.05 | 0.05 | 0.05 | 0.05 | 0.05 | 0.05 | 0.05 | 0.05 | 0.05 | 0.05 | From eQ_Lib.dat in MASControl 2017
D_ESe_Ktchn_LitSp_Yr | Lighting | FRACTION | Sun | 2014-04-13 | 2014-06-12 | Constant | 0.05 | [23 empty] | From eQ_Lib.dat in MASControl 2017
D_ESe_Ktchn_LitSp_Yr | Lighting | FRACTION | SmrDsn | 2014-06-13 | 2014-08-16 | Constant | 1 | [23 empty] | From eQ_Lib.dat in MASControl 2017
D_ESe_Ktchn_LitSp_Yr | Lighting | FRACTION | WntrDsn | 2014-06-13 | 2014-08-16 | Constant | 0 | [23 empty] | From eQ_Lib.dat in MASControl 2017
D_ESe_Ktchn_LitSp_Yr | Lighting | FRACTION | Default | 2014-06-13 | 2014-08-16 | Constant | 0.02 | [23 empty] | From eQ_Lib.dat in MASControl 2017
D_ESe_Ktchn_LitSp_Yr | Lighting | FRACTION | Default¦Wkdy | 2014-08-17 | 2014-12-11 | Hourly | 0.05 | 0.05 | 0.05 | 0.05 | 0.05 | 0.05 | 0.05 | 0.05 | 0.05 | 0.05 | 1 | 1 | 1 | 1 | 0.05 | 0.05 | 0.05 | 0.05 | 0.05 | 0.05 | 0.05 | 0.05 | 0.05 | 0.05 | From eQ_Lib.dat in MASControl 2017
D_ESe_Ktchn_LitSp_Yr | Lighting | FRACTION | Sat | 2014-08-17 | 2014-12-11 | Hourly | 0.05 | 0.05 | 0.05 | 0.05 | 0.05 | 0.05 | 0.05 | 0.05 | 0.05 | 0.05 | 0.75 | 0.75 | 0.75 | 0.75 | 0.05 | 0.05 | 0.05 | 0.05 | 0.05 | 0.05 | 0.05 | 0.05 | 0.05 | 0.05 | From eQ_Lib.dat in MASControl 2017
D_ESe_Ktchn_LitSp_Yr | Lighting | FRACTION | Sun | 2014-08-17 | 2014-12-11 | Constant | 0.05 | [23 empty] | From eQ_Lib.dat in MASControl 2017
D_ESe_Ktchn_LitSp_Yr | Lighting | FRACTION | SmrDsn | 2014-12-12 | 2014-12-31 | Constant | 1 | [23 empty] | From eQ_Lib.dat in MASControl 2017
D_ESe_Ktchn_LitSp_Yr | Lighting | FRACTION | WntrDsn | 2014-12-12 | 2014-12-31 | Constant | 0 | [23 empty] | From eQ_Lib.dat in MASControl 2017
D_ESe_Ktchn_LitSp_Yr | Lighting | FRACTION | Default | 2014-12-12 | 2014-12-31 | Constant | 0.02 | [23 empty] | From eQ_Lib.dat in MASControl 2017
D_ESe_Ktchn_LitSp_Yr | Lighting | FRACTION | WntrDsn | 2014-01-01 | 2014-12-31 | Constant | 0 | [23 empty] | From eQ_Lib.dat in MASControl 2017
D_ESe_Ktchn_LitSp_Yr | Lighting | FRACTION | SmrDsn | 2014-01-01 | 2014-12-31 | Constant | 1 | [23 empty] | From eQ_Lib.dat in MASControl 2017
D_ESe_Ktchn_LitSp_Yr | Lighting | FRACTION | Hol | 2014-01-01 | 2014-12-31 | Constant | 0.05 | [23 empty] | From eQ_Lib.dat in MASControl 2017
D_ESe_OffGen_LitCFL_Yr | Lighting | FRACTION | SmrDsn | 2014-01-01 | 2014-01-04 | Constant | 1 | [23 empty] | From eQ_Lib.dat in MASControl 2017
D_ESe_OffGen_LitCFL_Yr | Lighting | FRACTION | WntrDsn | 2014-01-01 | 2014-01-04 | Constant | 0 | [23 empty] | From eQ_Lib.dat in MASControl 2017
D_ESe_OffGen_LitCFL_Yr | Lighting | FRACTION | Default | 2014-01-01 | 2014-01-04 | Constant | 0.02 | [23 empty] | From eQ_Lib.dat in MASControl 2017
D_ESe_OffGen_LitCFL_Yr | Lighting | FRACTION | Default¦Wkdy | 2014-01-05 | 2014-04-03 | Hourly | 0.065 | 0.065 | 0.065 | 0.065 | 0.065 | 0.3111 | 0.3111 | 0.3111 | 1 | 1 | 1 | 1 | 1 | 1 | 1 | 1 | 1 | 0.065 | 0.065 | 0.065 | 0.065 | 0.065 | 0.065 | 0.065 | From eQ_Lib.dat in MASControl 2017
D_ESe_OffGen_LitCFL_Yr | Lighting | FRACTION | Sat | 2014-01-05 | 2014-04-03 | Hourly | 0.065 | 0.065 | 0.065 | 0.065 | 0.065 | 0.1466 | 0.1466 | 0.1466 | 0.375 | 0.375 | 0.375 | 0.375 | 0.375 | 0.375 | 0.375 | 0.375 | 0.375 | 0.065 | 0.065 | 0.065 | 0.065 | 0.065 | 0.065 | 0.065 | From eQ_Lib.dat in MASControl 2017
D_ESe_OffGen_LitCFL_Yr | Lighting | FRACTION | Sun | 2014-01-05 | 2014-04-03 | Constant | 0.05 | [23 empty] | From eQ_Lib.dat in MASControl 2017
D_ESe_OffGen_LitCFL_Yr | Lighting | FRACTION | SmrDsn | 2014-04-04 | 2014-04-12 | Constant | 1 | [23 empty] | From eQ_Lib.dat in MASControl 2017
D_ESe_OffGen_LitCFL_Yr | Lighting | FRACTION | WntrDsn | 2014-04-04 | 2014-04-12 | Constant | 0 | [23 empty] | From eQ_Lib.dat in MASControl 2017
D_ESe_OffGen_LitCFL_Yr | Lighting | FRACTION | Default | 2014-04-04 | 2014-04-12 | Constant | 0.02 | [23 empty] | From eQ_Lib.dat in MASControl 2017
D_ESe_OffGen_LitCFL_Yr | Lighting | FRACTION | Default¦Wkdy | 2014-04-13 | 2014-06-12 | Hourly | 0.065 | 0.065 | 0.065 | 0.065 | 0.065 | 0.3111 | 0.3111 | 0.3111 | 1 | 1 | 1 | 1 | 1 | 1 | 1 | 1 | 1 | 0.065 | 0.065 | 0.065 | 0.065 | 0.065 | 0.065 | 0.065 | From eQ_Lib.dat in MASControl 2017
D_ESe_OffGen_LitCFL_Yr | Lighting | FRACTION | Sat | 2014-04-13 | 2014-06-12 | Hourly | 0.065 | 0.065 | 0.065 | 0.065 | 0.065 | 0.1466 | 0.1466 | 0.1466 | 0.375 | 0.375 | 0.375 | 0.375 | 0.375 | 0.375 | 0.375 | 0.375 | 0.375 | 0.065 | 0.065 | 0.065 | 0.065 | 0.065 | 0.065 | 0.065 | From eQ_Lib.dat in MASControl 2017
D_ESe_OffGen_LitCFL_Yr | Lighting | FRACTION | Sun | 2014-04-13 | 2014-06-12 | Constant | 0.05 | [23 empty] | From eQ_Lib.dat in MASControl 2017
D_ESe_OffGen_LitCFL_Yr | Lighting | FRACTION | SmrDsn | 2014-06-13 | 2014-08-16 | Constant | 1 | [23 empty] | From eQ_Lib.dat in MASControl 2017
D_ESe_OffGen_LitCFL_Yr | Lighting | FRACTION | WntrDsn | 2014-06-13 | 2014-08-16 | Constant | 0 | [23 empty] | From eQ_Lib.dat in MASControl 2017
D_ESe_OffGen_LitCFL_Yr | Lighting | FRACTION | Default | 2014-06-13 | 2014-08-16 | Constant | 0.02 | [23 empty] | From eQ_Lib.dat in MASControl 2017
D_ESe_OffGen_LitCFL_Yr | Lighting | FRACTION | Default¦Wkdy | 2014-08-17 | 2014-12-11 | Hourly | 0.065 | 0.065 | 0.065 | 0.065 | 0.065 | 0.3111 | 0.3111 | 0.3111 | 1 | 1 | 1 | 1 | 1 | 1 | 1 | 1 | 1 | 0.065 | 0.065 | 0.065 | 0.065 | 0.065 | 0.065 | 0.065 | From eQ_Lib.dat in MASControl 2017
D_ESe_OffGen_LitCFL_Yr | Lighting | FRACTION | Sat | 2014-08-17 | 2014-12-11 | Hourly | 0.065 | 0.065 | 0.065 | 0.065 | 0.065 | 0.1466 | 0.1466 | 0.1466 | 0.375 | 0.375 | 0.375 | 0.375 | 0.375 | 0.375 | 0.375 | 0.375 | 0.375 | 0.065 | 0.065 | 0.065 | 0.065 | 0.065 | 0.065 | 0.065 | From eQ_Lib.dat in MASControl 2017
D_ESe_OffGen_LitCFL_Yr | Lighting | FRACTION | Sun | 2014-08-17 | 2014-12-11 | Constant | 0.05 | [23 empty] | From eQ_Lib.dat in MASControl 2017
D_ESe_OffGen_LitCFL_Yr | Lighting | FRACTION | SmrDsn | 2014-12-12 | 2014-12-31 | Constant | 1 | [23 empty] | From eQ_Lib.dat in MASControl 2017
D_ESe_OffGen_LitCFL_Yr | Lighting | FRACTION | WntrDsn | 2014-12-12 | 2014-12-31 | Constant | 0 | [23 empty] | From eQ_Lib.dat in MASControl 2017
D_ESe_OffGen_LitCFL_Yr | Lighting | FRACTION | Default | 2014-12-12 | 2014-12-31 | Constant | 0.02 | [23 empty] | From eQ_Lib.dat in MASControl 2017
D_ESe_OffGen_LitCFL_Yr | Lighting | FRACTION | WntrDsn | 2014-01-01 | 2014-12-31 | Constant | 0 | [23 empty] | From eQ_Lib.dat in MASControl 2017
D_ESe_OffGen_LitCFL_Yr | Lighting | FRACTION | SmrDsn | 2014-01-01 | 2014-12-31 | Constant | 1 | [23 empty] | From eQ_Lib.dat in MASControl 2017
D_ESe_OffGen_LitCFL_Yr | Lighting | FRACTION | Hol | 2014-01-01 | 2014-12-31 | Constant | 0.05 | [23 empty] | From eQ_Lib.dat in MASControl 2017
D_ESe_OffGen_LitEx_Yr | Lighting | FRACTION | SmrDsn | 2014-01-01 | 2014-12-31 | Constant | 1 | [23 empty] | From eQ_Lib.dat in MASControl 2017
D_ESe_OffGen_LitEx_Yr | Lighting | FRACTION | WntrDsn | 2014-01-01 | 2014-12-31 | Constant | 0 | [23 empty] | From eQ_Lib.dat in MASControl 2017
D_ESe_OffGen_LitEx_Yr | Lighting | FRACTION | Default¦Hol | 2014-01-01 | 2014-12-31 | Constant | 1 | [23 empty] | From eQ_Lib.dat in MASControl 2017
D_ESe_OffGen_LitLF_Yr | Lighting | FRACTION | SmrDsn | 2014-01-01 | 2014-01-04 | Constant | 1 | [23 empty] | From eQ_Lib.dat in MASControl 2017
D_ESe_OffGen_LitLF_Yr | Lighting | FRACTION | WntrDsn | 2014-01-01 | 2014-01-04 | Constant | 0 | [23 empty] | From eQ_Lib.dat in MASControl 2017
D_ESe_OffGen_LitLF_Yr | Lighting | FRACTION | Default | 2014-01-01 | 2014-01-04 | Constant | 0.02 | [23 empty] | From eQ_Lib.dat in MASControl 2017
D_ESe_OffGen_LitLF_Yr | Lighting | FRACTION | Default¦Wkdy | 2014-01-05 | 2014-04-03 | Hourly | 0.05 | 0.05 | 0.05 | 0.05 | 0.05 | 0.3 | 0.3 | 0.3 | 1 | 1 | 1 | 1 | 1 | 1 | 1 | 1 | 1 | 0.05 | 0.05 | 0.05 | 0.05 | 0.05 | 0.05 | 0.05 | From eQ_Lib.dat in MASControl 2017
D_ESe_OffGen_LitLF_Yr | Lighting | FRACTION | Sat | 2014-01-05 | 2014-04-03 | Hourly | 0.05 | 0.05 | 0.05 | 0.05 | 0.05 | 0.1553 | 0.1553 | 0.1553 | 0.45 | 0.45 | 0.45 | 0.45 | 0.45 | 0.45 | 0.45 | 0.45 | 0.45 | 0.05 | 0.05 | 0.05 | 0.05 | 0.05 | 0.05 | 0.05 | From eQ_Lib.dat in MASControl 2017
D_ESe_OffGen_LitLF_Yr | Lighting | FRACTION | Sun | 2014-01-05 | 2014-04-03 | Constant | 0.05 | [23 empty] | From eQ_Lib.dat in MASControl 2017
D_ESe_OffGen_LitLF_Yr | Lighting | FRACTION | SmrDsn | 2014-04-04 | 2014-04-12 | Constant | 1 | [23 empty] | From eQ_Lib.dat in MASControl 2017
D_ESe_OffGen_LitLF_Yr | Lighting | FRACTION | WntrDsn | 2014-04-04 | 2014-04-12 | Constant | 0 | [23 empty] | From eQ_Lib.dat in MASControl 2017
D_ESe_OffGen_LitLF_Yr | Lighting | FRACTION | Default | 2014-04-04 | 2014-04-12 | Constant | 0.02 | [23 empty] | From eQ_Lib.dat in MASControl 2017
D_ESe_OffGen_LitLF_Yr | Lighting | FRACTION | Default¦Wkdy | 2014-04-13 | 2014-06-12 | Hourly | 0.05 | 0.05 | 0.05 | 0.05 | 0.05 | 0.3 | 0.3 | 0.3 | 1 | 1 | 1 | 1 | 1 | 1 | 1 | 1 | 1 | 0.05 | 0.05 | 0.05 | 0.05 | 0.05 | 0.05 | 0.05 | From eQ_Lib.dat in MASControl 2017
D_ESe_OffGen_LitLF_Yr | Lighting | FRACTION | Sat | 2014-04-13 | 2014-06-12 | Hourly | 0.05 | 0.05 | 0.05 | 0.05 | 0.05 | 0.1553 | 0.1553 | 0.1553 | 0.45 | 0.45 | 0.45 | 0.45 | 0.45 | 0.45 | 0.45 | 0.45 | 0.45 | 0.05 | 0.05 | 0.05 | 0.05 | 0.05 | 0.05 | 0.05 | From eQ_Lib.dat in MASControl 2017
D_ESe_OffGen_LitLF_Yr | Lighting | FRACTION | Sun | 2014-04-13 | 2014-06-12 | Constant | 0.05 | [23 empty] | From eQ_Lib.dat in MASControl 2017
D_ESe_OffGen_LitLF_Yr | Lighting | FRACTION | SmrDsn | 2014-06-13 | 2014-08-16 | Constant | 1 | [23 empty] | From eQ_Lib.dat in MASControl 2017
D_ESe_OffGen_LitLF_Yr | Lighting | FRACTION | WntrDsn | 2014-06-13 | 2014-08-16 | Constant | 0 | [23 empty] | From eQ_Lib.dat in MASControl 2017
D_ESe_OffGen_LitLF_Yr | Lighting | FRACTION | Default | 2014-06-13 | 2014-08-16 | Constant | 0.02 | [23 empty] | From eQ_Lib.dat in MASControl 2017
D_ESe_OffGen_LitLF_Yr | Lighting | FRACTION | Default¦Wkdy | 2014-08-17 | 2014-12-11 | Hourly | 0.05 | 0.05 | 0.05 | 0.05 | 0.05 | 0.3 | 0.3 | 0.3 | 1 | 1 | 1 | 1 | 1 | 1 | 1 | 1 | 1 | 0.05 | 0.05 | 0.05 | 0.05 | 0.05 | 0.05 | 0.05 | From eQ_Lib.dat in MASControl 2017
D_ESe_OffGen_LitLF_Yr | Lighting | FRACTION | Sat | 2014-08-17 | 2014-12-11 | Hourly | 0.05 | 0.05 | 0.05 | 0.05 | 0.05 | 0.1553 | 0.1553 | 0.1553 | 0.45 | 0.45 | 0.45 | 0.45 | 0.45 | 0.45 | 0.45 | 0.45 | 0.45 | 0.05 | 0.05 | 0.05 | 0.05 | 0.05 | 0.05 | 0.05 | From eQ_Lib.dat in MASControl 2017
D_ESe_OffGen_LitLF_Yr | Lighting | FRACTION | Sun | 2014-08-17 | 2014-12-11 | Constant | 0.05 | [23 empty] | From eQ_Lib.dat in MASControl 2017
D_ESe_OffGen_LitLF_Yr | Lighting | FRACTION | SmrDsn | 2014-12-12 | 2014-12-31 | Constant | 1 | [23 empty] | From eQ_Lib.dat in MASControl 2017
D_ESe_OffGen_LitLF_Yr | Lighting | FRACTION | WntrDsn | 2014-12-12 | 2014-12-31 | Constant | 0 | [23 empty] | From eQ_Lib.dat in MASControl 2017
D_ESe_OffGen_LitLF_Yr | Lighting | FRACTION | Default | 2014-12-12 | 2014-12-31 | Constant | 0.02 | [23 empty] | From eQ_Lib.dat in MASControl 2017
D_ESe_OffGen_LitLF_Yr | Lighting | FRACTION | WntrDsn | 2014-01-01 | 2014-12-31 | Constant | 0 | [23 empty] | From eQ_Lib.dat in MASControl 2017
D_ESe_OffGen_LitLF_Yr | Lighting | FRACTION | SmrDsn | 2014-01-01 | 2014-12-31 | Constant | 1 | [23 empty] | From eQ_Lib.dat in MASControl 2017
D_ESe_OffGen_LitLF_Yr | Lighting | FRACTION | Hol | 2014-01-01 | 2014-12-31 | Constant | 0.05 | [23 empty] | From eQ_Lib.dat in MASControl 2017
D_ESe_OffGen_LitSp_Yr | Lighting | FRACTION | SmrDsn | 2014-01-01 | 2014-01-04 | Constant | 1 | [23 empty] | From eQ_Lib.dat in MASControl 2017
D_ESe_OffGen_LitSp_Yr | Lighting | FRACTION | WntrDsn | 2014-01-01 | 2014-01-04 | Constant | 0 | [23 empty] | From eQ_Lib.dat in MASControl 2017
D_ESe_OffGen_LitSp_Yr | Lighting | FRACTION | Default | 2014-01-01 | 2014-01-04 | Constant | 0.02 | [23 empty] | From eQ_Lib.dat in MASControl 2017
D_ESe_OffGen_LitSp_Yr | Lighting | FRACTION | Default¦Wkdy | 2014-01-05 | 2014-04-03 | Hourly | 0.05 | 0.05 | 0.05 | 0.05 | 0.05 | 0.3 | 0.3 | 0.3 | 1 | 1 | 1 | 1 | 1 | 1 | 1 | 1 | 1 | 0.05 | 0.05 | 0.05 | 0.05 | 0.05 | 0.05 | 0.05 | From eQ_Lib.dat in MASControl 2017
D_ESe_OffGen_LitSp_Yr | Lighting | FRACTION | Sat | 2014-01-05 | 2014-04-03 | Hourly | 0.05 | 0.05 | 0.05 | 0.05 | 0.05 | 0.2342 | 0.2342 | 0.2342 | 0.75 | 0.75 | 0.75 | 0.75 | 0.75 | 0.75 | 0.75 | 0.75 | 0.75 | 0.05 | 0.05 | 0.05 | 0.05 | 0.05 | 0.05 | 0.05 | From eQ_Lib.dat in MASControl 2017
D_ESe_OffGen_LitSp_Yr | Lighting | FRACTION | Sun | 2014-01-05 | 2014-04-03 | Constant | 0.05 | [23 empty] | From eQ_Lib.dat in MASControl 2017
D_ESe_OffGen_LitSp_Yr | Lighting | FRACTION | SmrDsn | 2014-04-04 | 2014-04-12 | Constant | 1 | [23 empty] | From eQ_Lib.dat in MASControl 2017
D_ESe_OffGen_LitSp_Yr | Lighting | FRACTION | WntrDsn | 2014-04-04 | 2014-04-12 | Constant | 0 | [23 empty] | From eQ_Lib.dat in MASControl 2017
D_ESe_OffGen_LitSp_Yr | Lighting | FRACTION | Default | 2014-04-04 | 2014-04-12 | Constant | 0.02 | [23 empty] | From eQ_Lib.dat in MASControl 2017
D_ESe_OffGen_LitSp_Yr | Lighting | FRACTION | Default¦Wkdy | 2014-04-13 | 2014-06-12 | Hourly | 0.05 | 0.05 | 0.05 | 0.05 | 0.05 | 0.3 | 0.3 | 0.3 | 1 | 1 | 1 | 1 | 1 | 1 | 1 | 1 | 1 | 0.05 | 0.05 | 0.05 | 0.05 | 0.05 | 0.05 | 0.05 | From eQ_Lib.dat in MASControl 2017
D_ESe_OffGen_LitSp_Yr | Lighting | FRACTION | Sat | 2014-04-13 | 2014-06-12 | Hourly | 0.05 | 0.05 | 0.05 | 0.05 | 0.05 | 0.2342 | 0.2342 | 0.2342 | 0.75 | 0.75 | 0.75 | 0.75 | 0.75 | 0.75 | 0.75 | 0.75 | 0.75 | 0.05 | 0.05 | 0.05 | 0.05 | 0.05 | 0.05 | 0.05 | From eQ_Lib.dat in MASControl 2017
D_ESe_OffGen_LitSp_Yr | Lighting | FRACTION | Sun | 2014-04-13 | 2014-06-12 | Constant | 0.05 | [23 empty] | From eQ_Lib.dat in MASControl 2017
D_ESe_OffGen_LitSp_Yr | Lighting | FRACTION | SmrDsn | 2014-06-13 | 2014-08-16 | Constant | 1 | [23 empty] | From eQ_Lib.dat in MASControl 2017
D_ESe_OffGen_LitSp_Yr | Lighting | FRACTION | WntrDsn | 2014-06-13 | 2014-08-16 | Constant | 0 | [23 empty] | From eQ_Lib.dat in MASControl 2017
D_ESe_OffGen_LitSp_Yr | Lighting | FRACTION | Default | 2014-06-13 | 2014-08-16 | Constant | 0.02 | [23 empty] | From eQ_Lib.dat in MASControl 2017
D_ESe_OffGen_LitSp_Yr | Lighting | FRACTION | Default¦Wkdy | 2014-08-17 | 2014-12-11 | Hourly | 0.05 | 0.05 | 0.05 | 0.05 | 0.05 | 0.3 | 0.3 | 0.3 | 1 | 1 | 1 | 1 | 1 | 1 | 1 | 1 | 1 | 0.05 | 0.05 | 0.05 | 0.05 | 0.05 | 0.05 | 0.05 | From eQ_Lib.dat in MASControl 2017
D_ESe_OffGen_LitSp_Yr | Lighting | FRACTION | Sat | 2014-08-17 | 2014-12-11 | Hourly | 0.05 | 0.05 | 0.05 | 0.05 | 0.05 | 0.2342 | 0.2342 | 0.2342 | 0.75 | 0.75 | 0.75 | 0.75 | 0.75 | 0.75 | 0.75 | 0.75 | 0.75 | 0.05 | 0.05 | 0.05 | 0.05 | 0.05 | 0.05 | 0.05 | From eQ_Lib.dat in MASControl 2017
D_ESe_OffGen_LitSp_Yr | Lighting | FRACTION | Sun | 2014-08-17 | 2014-12-11 | Constant | 0.05 | [23 empty] | From eQ_Lib.dat in MASControl 2017
D_ESe_OffGen_LitSp_Yr | Lighting | FRACTION | SmrDsn | 2014-12-12 | 2014-12-31 | Constant | 1 | [23 empty] | From eQ_Lib.dat in MASControl 2017
D_ESe_OffGen_LitSp_Yr | Lighting | FRACTION | WntrDsn | 2014-12-12 | 2014-12-31 | Constant | 0 | [23 empty] | From eQ_Lib.dat in MASControl 2017
D_ESe_OffGen_LitSp_Yr | Lighting | FRACTION | Default | 2014-12-12 | 2014-12-31 | Constant | 0.02 | [23 empty] | From eQ_Lib.dat in MASControl 2017
D_ESe_OffGen_LitSp_Yr | Lighting | FRACTION | WntrDsn | 2014-01-01 | 2014-12-31 | Constant | 0 | [23 empty] | From eQ_Lib.dat in MASControl 2017
D_ESe_OffGen_LitSp_Yr | Lighting | FRACTION | SmrDsn | 2014-01-01 | 2014-12-31 | Constant | 1 | [23 empty] | From eQ_Lib.dat in MASControl 2017
D_ESe_OffGen_LitSp_Yr | Lighting | FRACTION | Hol | 2014-01-01 | 2014-12-31 | Constant | 0.05 | [23 empty] | From eQ_Lib.dat in MASControl 2017
D_EUn_Caf_LitCFL_Yr | Lighting | FRACTION | SmrDsn | 2014-01-01 | 2014-01-11 | Constant | 1 | [23 empty] | From eQ_Lib.dat in MASControl 2017
D_EUn_Caf_LitCFL_Yr | Lighting | FRACTION | WntrDsn | 2014-01-01 | 2014-01-11 | Constant | 0 | [23 empty] | From eQ_Lib.dat in MASControl 2017
D_EUn_Caf_LitCFL_Yr | Lighting | FRACTION | Default | 2014-01-01 | 2014-01-11 | Constant | 0.035 | [23 empty] | From eQ_Lib.dat in MASControl 2017
D_EUn_Caf_LitCFL_Yr | Lighting | FRACTION | Default¦Wkdy | 2014-01-12 | 2014-04-03 | Hourly | 0.1 | 0.1 | 0.1 | 0.1 | 0.1 | 0.1 | 0.2444 | 0.3889 | 0.75 | 0.75 | 0.75 | 0.75 | 0.75 | 0.75 | 0.75 | 0.75 | 0.75 | 0.75 | 0.75 | 0.2083 | 0.1 | 0.1 | 0.1 | 0.1 | From eQ_Lib.dat in MASControl 2017
D_EUn_Caf_LitCFL_Yr | Lighting | FRACTION | Wknd | 2014-01-12 | 2014-04-03 | Hourly | 0.0325 | 0.0325 | 0.0325 | 0.0325 | 0.0325 | 0.0325 | 0.1003 | 0.1681 | 0.3375 | 0.3375 | 0.3375 | 0.3375 | 0.3375 | 0.3375 | 0.3375 | 0.3375 | 0.3375 | 0.3375 | 0.3375 | 0.0833 | 0.0325 | 0.0325 | 0.0325 | 0.0325 | From eQ_Lib.dat in MASControl 2017
D_EUn_Caf_LitCFL_Yr | Lighting | FRACTION | SmrDsn | 2014-04-04 | 2014-04-12 | Constant | 1 | [23 empty] | From eQ_Lib.dat in MASControl 2017
D_EUn_Caf_LitCFL_Yr | Lighting | FRACTION | WntrDsn | 2014-04-04 | 2014-04-12 | Constant | 0 | [23 empty] | From eQ_Lib.dat in MASControl 2017
D_EUn_Caf_LitCFL_Yr | Lighting | FRACTION | Default | 2014-04-04 | 2014-04-12 | Constant | 0.035 | [23 empty] | From eQ_Lib.dat in MASControl 2017
D_EUn_Caf_LitCFL_Yr | Lighting | FRACTION | Default¦Wkdy | 2014-04-13 | 2014-05-22 | Hourly | 0.1 | 0.1 | 0.1 | 0.1 | 0.1 | 0.1 | 0.2444 | 0.3889 | 0.75 | 0.75 | 0.75 | 0.75 | 0.75 | 0.75 | 0.75 | 0.75 | 0.75 | 0.75 | 0.75 | 0.2083 | 0.1 | 0.1 | 0.1 | 0.1 | From eQ_Lib.dat in MASControl 2017
D_EUn_Caf_LitCFL_Yr | Lighting | FRACTION | Wknd | 2014-04-13 | 2014-05-22 | Hourly | 0.0325 | 0.0325 | 0.0325 | 0.0325 | 0.0325 | 0.0325 | 0.1003 | 0.1681 | 0.3375 | 0.3375 | 0.3375 | 0.3375 | 0.3375 | 0.3375 | 0.3375 | 0.3375 | 0.3375 | 0.3375 | 0.3375 | 0.0833 | 0.0325 | 0.0325 | 0.0325 | 0.0325 | From eQ_Lib.dat in MASControl 2017
D_EUn_Caf_LitCFL_Yr | Lighting | FRACTION | SmrDsn | 2014-05-23 | 2014-05-31 | Constant | 1 | [23 empty] | From eQ_Lib.dat in MASControl 2017
D_EUn_Caf_LitCFL_Yr | Lighting | FRACTION | WntrDsn | 2014-05-23 | 2014-05-31 | Constant | 0 | [23 empty] | From eQ_Lib.dat in MASControl 2017
D_EUn_Caf_LitCFL_Yr | Lighting | FRACTION | Default | 2014-05-23 | 2014-05-31 | Constant | 0.035 | [23 empty] | From eQ_Lib.dat in MASControl 2017
D_EUn_Caf_LitCFL_Yr | Lighting | FRACTION | Default¦Wkdy | 2014-06-01 | 2014-08-07 | Hourly | 0.06 | 0.06 | 0.06 | 0.06 | 0.06 | 0.06 | 0.1467 | 0.2333 | 0.45 | 0.45 | 0.45 | 0.45 | 0.45 | 0.45 | 0.45 | 0.45 | 0.45 | 0.45 | 0.45 | 0.125 | 0.06 | 0.06 | 0.06 | 0.06 | From eQ_Lib.dat in MASControl 2017
D_EUn_Caf_LitCFL_Yr | Lighting | FRACTION | Wknd | 2014-06-01 | 2014-08-07 | Hourly | 0.0325 | 0.0325 | 0.0325 | 0.0325 | 0.0325 | 0.0325 | 0.0691 | 0.1056 | 0.1971 | 0.1971 | 0.1971 | 0.1971 | 0.1971 | 0.1971 | 0.1971 | 0.1971 | 0.1971 | 0.1971 | 0.1971 | 0.0599 | 0.0325 | 0.0325 | 0.0325 | 0.0325 | From eQ_Lib.dat in MASControl 2017
D_EUn_Caf_LitCFL_Yr | Lighting | FRACTION | SmrDsn | 2014-08-08 | 2014-08-16 | Constant | 1 | [23 empty] | From eQ_Lib.dat in MASControl 2017
D_EUn_Caf_LitCFL_Yr | Lighting | FRACTION | WntrDsn | 2014-08-08 | 2014-08-16 | Constant | 0 | [23 empty] | From eQ_Lib.dat in MASControl 2017
D_EUn_Caf_LitCFL_Yr | Lighting | FRACTION | Default | 2014-08-08 | 2014-08-16 | Constant | 0.035 | [23 empty] | From eQ_Lib.dat in MASControl 2017
D_EUn_Caf_LitCFL_Yr | Lighting | FRACTION | Default¦Wkdy | 2014-08-17 | 2014-12-11 | Hourly | 0.1 | 0.1 | 0.1 | 0.1 | 0.1 | 0.1 | 0.2444 | 0.3889 | 0.75 | 0.75 | 0.75 | 0.75 | 0.75 | 0.75 | 0.75 | 0.75 | 0.75 | 0.75 | 0.75 | 0.2083 | 0.1 | 0.1 | 0.1 | 0.1 | From eQ_Lib.dat in MASControl 2017
D_EUn_Caf_LitCFL_Yr | Lighting | FRACTION | Wknd | 2014-08-17 | 2014-12-11 | Hourly | 0.0325 | 0.0325 | 0.0325 | 0.0325 | 0.0325 | 0.0325 | 0.1003 | 0.1681 | 0.3375 | 0.3375 | 0.3375 | 0.3375 | 0.3375 | 0.3375 | 0.3375 | 0.3375 | 0.3375 | 0.3375 | 0.3375 | 0.0833 | 0.0325 | 0.0325 | 0.0325 | 0.0325 | From eQ_Lib.dat in MASControl 2017
D_EUn_Caf_LitCFL_Yr | Lighting | FRACTION | SmrDsn | 2014-12-12 | 2014-12-31 | Constant | 1 | [23 empty] | From eQ_Lib.dat in MASControl 2017
D_EUn_Caf_LitCFL_Yr | Lighting | FRACTION | WntrDsn | 2014-12-12 | 2014-12-31 | Constant | 0 | [23 empty] | From eQ_Lib.dat in MASControl 2017
D_EUn_Caf_LitCFL_Yr | Lighting | FRACTION | Default | 2014-12-12 | 2014-12-31 | Constant | 0.035 | [23 empty] | From eQ_Lib.dat in MASControl 2017
D_EUn_Caf_LitCFL_Yr | Lighting | FRACTION | WntrDsn | 2014-01-01 | 2014-12-31 | Constant | 0 | [23 empty] | From eQ_Lib.dat in MASControl 2017
D_EUn_Caf_LitCFL_Yr | Lighting | FRACTION | SmrDsn | 2014-01-01 | 2014-12-31 | Constant | 1 | [23 empty] | From eQ_Lib.dat in MASControl 2017
D_EUn_Caf_LitCFL_Yr | Lighting | FRACTION | Hol | 2014-01-01 | 2014-12-31 | Hourly | 0.0325 | 0.0325 | 0.0325 | 0.0325 | 0.0325 | 0.0325 | 0.0691 | 0.1056 | 0.1971 | 0.1971 | 0.1971 | 0.1971 | 0.1971 | 0.1971 | 0.1971 | 0.1971 | 0.1971 | 0.1971 | 0.1971 | 0.0599 | 0.0325 | 0.0325 | 0.0325 | 0.0325 | From eQ_Lib.dat in MASControl 2017
D_EUn_Caf_LitEx_Yr | Lighting | FRACTION | SmrDsn | 2014-01-01 | 2014-12-31 | Constant | 1 | [23 empty] | From eQ_Lib.dat in MASControl 2017
D_EUn_Caf_LitEx_Yr | Lighting | FRACTION | WntrDsn | 2014-01-01 | 2014-12-31 | Constant | 0 | [23 empty] | From eQ_Lib.dat in MASControl 2017
D_EUn_Caf_LitEx_Yr | Lighting | FRACTION | Default¦Hol | 2014-01-01 | 2014-12-31 | Constant | 1 | [23 empty] | From eQ_Lib.dat in MASControl 2017
D_EUn_Caf_LitLF_Yr | Lighting | FRACTION | SmrDsn | 2014-01-01 | 2014-01-11 | Constant | 1 | [23 empty] | From eQ_Lib.dat in MASControl 2017
D_EUn_Caf_LitLF_Yr | Lighting | FRACTION | WntrDsn | 2014-01-01 | 2014-01-11 | Constant | 0 | [23 empty] | From eQ_Lib.dat in MASControl 2017
D_EUn_Caf_LitLF_Yr | Lighting | FRACTION | Default | 2014-01-01 | 2014-01-11 | Constant | 0.035 | [23 empty] | From eQ_Lib.dat in MASControl 2017
D_EUn_Caf_LitLF_Yr | Lighting | FRACTION | Default¦Wkdy | 2014-01-12 | 2014-04-03 | Hourly | 0.1 | 0.1 | 0.1 | 0.1 | 0.1 | 0.1 | 0.2667 | 0.4333 | 0.85 | 0.85 | 0.85 | 0.85 | 0.85 | 0.85 | 0.85 | 0.85 | 0.85 | 0.85 | 0.85 | 0.225 | 0.1 | 0.1 | 0.1 | 0.1 | From eQ_Lib.dat in MASControl 2017
D_EUn_Caf_LitLF_Yr | Lighting | FRACTION | Wknd | 2014-01-12 | 2014-04-03 | Hourly | 0.025 | 0.025 | 0.025 | 0.025 | 0.025 | 0.025 | 0.1028 | 0.1806 | 0.375 | 0.375 | 0.375 | 0.375 | 0.375 | 0.375 | 0.375 | 0.375 | 0.375 | 0.375 | 0.375 | 0.0833 | 0.025 | 0.025 | 0.025 | 0.025 | From eQ_Lib.dat in MASControl 2017
D_EUn_Caf_LitLF_Yr | Lighting | FRACTION | SmrDsn | 2014-04-04 | 2014-04-12 | Constant | 1 | [23 empty] | From eQ_Lib.dat in MASControl 2017
D_EUn_Caf_LitLF_Yr | Lighting | FRACTION | WntrDsn | 2014-04-04 | 2014-04-12 | Constant | 0 | [23 empty] | From eQ_Lib.dat in MASControl 2017
D_EUn_Caf_LitLF_Yr | Lighting | FRACTION | Default | 2014-04-04 | 2014-04-12 | Constant | 0.035 | [23 empty] | From eQ_Lib.dat in MASControl 2017
D_EUn_Caf_LitLF_Yr | Lighting | FRACTION | Default¦Wkdy | 2014-04-13 | 2014-05-22 | Hourly | 0.1 | 0.1 | 0.1 | 0.1 | 0.1 | 0.1 | 0.2667 | 0.4333 | 0.85 | 0.85 | 0.85 | 0.85 | 0.85 | 0.85 | 0.85 | 0.85 | 0.85 | 0.85 | 0.85 | 0.225 | 0.1 | 0.1 | 0.1 | 0.1 | From eQ_Lib.dat in MASControl 2017
D_EUn_Caf_LitLF_Yr | Lighting | FRACTION | Wknd | 2014-04-13 | 2014-05-22 | Hourly | 0.025 | 0.025 | 0.025 | 0.025 | 0.025 | 0.025 | 0.1028 | 0.1806 | 0.375 | 0.375 | 0.375 | 0.375 | 0.375 | 0.375 | 0.375 | 0.375 | 0.375 | 0.375 | 0.375 | 0.0833 | 0.025 | 0.025 | 0.025 | 0.025 | From eQ_Lib.dat in MASControl 2017
D_EUn_Caf_LitLF_Yr | Lighting | FRACTION | SmrDsn | 2014-05-23 | 2014-05-31 | Constant | 1 | [23 empty] | From eQ_Lib.dat in MASControl 2017
D_EUn_Caf_LitLF_Yr | Lighting | FRACTION | WntrDsn | 2014-05-23 | 2014-05-31 | Constant | 0 | [23 empty] | From eQ_Lib.dat in MASControl 2017
D_EUn_Caf_LitLF_Yr | Lighting | FRACTION | Default | 2014-05-23 | 2014-05-31 | Constant | 0.035 | [23 empty] | From eQ_Lib.dat in MASControl 2017
D_EUn_Caf_LitLF_Yr | Lighting | FRACTION | Default¦Wkdy | 2014-06-01 | 2014-08-07 | Hourly | 0.0563 | 0.0563 | 0.0563 | 0.0563 | 0.0563 | 0.0563 | 0.1604 | 0.2646 | 0.525 | 0.525 | 0.525 | 0.525 | 0.525 | 0.525 | 0.525 | 0.525 | 0.525 | 0.525 | 0.525 | 0.1344 | 0.0563 | 0.0563 | 0.0563 | 0.0563 | From eQ_Lib.dat in MASControl 2017
D_EUn_Caf_LitLF_Yr | Lighting | FRACTION | Wknd | 2014-06-01 | 2014-08-07 | Hourly | 0.025 | 0.025 | 0.025 | 0.025 | 0.025 | 0.025 | 0.0695 | 0.114 | 0.2252 | 0.2252 | 0.2252 | 0.2252 | 0.2252 | 0.2252 | 0.2252 | 0.2252 | 0.2252 | 0.2252 | 0.2252 | 0.0584 | 0.025 | 0.025 | 0.025 | 0.025 | From eQ_Lib.dat in MASControl 2017
D_EUn_Caf_LitLF_Yr | Lighting | FRACTION | SmrDsn | 2014-08-08 | 2014-08-16 | Constant | 1 | [23 empty] | From eQ_Lib.dat in MASControl 2017
D_EUn_Caf_LitLF_Yr | Lighting | FRACTION | WntrDsn | 2014-08-08 | 2014-08-16 | Constant | 0 | [23 empty] | From eQ_Lib.dat in MASControl 2017
D_EUn_Caf_LitLF_Yr | Lighting | FRACTION | Default | 2014-08-08 | 2014-08-16 | Constant | 0.035 | [23 empty] | From eQ_Lib.dat in MASControl 2017
D_EUn_Caf_LitLF_Yr | Lighting | FRACTION | Default¦Wkdy | 2014-08-17 | 2014-12-11 | Hourly | 0.1 | 0.1 | 0.1 | 0.1 | 0.1 | 0.1 | 0.2667 | 0.4333 | 0.85 | 0.85 | 0.85 | 0.85 | 0.85 | 0.85 | 0.85 | 0.85 | 0.85 | 0.85 | 0.85 | 0.225 | 0.1 | 0.1 | 0.1 | 0.1 | From eQ_Lib.dat in MASControl 2017
D_EUn_Caf_LitLF_Yr | Lighting | FRACTION | Wknd | 2014-08-17 | 2014-12-11 | Hourly | 0.025 | 0.025 | 0.025 | 0.025 | 0.025 | 0.025 | 0.1028 | 0.1806 | 0.375 | 0.375 | 0.375 | 0.375 | 0.375 | 0.375 | 0.375 | 0.375 | 0.375 | 0.375 | 0.375 | 0.0833 | 0.025 | 0.025 | 0.025 | 0.025 | From eQ_Lib.dat in MASControl 2017
D_EUn_Caf_LitLF_Yr | Lighting | FRACTION | SmrDsn | 2014-12-12 | 2014-12-31 | Constant | 1 | [23 empty] | From eQ_Lib.dat in MASControl 2017
D_EUn_Caf_LitLF_Yr | Lighting | FRACTION | WntrDsn | 2014-12-12 | 2014-12-31 | Constant | 0 | [23 empty] | From eQ_Lib.dat in MASControl 2017
D_EUn_Caf_LitLF_Yr | Lighting | FRACTION | Default | 2014-12-12 | 2014-12-31 | Constant | 0.035 | [23 empty] | From eQ_Lib.dat in MASControl 2017
D_EUn_Caf_LitLF_Yr | Lighting | FRACTION | WntrDsn | 2014-01-01 | 2014-12-31 | Constant | 0 | [23 empty] | From eQ_Lib.dat in MASControl 2017
D_EUn_Caf_LitLF_Yr | Lighting | FRACTION | SmrDsn | 2014-01-01 | 2014-12-31 | Constant | 1 | [23 empty] | From eQ_Lib.dat in MASControl 2017
D_EUn_Caf_LitLF_Yr | Lighting | FRACTION | Hol | 2014-01-01 | 2014-12-31 | Hourly | 0.025 | 0.025 | 0.025 | 0.025 | 0.025 | 0.025 | 0.0695 | 0.114 | 0.2252 | 0.2252 | 0.2252 | 0.2252 | 0.2252 | 0.2252 | 0.2252 | 0.2252 | 0.2252 | 0.2252 | 0.2252 | 0.0584 | 0.025 | 0.025 | 0.025 | 0.025 | From eQ_Lib.dat in MASControl 2017
D_EUn_Caf_LitSp_Yr | Lighting | FRACTION | SmrDsn | 2014-01-01 | 2014-01-11 | Constant | 1 | [23 empty] | From eQ_Lib.dat in MASControl 2017
D_EUn_Caf_LitSp_Yr | Lighting | FRACTION | WntrDsn | 2014-01-01 | 2014-01-11 | Constant | 0 | [23 empty] | From eQ_Lib.dat in MASControl 2017
D_EUn_Caf_LitSp_Yr | Lighting | FRACTION | Default | 2014-01-01 | 2014-01-11 | Constant | 0.035 | [23 empty] | From eQ_Lib.dat in MASControl 2017
D_EUn_Caf_LitSp_Yr | Lighting | FRACTION | Default¦Wkdy | 2014-01-12 | 2014-04-03 | Hourly | 0.1 | 0.1 | 0.1 | 0.1 | 0.1 | 0.1 | 0.3 | 0.5 | 1 | 1 | 1 | 1 | 1 | 1 | 1 | 1 | 1 | 1 | 1 | 0.25 | 0.1 | 0.1 | 0.1 | 0.1 | From eQ_Lib.dat in MASControl 2017
D_EUn_Caf_LitSp_Yr | Lighting | FRACTION | Wknd | 2014-01-12 | 2014-04-03 | Hourly | 0.05 | 0.05 | 0.05 | 0.05 | 0.05 | 0.05 | 0.2056 | 0.3611 | 0.75 | 0.75 | 0.75 | 0.75 | 0.75 | 0.75 | 0.75 | 0.75 | 0.75 | 0.75 | 0.75 | 0.1667 | 0.05 | 0.05 | 0.05 | 0.05 | From eQ_Lib.dat in MASControl 2017
D_EUn_Caf_LitSp_Yr | Lighting | FRACTION | SmrDsn | 2014-04-04 | 2014-04-12 | Constant | 1 | [23 empty] | From eQ_Lib.dat in MASControl 2017
D_EUn_Caf_LitSp_Yr | Lighting | FRACTION | WntrDsn | 2014-04-04 | 2014-04-12 | Constant | 0 | [23 empty] | From eQ_Lib.dat in MASControl 2017
D_EUn_Caf_LitSp_Yr | Lighting | FRACTION | Default | 2014-04-04 | 2014-04-12 | Constant | 0.035 | [23 empty] | From eQ_Lib.dat in MASControl 2017
D_EUn_Caf_LitSp_Yr | Lighting | FRACTION | Default¦Wkdy | 2014-04-13 | 2014-05-22 | Hourly | 0.1 | 0.1 | 0.1 | 0.1 | 0.1 | 0.1 | 0.3 | 0.5 | 1 | 1 | 1 | 1 | 1 | 1 | 1 | 1 | 1 | 1 | 1 | 0.25 | 0.1 | 0.1 | 0.1 | 0.1 | From eQ_Lib.dat in MASControl 2017
D_EUn_Caf_LitSp_Yr | Lighting | FRACTION | Wknd | 2014-04-13 | 2014-05-22 | Hourly | 0.05 | 0.05 | 0.05 | 0.05 | 0.05 | 0.05 | 0.2056 | 0.3611 | 0.75 | 0.75 | 0.75 | 0.75 | 0.75 | 0.75 | 0.75 | 0.75 | 0.75 | 0.75 | 0.75 | 0.1667 | 0.05 | 0.05 | 0.05 | 0.05 | From eQ_Lib.dat in MASControl 2017
D_EUn_Caf_LitSp_Yr | Lighting | FRACTION | SmrDsn | 2014-05-23 | 2014-05-31 | Constant | 1 | [23 empty] | From eQ_Lib.dat in MASControl 2017
D_EUn_Caf_LitSp_Yr | Lighting | FRACTION | WntrDsn | 2014-05-23 | 2014-05-31 | Constant | 0 | [23 empty] | From eQ_Lib.dat in MASControl 2017
D_EUn_Caf_LitSp_Yr | Lighting | FRACTION | Default | 2014-05-23 | 2014-05-31 | Constant | 0.035 | [23 empty] | From eQ_Lib.dat in MASControl 2017
D_EUn_Caf_LitSp_Yr | Lighting | FRACTION | Default¦Wkdy | 2014-06-01 | 2014-08-07 | Hourly | 0.075 | 0.075 | 0.075 | 0.075 | 0.075 | 0.075 | 0.225 | 0.375 | 0.75 | 0.75 | 0.75 | 0.75 | 0.75 | 0.75 | 0.75 | 0.75 | 0.75 | 0.75 | 0.75 | 0.1875 | 0.075 | 0.075 | 0.075 | 0.075 | From eQ_Lib.dat in MASControl 2017
D_EUn_Caf_LitSp_Yr | Lighting | FRACTION | Wknd | 2014-06-01 | 2014-08-07 | Hourly | 0.05 | 0.05 | 0.05 | 0.05 | 0.05 | 0.05 | 0.164 | 0.278 | 0.563 | 0.563 | 0.563 | 0.563 | 0.563 | 0.563 | 0.563 | 0.563 | 0.563 | 0.563 | 0.563 | 0.1355 | 0.05 | 0.05 | 0.05 | 0.05 | From eQ_Lib.dat in MASControl 2017
D_EUn_Caf_LitSp_Yr | Lighting | FRACTION | SmrDsn | 2014-08-08 | 2014-08-16 | Constant | 1 | [23 empty] | From eQ_Lib.dat in MASControl 2017
D_EUn_Caf_LitSp_Yr | Lighting | FRACTION | WntrDsn | 2014-08-08 | 2014-08-16 | Constant | 0 | [23 empty] | From eQ_Lib.dat in MASControl 2017
D_EUn_Caf_LitSp_Yr | Lighting | FRACTION | Default | 2014-08-08 | 2014-08-16 | Constant | 0.035 | [23 empty] | From eQ_Lib.dat in MASControl 2017
D_EUn_Caf_LitSp_Yr | Lighting | FRACTION | Default¦Wkdy | 2014-08-17 | 2014-12-11 | Hourly | 0.1 | 0.1 | 0.1 | 0.1 | 0.1 | 0.1 | 0.3 | 0.5 | 1 | 1 | 1 | 1 | 1 | 1 | 1 | 1 | 1 | 1 | 1 | 0.25 | 0.1 | 0.1 | 0.1 | 0.1 | From eQ_Lib.dat in MASControl 2017
D_EUn_Caf_LitSp_Yr | Lighting | FRACTION | Wknd | 2014-08-17 | 2014-12-11 | Hourly | 0.05 | 0.05 | 0.05 | 0.05 | 0.05 | 0.05 | 0.2056 | 0.3611 | 0.75 | 0.75 | 0.75 | 0.75 | 0.75 | 0.75 | 0.75 | 0.75 | 0.75 | 0.75 | 0.75 | 0.1667 | 0.05 | 0.05 | 0.05 | 0.05 | From eQ_Lib.dat in MASControl 2017
D_EUn_Caf_LitSp_Yr | Lighting | FRACTION | SmrDsn | 2014-12-12 | 2014-12-31 | Constant | 1 | [23 empty] | From eQ_Lib.dat in MASControl 2017
D_EUn_Caf_LitSp_Yr | Lighting | FRACTION | WntrDsn | 2014-12-12 | 2014-12-31 | Constant | 0 | [23 empty] | From eQ_Lib.dat in MASControl 2017
D_EUn_Caf_LitSp_Yr | Lighting | FRACTION | Default | 2014-12-12 | 2014-12-31 | Constant | 0.035 | [23 empty] | From eQ_Lib.dat in MASControl 2017
D_EUn_Caf_LitSp_Yr | Lighting | FRACTION | WntrDsn | 2014-01-01 | 2014-12-31 | Constant | 0 | [23 empty] | From eQ_Lib.dat in MASControl 2017
D_EUn_Caf_LitSp_Yr | Lighting | FRACTION | SmrDsn | 2014-01-01 | 2014-12-31 | Constant | 1 | [23 empty] | From eQ_Lib.dat in MASControl 2017
D_EUn_Caf_LitSp_Yr | Lighting | FRACTION | Hol | 2014-01-01 | 2014-12-31 | Hourly | 0.05 | 0.05 | 0.05 | 0.05 | 0.05 | 0.05 | 0.164 | 0.278 | 0.563 | 0.563 | 0.563 | 0.563 | 0.563 | 0.563 | 0.563 | 0.563 | 0.563 | 0.563 | 0.563 | 0.1355 | 0.05 | 0.05 | 0.05 | 0.05 | From eQ_Lib.dat in MASControl 2017
D_EUn_Clrm_LitCFL_Yr | Lighting | FRACTION | SmrDsn | 2014-01-01 | 2014-01-11 | Constant | 1 | [23 empty] | From eQ_Lib.dat in MASControl 2017
D_EUn_Clrm_LitCFL_Yr | Lighting | FRACTION | WntrDsn | 2014-01-01 | 2014-01-11 | Constant | 0 | [23 empty] | From eQ_Lib.dat in MASControl 2017
D_EUn_Clrm_LitCFL_Yr | Lighting | FRACTION | Default | 2014-01-01 | 2014-01-11 | Constant | 0.035 | [23 empty] | From eQ_Lib.dat in MASControl 2017
D_EUn_Clrm_LitCFL_Yr | Lighting | FRACTION | Default¦Wkdy | 2014-01-12 | 2014-04-03 | Hourly | 0.08 | 0.08 | 0.08 | 0.08 | 0.08 | 0.08 | 0.3737 | 0.5695 | 0.7 | 0.7 | 0.7 | 0.6347 | 0.6347 | 0.6347 | 0.7 | 0.7 | 0.7 | 0.6347 | 0.6347 | 0.6347 | 0.5695 | 0.5042 | 0.3737 | 0.1779 | From eQ_Lib.dat in MASControl 2017
D_EUn_Clrm_LitCFL_Yr | Lighting | FRACTION | Sat | 2014-01-12 | 2014-04-03 | Hourly | 0.065 | 0.065 | 0.065 | 0.065 | 0.065 | 0.065 | 0.065 | 0.3689 | 0.45 | 0.45 | 0.45 | 0.4095 | 0.4095 | 0.4095 | 0.45 | 0.45 | 0.3284 | 0.2068 | 0.1258 | 0.065 | 0.065 | 0.065 | 0.065 | 0.065 | From eQ_Lib.dat in MASControl 2017
D_EUn_Clrm_LitCFL_Yr | Lighting | FRACTION | Sun | 2014-01-12 | 2014-04-03 | Hourly | 0.065 | 0.065 | 0.065 | 0.065 | 0.065 | 0.065 | 0.065 | 0.065 | 0.065 | 0.065 | 0.45 | 0.45 | 0.065 | 0.065 | 0.065 | 0.065 | 0.065 | 0.065 | 0.065 | 0.065 | 0.065 | 0.065 | 0.065 | 0.065 | From eQ_Lib.dat in MASControl 2017
D_EUn_Clrm_LitCFL_Yr | Lighting | FRACTION | SmrDsn | 2014-04-04 | 2014-04-12 | Constant | 1 | [23 empty] | From eQ_Lib.dat in MASControl 2017
D_EUn_Clrm_LitCFL_Yr | Lighting | FRACTION | WntrDsn | 2014-04-04 | 2014-04-12 | Constant | 0 | [23 empty] | From eQ_Lib.dat in MASControl 2017
D_EUn_Clrm_LitCFL_Yr | Lighting | FRACTION | Default | 2014-04-04 | 2014-04-12 | Constant | 0.035 | [23 empty] | From eQ_Lib.dat in MASControl 2017
D_EUn_Clrm_LitCFL_Yr | Lighting | FRACTION | Default¦Wkdy | 2014-04-13 | 2014-05-22 | Hourly | 0.08 | 0.08 | 0.08 | 0.08 | 0.08 | 0.08 | 0.3737 | 0.5695 | 0.7 | 0.7 | 0.7 | 0.6347 | 0.6347 | 0.6347 | 0.7 | 0.7 | 0.7 | 0.6347 | 0.6347 | 0.6347 | 0.5695 | 0.5042 | 0.3737 | 0.1779 | From eQ_Lib.dat in MASControl 2017
D_EUn_Clrm_LitCFL_Yr | Lighting | FRACTION | Sat | 2014-04-13 | 2014-05-22 | Hourly | 0.065 | 0.065 | 0.065 | 0.065 | 0.065 | 0.065 | 0.065 | 0.3689 | 0.45 | 0.45 | 0.45 | 0.4095 | 0.4095 | 0.4095 | 0.45 | 0.45 | 0.3284 | 0.2068 | 0.1258 | 0.065 | 0.065 | 0.065 | 0.065 | 0.065 | From eQ_Lib.dat in MASControl 2017
D_EUn_Clrm_LitCFL_Yr | Lighting | FRACTION | Sun | 2014-04-13 | 2014-05-22 | Hourly | 0.065 | 0.065 | 0.065 | 0.065 | 0.065 | 0.065 | 0.065 | 0.065 | 0.065 | 0.065 | 0.45 | 0.45 | 0.065 | 0.065 | 0.065 | 0.065 | 0.065 | 0.065 | 0.065 | 0.065 | 0.065 | 0.065 | 0.065 | 0.065 | From eQ_Lib.dat in MASControl 2017
D_EUn_Clrm_LitCFL_Yr | Lighting | FRACTION | SmrDsn | 2014-05-23 | 2014-05-31 | Constant | 1 | [23 empty] | From eQ_Lib.dat in MASControl 2017
D_EUn_Clrm_LitCFL_Yr | Lighting | FRACTION | WntrDsn | 2014-05-23 | 2014-05-31 | Constant | 0 | [23 empty] | From eQ_Lib.dat in MASControl 2017
D_EUn_Clrm_LitCFL_Yr | Lighting | FRACTION | Default | 2014-05-23 | 2014-05-31 | Constant | 0.035 | [23 empty] | From eQ_Lib.dat in MASControl 2017
D_EUn_Clrm_LitCFL_Yr | Lighting | FRACTION | Default¦Wkdy | 2014-06-01 | 2014-08-07 | Hourly | 0.08 | 0.08 | 0.08 | 0.08 | 0.08 | 0.08 | 0.2553 | 0.3721 | 0.45 | 0.45 | 0.45 | 0.4111 | 0.4111 | 0.4111 | 0.45 | 0.45 | 0.45 | 0.4111 | 0.4111 | 0.3721 | 0.3332 | 0.2553 | 0.1384 | 0.08 | From eQ_Lib.dat in MASControl 2017
D_EUn_Clrm_LitCFL_Yr | Lighting | FRACTION | Sat | 2014-06-01 | 2014-08-07 | Hourly | 0.065 | 0.065 | 0.065 | 0.065 | 0.065 | 0.065 | 0.065 | 0.1913 | 0.225 | 0.225 | 0.225 | 0.2082 | 0.2082 | 0.2082 | 0.225 | 0.1745 | 0.1239 | 0.0903 | 0.065 | 0.065 | 0.065 | 0.065 | 0.065 | 0.065 | From eQ_Lib.dat in MASControl 2017
D_EUn_Clrm_LitCFL_Yr | Lighting | FRACTION | Sun | 2014-06-01 | 2014-08-07 | Hourly | 0.065 | 0.065 | 0.065 | 0.065 | 0.065 | 0.065 | 0.065 | 0.065 | 0.065 | 0.065 | 0.225 | 0.225 | 0.065 | 0.065 | 0.065 | 0.065 | 0.065 | 0.065 | 0.065 | 0.065 | 0.065 | 0.065 | 0.065 | 0.065 | From eQ_Lib.dat in MASControl 2017
D_EUn_Clrm_LitCFL_Yr | Lighting | FRACTION | SmrDsn | 2014-08-08 | 2014-08-16 | Constant | 1 | [23 empty] | From eQ_Lib.dat in MASControl 2017
D_EUn_Clrm_LitCFL_Yr | Lighting | FRACTION | WntrDsn | 2014-08-08 | 2014-08-16 | Constant | 0 | [23 empty] | From eQ_Lib.dat in MASControl 2017
D_EUn_Clrm_LitCFL_Yr | Lighting | FRACTION | Default | 2014-08-08 | 2014-08-16 | Constant | 0.035 | [23 empty] | From eQ_Lib.dat in MASControl 2017
D_EUn_Clrm_LitCFL_Yr | Lighting | FRACTION | Default¦Wkdy | 2014-08-17 | 2014-12-11 | Hourly | 0.08 | 0.08 | 0.08 | 0.08 | 0.08 | 0.08 | 0.3737 | 0.5695 | 0.7 | 0.7 | 0.7 | 0.6347 | 0.6347 | 0.6347 | 0.7 | 0.7 | 0.7 | 0.6347 | 0.6347 | 0.6347 | 0.5695 | 0.5042 | 0.3737 | 0.1779 | From eQ_Lib.dat in MASControl 2017
D_EUn_Clrm_LitCFL_Yr | Lighting | FRACTION | Sat | 2014-08-17 | 2014-12-11 | Hourly | 0.065 | 0.065 | 0.065 | 0.065 | 0.065 | 0.065 | 0.065 | 0.3689 | 0.45 | 0.45 | 0.45 | 0.4095 | 0.4095 | 0.4095 | 0.45 | 0.45 | 0.3284 | 0.2068 | 0.1258 | 0.065 | 0.065 | 0.065 | 0.065 | 0.065 | From eQ_Lib.dat in MASControl 2017
D_EUn_Clrm_LitCFL_Yr | Lighting | FRACTION | Sun | 2014-08-17 | 2014-12-11 | Hourly | 0.065 | 0.065 | 0.065 | 0.065 | 0.065 | 0.065 | 0.065 | 0.065 | 0.065 | 0.065 | 0.45 | 0.45 | 0.065 | 0.065 | 0.065 | 0.065 | 0.065 | 0.065 | 0.065 | 0.065 | 0.065 | 0.065 | 0.065 | 0.065 | From eQ_Lib.dat in MASControl 2017
D_EUn_Clrm_LitCFL_Yr | Lighting | FRACTION | SmrDsn | 2014-12-12 | 2014-12-31 | Constant | 1 | [23 empty] | From eQ_Lib.dat in MASControl 2017
D_EUn_Clrm_LitCFL_Yr | Lighting | FRACTION | WntrDsn | 2014-12-12 | 2014-12-31 | Constant | 0 | [23 empty] | From eQ_Lib.dat in MASControl 2017
D_EUn_Clrm_LitCFL_Yr | Lighting | FRACTION | Default | 2014-12-12 | 2014-12-31 | Constant | 0.035 | [23 empty] | From eQ_Lib.dat in MASControl 2017
D_EUn_Clrm_LitCFL_Yr | Lighting | FRACTION | WntrDsn | 2014-01-01 | 2014-12-31 | Constant | 0 | [23 empty] | From eQ_Lib.dat in MASControl 2017
D_EUn_Clrm_LitCFL_Yr | Lighting | FRACTION | SmrDsn | 2014-01-01 | 2014-12-31 | Constant | 1 | [23 empty] | From eQ_Lib.dat in MASControl 2017
D_EUn_Clrm_LitCFL_Yr | Lighting | FRACTION | Hol | 2014-01-01 | 2014-12-31 | Hourly | 0.065 | 0.065 | 0.065 | 0.065 | 0.065 | 0.065 | 0.065 | 0.065 | 0.065 | 0.065 | 0.225 | 0.225 | 0.065 | 0.065 | 0.065 | 0.065 | 0.065 | 0.065 | 0.065 | 0.065 | 0.065 | 0.065 | 0.065 | 0.065 | From eQ_Lib.dat in MASControl 2017
D_EUn_Clrm_LitEx_Yr | Lighting | FRACTION | SmrDsn | 2014-01-01 | 2014-12-31 | Constant | 1 | [23 empty] | From eQ_Lib.dat in MASControl 2017
D_EUn_Clrm_LitEx_Yr | Lighting | FRACTION | WntrDsn | 2014-01-01 | 2014-12-31 | Constant | 0 | [23 empty] | From eQ_Lib.dat in MASControl 2017
D_EUn_Clrm_LitEx_Yr | Lighting | FRACTION | Default¦Hol | 2014-01-01 | 2014-12-31 | Constant | 1 | [23 empty] | From eQ_Lib.dat in MASControl 2017
D_EUn_Clrm_LitLF_Yr | Lighting | FRACTION | SmrDsn | 2014-01-01 | 2014-01-11 | Constant | 1 | [23 empty] | From eQ_Lib.dat in MASControl 2017
D_EUn_Clrm_LitLF_Yr | Lighting | FRACTION | WntrDsn | 2014-01-01 | 2014-01-11 | Constant | 0 | [23 empty] | From eQ_Lib.dat in MASControl 2017
D_EUn_Clrm_LitLF_Yr | Lighting | FRACTION | Default | 2014-01-01 | 2014-01-11 | Constant | 0.035 | [23 empty] | From eQ_Lib.dat in MASControl 2017
D_EUn_Clrm_LitLF_Yr | Lighting | FRACTION | Default¦Wkdy | 2014-01-12 | 2014-04-03 | Hourly | 0.05 | 0.05 | 0.05 | 0.05 | 0.05 | 0.05 | 0.3579 | 0.5632 | 0.7 | 0.7 | 0.7 | 0.6316 | 0.6316 | 0.6316 | 0.7 | 0.7 | 0.7 | 0.6316 | 0.6316 | 0.6316 | 0.5632 | 0.4947 | 0.3579 | 0.1526 | From eQ_Lib.dat in MASControl 2017
D_EUn_Clrm_LitLF_Yr | Lighting | FRACTION | Sat | 2014-01-12 | 2014-04-03 | Hourly | 0.05 | 0.05 | 0.05 | 0.05 | 0.05 | 0.05 | 0.05 | 0.2079 | 0.25 | 0.25 | 0.25 | 0.2289 | 0.2289 | 0.2289 | 0.25 | 0.25 | 0.1868 | 0.1237 | 0.0816 | 0.05 | 0.05 | 0.05 | 0.05 | 0.05 | From eQ_Lib.dat in MASControl 2017
D_EUn_Clrm_LitLF_Yr | Lighting | FRACTION | Sun | 2014-01-12 | 2014-04-03 | Hourly | 0.05 | 0.05 | 0.05 | 0.05 | 0.05 | 0.05 | 0.05 | 0.05 | 0.05 | 0.05 | 0.25 | 0.25 | 0.05 | 0.05 | 0.05 | 0.05 | 0.05 | 0.05 | 0.05 | 0.05 | 0.05 | 0.05 | 0.05 | 0.05 | From eQ_Lib.dat in MASControl 2017
D_EUn_Clrm_LitLF_Yr | Lighting | FRACTION | SmrDsn | 2014-04-04 | 2014-04-12 | Constant | 1 | [23 empty] | From eQ_Lib.dat in MASControl 2017
D_EUn_Clrm_LitLF_Yr | Lighting | FRACTION | WntrDsn | 2014-04-04 | 2014-04-12 | Constant | 0 | [23 empty] | From eQ_Lib.dat in MASControl 2017
D_EUn_Clrm_LitLF_Yr | Lighting | FRACTION | Default | 2014-04-04 | 2014-04-12 | Constant | 0.035 | [23 empty] | From eQ_Lib.dat in MASControl 2017
D_EUn_Clrm_LitLF_Yr | Lighting | FRACTION | Default¦Wkdy | 2014-04-13 | 2014-05-22 | Hourly | 0.05 | 0.05 | 0.05 | 0.05 | 0.05 | 0.05 | 0.3579 | 0.5632 | 0.7 | 0.7 | 0.7 | 0.6316 | 0.6316 | 0.6316 | 0.7 | 0.7 | 0.7 | 0.6316 | 0.6316 | 0.6316 | 0.5632 | 0.4947 | 0.3579 | 0.1526 | From eQ_Lib.dat in MASControl 2017
D_EUn_Clrm_LitLF_Yr | Lighting | FRACTION | Sat | 2014-04-13 | 2014-05-22 | Hourly | 0.05 | 0.05 | 0.05 | 0.05 | 0.05 | 0.05 | 0.05 | 0.2079 | 0.25 | 0.25 | 0.25 | 0.2289 | 0.2289 | 0.2289 | 0.25 | 0.25 | 0.1868 | 0.1237 | 0.0816 | 0.05 | 0.05 | 0.05 | 0.05 | 0.05 | From eQ_Lib.dat in MASControl 2017
D_EUn_Clrm_LitLF_Yr | Lighting | FRACTION | Sun | 2014-04-13 | 2014-05-22 | Hourly | 0.05 | 0.05 | 0.05 | 0.05 | 0.05 | 0.05 | 0.05 | 0.05 | 0.05 | 0.05 | 0.25 | 0.25 | 0.05 | 0.05 | 0.05 | 0.05 | 0.05 | 0.05 | 0.05 | 0.05 | 0.05 | 0.05 | 0.05 | 0.05 | From eQ_Lib.dat in MASControl 2017
D_EUn_Clrm_LitLF_Yr | Lighting | FRACTION | SmrDsn | 2014-05-23 | 2014-05-31 | Constant | 1 | [23 empty] | From eQ_Lib.dat in MASControl 2017
D_EUn_Clrm_LitLF_Yr | Lighting | FRACTION | WntrDsn | 2014-05-23 | 2014-05-31 | Constant | 0 | [23 empty] | From eQ_Lib.dat in MASControl 2017
D_EUn_Clrm_LitLF_Yr | Lighting | FRACTION | Default | 2014-05-23 | 2014-05-31 | Constant | 0.035 | [23 empty] | From eQ_Lib.dat in MASControl 2017
D_EUn_Clrm_LitLF_Yr | Lighting | FRACTION | Default¦Wkdy | 2014-06-01 | 2014-08-07 | Hourly | 0.05 | 0.05 | 0.05 | 0.05 | 0.05 | 0.05 | 0.2395 | 0.3658 | 0.45 | 0.45 | 0.45 | 0.4079 | 0.4079 | 0.4079 | 0.45 | 0.45 | 0.45 | 0.4079 | 0.4079 | 0.3658 | 0.3237 | 0.2395 | 0.1132 | 0.05 | From eQ_Lib.dat in MASControl 2017
D_EUn_Clrm_LitLF_Yr | Lighting | FRACTION | Sat | 2014-06-01 | 2014-08-07 | Hourly | 0.05 | 0.05 | 0.05 | 0.05 | 0.05 | 0.05 | 0.05 | 0.1289 | 0.15 | 0.15 | 0.15 | 0.1395 | 0.1395 | 0.1395 | 0.15 | 0.1184 | 0.0868 | 0.0658 | 0.05 | 0.05 | 0.05 | 0.05 | 0.05 | 0.05 | From eQ_Lib.dat in MASControl 2017
D_EUn_Clrm_LitLF_Yr | Lighting | FRACTION | Sun | 2014-06-01 | 2014-08-07 | Hourly | 0.05 | 0.05 | 0.05 | 0.05 | 0.05 | 0.05 | 0.05 | 0.05 | 0.05 | 0.05 | 0.15 | 0.15 | 0.05 | 0.05 | 0.05 | 0.05 | 0.05 | 0.05 | 0.05 | 0.05 | 0.05 | 0.05 | 0.05 | 0.05 | From eQ_Lib.dat in MASControl 2017
D_EUn_Clrm_LitLF_Yr | Lighting | FRACTION | SmrDsn | 2014-08-08 | 2014-08-16 | Constant | 1 | [23 empty] | From eQ_Lib.dat in MASControl 2017
D_EUn_Clrm_LitLF_Yr | Lighting | FRACTION | WntrDsn | 2014-08-08 | 2014-08-16 | Constant | 0 | [23 empty] | From eQ_Lib.dat in MASControl 2017
D_EUn_Clrm_LitLF_Yr | Lighting | FRACTION | Default | 2014-08-08 | 2014-08-16 | Constant | 0.035 | [23 empty] | From eQ_Lib.dat in MASControl 2017
D_EUn_Clrm_LitLF_Yr | Lighting | FRACTION | Default¦Wkdy | 2014-08-17 | 2014-12-11 | Hourly | 0.05 | 0.05 | 0.05 | 0.05 | 0.05 | 0.05 | 0.3579 | 0.5632 | 0.7 | 0.7 | 0.7 | 0.6316 | 0.6316 | 0.6316 | 0.7 | 0.7 | 0.7 | 0.6316 | 0.6316 | 0.6316 | 0.5632 | 0.4947 | 0.3579 | 0.1526 | From eQ_Lib.dat in MASControl 2017
D_EUn_Clrm_LitLF_Yr | Lighting | FRACTION | Sat | 2014-08-17 | 2014-12-11 | Hourly | 0.05 | 0.05 | 0.05 | 0.05 | 0.05 | 0.05 | 0.05 | 0.2079 | 0.25 | 0.25 | 0.25 | 0.2289 | 0.2289 | 0.2289 | 0.25 | 0.25 | 0.1868 | 0.1237 | 0.0816 | 0.05 | 0.05 | 0.05 | 0.05 | 0.05 | From eQ_Lib.dat in MASControl 2017
D_EUn_Clrm_LitLF_Yr | Lighting | FRACTION | Sun | 2014-08-17 | 2014-12-11 | Hourly | 0.05 | 0.05 | 0.05 | 0.05 | 0.05 | 0.05 | 0.05 | 0.05 | 0.05 | 0.05 | 0.25 | 0.25 | 0.05 | 0.05 | 0.05 | 0.05 | 0.05 | 0.05 | 0.05 | 0.05 | 0.05 | 0.05 | 0.05 | 0.05 | From eQ_Lib.dat in MASControl 2017
D_EUn_Clrm_LitLF_Yr | Lighting | FRACTION | SmrDsn | 2014-12-12 | 2014-12-31 | Constant | 1 | [23 empty] | From eQ_Lib.dat in MASControl 2017
D_EUn_Clrm_LitLF_Yr | Lighting | FRACTION | WntrDsn | 2014-12-12 | 2014-12-31 | Constant | 0 | [23 empty] | From eQ_Lib.dat in MASControl 2017
D_EUn_Clrm_LitLF_Yr | Lighting | FRACTION | Default | 2014-12-12 | 2014-12-31 | Constant | 0.035 | [23 empty] | From eQ_Lib.dat in MASControl 2017
D_EUn_Clrm_LitLF_Yr | Lighting | FRACTION | WntrDsn | 2014-01-01 | 2014-12-31 | Constant | 0 | [23 empty] | From eQ_Lib.dat in MASControl 2017
D_EUn_Clrm_LitLF_Yr | Lighting | FRACTION | SmrDsn | 2014-01-01 | 2014-12-31 | Constant | 1 | [23 empty] | From eQ_Lib.dat in MASControl 2017
D_EUn_Clrm_LitLF_Yr | Lighting | FRACTION | Hol | 2014-01-01 | 2014-12-31 | Hourly | 0.05 | 0.05 | 0.05 | 0.05 | 0.05 | 0.05 | 0.05 | 0.05 | 0.05 | 0.05 | 0.15 | 0.15 | 0.05 | 0.05 | 0.05 | 0.05 | 0.05 | 0.05 | 0.05 | 0.05 | 0.05 | 0.05 | 0.05 | 0.05 | From eQ_Lib.dat in MASControl 2017
D_EUn_Clrm_LitSp_Yr | Lighting | FRACTION | SmrDsn | 2014-01-01 | 2014-01-11 | Constant | 1 | [23 empty] | From eQ_Lib.dat in MASControl 2017
D_EUn_Clrm_LitSp_Yr | Lighting | FRACTION | WntrDsn | 2014-01-01 | 2014-01-11 | Constant | 0 | [23 empty] | From eQ_Lib.dat in MASControl 2017
D_EUn_Clrm_LitSp_Yr | Lighting | FRACTION | Default | 2014-01-01 | 2014-01-11 | Constant | 0.035 | [23 empty] | From eQ_Lib.dat in MASControl 2017
D_EUn_Clrm_LitSp_Yr | Lighting | FRACTION | Default¦Wkdy | 2014-01-12 | 2014-04-03 | Hourly | 0.05 | 0.05 | 0.05 | 0.05 | 0.05 | 0.05 | 0.5 | 0.8 | 1 | 1 | 1 | 0.9 | 0.9 | 0.9 | 1 | 1 | 1 | 0.9 | 0.9 | 0.9 | 0.8 | 0.7 | 0.5 | 0.2 | From eQ_Lib.dat in MASControl 2017
D_EUn_Clrm_LitSp_Yr | Lighting | FRACTION | Sat | 2014-01-12 | 2014-04-03 | Hourly | 0.05 | 0.05 | 0.05 | 0.05 | 0.05 | 0.05 | 0.05 | 0.8 | 1 | 1 | 1 | 0.9 | 0.9 | 0.9 | 1 | 1 | 0.7 | 0.4 | 0.2 | 0.05 | 0.05 | 0.05 | 0.05 | 0.05 | From eQ_Lib.dat in MASControl 2017
D_EUn_Clrm_LitSp_Yr | Lighting | FRACTION | Sun | 2014-01-12 | 2014-04-03 | Hourly | 0.05 | 0.05 | 0.05 | 0.05 | 0.05 | 0.05 | 0.05 | 0.05 | 0.05 | 0.05 | 0.25 | 0.25 | 0.05 | 0.05 | 0.05 | 0.05 | 0.05 | 0.05 | 0.05 | 0.05 | 0.05 | 0.05 | 0.05 | 0.05 | From eQ_Lib.dat in MASControl 2017
D_EUn_Clrm_LitSp_Yr | Lighting | FRACTION | SmrDsn | 2014-04-04 | 2014-04-12 | Constant | 1 | [23 empty] | From eQ_Lib.dat in MASControl 2017
D_EUn_Clrm_LitSp_Yr | Lighting | FRACTION | WntrDsn | 2014-04-04 | 2014-04-12 | Constant | 0 | [23 empty] | From eQ_Lib.dat in MASControl 2017
D_EUn_Clrm_LitSp_Yr | Lighting | FRACTION | Default | 2014-04-04 | 2014-04-12 | Constant | 0.035 | [23 empty] | From eQ_Lib.dat in MASControl 2017
D_EUn_Clrm_LitSp_Yr | Lighting | FRACTION | Default¦Wkdy | 2014-04-13 | 2014-05-22 | Hourly | 0.05 | 0.05 | 0.05 | 0.05 | 0.05 | 0.05 | 0.5 | 0.8 | 1 | 1 | 1 | 0.9 | 0.9 | 0.9 | 1 | 1 | 1 | 0.9 | 0.9 | 0.9 | 0.8 | 0.7 | 0.5 | 0.2 | From eQ_Lib.dat in MASControl 2017
D_EUn_Clrm_LitSp_Yr | Lighting | FRACTION | Sat | 2014-04-13 | 2014-05-22 | Hourly | 0.05 | 0.05 | 0.05 | 0.05 | 0.05 | 0.05 | 0.05 | 0.8 | 1 | 1 | 1 | 0.9 | 0.9 | 0.9 | 1 | 1 | 0.7 | 0.4 | 0.2 | 0.05 | 0.05 | 0.05 | 0.05 | 0.05 | From eQ_Lib.dat in MASControl 2017
D_EUn_Clrm_LitSp_Yr | Lighting | FRACTION | Sun | 2014-04-13 | 2014-05-22 | Hourly | 0.05 | 0.05 | 0.05 | 0.05 | 0.05 | 0.05 | 0.05 | 0.05 | 0.05 | 0.05 | 0.25 | 0.25 | 0.05 | 0.05 | 0.05 | 0.05 | 0.05 | 0.05 | 0.05 | 0.05 | 0.05 | 0.05 | 0.05 | 0.05 | From eQ_Lib.dat in MASControl 2017
D_EUn_Clrm_LitSp_Yr | Lighting | FRACTION | SmrDsn | 2014-05-23 | 2014-05-31 | Constant | 1 | [23 empty] | From eQ_Lib.dat in MASControl 2017
D_EUn_Clrm_LitSp_Yr | Lighting | FRACTION | WntrDsn | 2014-05-23 | 2014-05-31 | Constant | 0 | [23 empty] | From eQ_Lib.dat in MASControl 2017
D_EUn_Clrm_LitSp_Yr | Lighting | FRACTION | Default | 2014-05-23 | 2014-05-31 | Constant | 0.035 | [23 empty] | From eQ_Lib.dat in MASControl 2017
D_EUn_Clrm_LitSp_Yr | Lighting | FRACTION | Default¦Wkdy | 2014-06-01 | 2014-08-07 | Hourly | 0.05 | 0.05 | 0.05 | 0.05 | 0.05 | 0.05 | 0.3816 | 0.6026 | 0.75 | 0.75 | 0.75 | 0.6763 | 0.6763 | 0.6763 | 0.75 | 0.75 | 0.75 | 0.6763 | 0.6763 | 0.6026 | 0.5289 | 0.3816 | 0.1605 | 0.05 | From eQ_Lib.dat in MASControl 2017
D_EUn_Clrm_LitSp_Yr | Lighting | FRACTION | Sat | 2014-06-01 | 2014-08-07 | Hourly | 0.05 | 0.05 | 0.05 | 0.05 | 0.05 | 0.05 | 0.05 | 0.6026 | 0.75 | 0.75 | 0.75 | 0.6763 | 0.6763 | 0.6763 | 0.75 | 0.5289 | 0.3079 | 0.1605 | 0.05 | 0.05 | 0.05 | 0.05 | 0.05 | 0.05 | From eQ_Lib.dat in MASControl 2017
D_EUn_Clrm_LitSp_Yr | Lighting | FRACTION | Sun | 2014-06-01 | 2014-08-07 | Hourly | 0.05 | 0.05 | 0.05 | 0.05 | 0.05 | 0.05 | 0.05 | 0.05 | 0.05 | 0.05 | 0.1875 | 0.1875 | 0.05 | 0.05 | 0.05 | 0.05 | 0.05 | 0.05 | 0.05 | 0.05 | 0.05 | 0.05 | 0.05 | 0.05 | From eQ_Lib.dat in MASControl 2017
D_EUn_Clrm_LitSp_Yr | Lighting | FRACTION | SmrDsn | 2014-08-08 | 2014-08-16 | Constant | 1 | [23 empty] | From eQ_Lib.dat in MASControl 2017
D_EUn_Clrm_LitSp_Yr | Lighting | FRACTION | WntrDsn | 2014-08-08 | 2014-08-16 | Constant | 0 | [23 empty] | From eQ_Lib.dat in MASControl 2017
D_EUn_Clrm_LitSp_Yr | Lighting | FRACTION | Default | 2014-08-08 | 2014-08-16 | Constant | 0.035 | [23 empty] | From eQ_Lib.dat in MASControl 2017
D_EUn_Clrm_LitSp_Yr | Lighting | FRACTION | Default¦Wkdy | 2014-08-17 | 2014-12-11 | Hourly | 0.05 | 0.05 | 0.05 | 0.05 | 0.05 | 0.05 | 0.5 | 0.8 | 1 | 1 | 1 | 0.9 | 0.9 | 0.9 | 1 | 1 | 1 | 0.9 | 0.9 | 0.9 | 0.8 | 0.7 | 0.5 | 0.2 | From eQ_Lib.dat in MASControl 2017
D_EUn_Clrm_LitSp_Yr | Lighting | FRACTION | Sat | 2014-08-17 | 2014-12-11 | Hourly | 0.05 | 0.05 | 0.05 | 0.05 | 0.05 | 0.05 | 0.05 | 0.8 | 1 | 1 | 1 | 0.9 | 0.9 | 0.9 | 1 | 1 | 0.7 | 0.4 | 0.2 | 0.05 | 0.05 | 0.05 | 0.05 | 0.05 | From eQ_Lib.dat in MASControl 2017
D_EUn_Clrm_LitSp_Yr | Lighting | FRACTION | Sun | 2014-08-17 | 2014-12-11 | Hourly | 0.05 | 0.05 | 0.05 | 0.05 | 0.05 | 0.05 | 0.05 | 0.05 | 0.05 | 0.05 | 0.25 | 0.25 | 0.05 | 0.05 | 0.05 | 0.05 | 0.05 | 0.05 | 0.05 | 0.05 | 0.05 | 0.05 | 0.05 | 0.05 | From eQ_Lib.dat in MASControl 2017
D_EUn_Clrm_LitSp_Yr | Lighting | FRACTION | SmrDsn | 2014-12-12 | 2014-12-31 | Constant | 1 | [23 empty] | From eQ_Lib.dat in MASControl 2017
D_EUn_Clrm_LitSp_Yr | Lighting | FRACTION | WntrDsn | 2014-12-12 | 2014-12-31 | Constant | 0 | [23 empty] | From eQ_Lib.dat in MASControl 2017
D_EUn_Clrm_LitSp_Yr | Lighting | FRACTION | Default | 2014-12-12 | 2014-12-31 | Constant | 0.035 | [23 empty] | From eQ_Lib.dat in MASControl 2017
D_EUn_Clrm_LitSp_Yr | Lighting | FRACTION | WntrDsn | 2014-01-01 | 2014-12-31 | Constant | 0 | [23 empty] | From eQ_Lib.dat in MASControl 2017
D_EUn_Clrm_LitSp_Yr | Lighting | FRACTION | SmrDsn | 2014-01-01 | 2014-12-31 | Constant | 1 | [23 empty] | From eQ_Lib.dat in MASControl 2017
D_EUn_Clrm_LitSp_Yr | Lighting | FRACTION | Hol | 2014-01-01 | 2014-12-31 | Hourly | 0.05 | 0.05 | 0.05 | 0.05 | 0.05 | 0.05 | 0.05 | 0.05 | 0.05 | 0.05 | 0.1875 | 0.1875 | 0.05 | 0.05 | 0.05 | 0.05 | 0.05 | 0.05 | 0.05 | 0.05 | 0.05 | 0.05 | 0.05 | 0.05 | From eQ_Lib.dat in MASControl 2017
D_EUn_CompCL_LitCFL_Yr | Lighting | FRACTION | SmrDsn | 2014-01-01 | 2014-01-11 | Constant | 1 | [23 empty] | From eQ_Lib.dat in MASControl 2017
D_EUn_CompCL_LitCFL_Yr | Lighting | FRACTION | WntrDsn | 2014-01-01 | 2014-01-11 | Constant | 0 | [23 empty] | From eQ_Lib.dat in MASControl 2017
D_EUn_CompCL_LitCFL_Yr | Lighting | FRACTION | Default | 2014-01-01 | 2014-01-11 | Constant | 0.05 | [23 empty] | From eQ_Lib.dat in MASControl 2017
D_EUn_CompCL_LitCFL_Yr | Lighting | FRACTION | Default¦Wkdy | 2014-01-12 | 2014-04-03 | Hourly | 0.1 | 0.1 | 0.1 | 0.1 | 0.1 | 0.1 | 0.2778 | 0.7222 | 0.9 | 0.9 | 0.9 | 0.9 | 0.9 | 0.9 | 0.9 | 0.9 | 0.9 | 0.2333 | 0.1 | 0.1 | 0.1 | 0.1 | 0.1 | 0.1 | From eQ_Lib.dat in MASControl 2017
D_EUn_CompCL_LitCFL_Yr | Lighting | FRACTION | Wknd | 2014-01-12 | 2014-04-03 | Hourly | 0.1 | 0.1 | 0.1 | 0.1 | 0.1 | 0.1 | 0.1 | 0.2556 | 0.45 | 0.45 | 0.45 | 0.45 | 0.45 | 0.45 | 0.45 | 0.45 | 0.45 | 0.1583 | 0.1 | 0.1 | 0.1 | 0.1 | 0.1 | 0.1 | From eQ_Lib.dat in MASControl 2017
D_EUn_CompCL_LitCFL_Yr | Lighting | FRACTION | SmrDsn | 2014-04-04 | 2014-04-12 | Constant | 1 | [23 empty] | From eQ_Lib.dat in MASControl 2017
D_EUn_CompCL_LitCFL_Yr | Lighting | FRACTION | WntrDsn | 2014-04-04 | 2014-04-12 | Constant | 0 | [23 empty] | From eQ_Lib.dat in MASControl 2017
D_EUn_CompCL_LitCFL_Yr | Lighting | FRACTION | Default | 2014-04-04 | 2014-04-12 | Constant | 0.05 | [23 empty] | From eQ_Lib.dat in MASControl 2017
D_EUn_CompCL_LitCFL_Yr | Lighting | FRACTION | Default¦Wkdy | 2014-04-13 | 2014-05-22 | Hourly | 0.1 | 0.1 | 0.1 | 0.1 | 0.1 | 0.1 | 0.2778 | 0.7222 | 0.9 | 0.9 | 0.9 | 0.9 | 0.9 | 0.9 | 0.9 | 0.9 | 0.9 | 0.2333 | 0.1 | 0.1 | 0.1 | 0.1 | 0.1 | 0.1 | From eQ_Lib.dat in MASControl 2017
D_EUn_CompCL_LitCFL_Yr | Lighting | FRACTION | Wknd | 2014-04-13 | 2014-05-22 | Hourly | 0.1 | 0.1 | 0.1 | 0.1 | 0.1 | 0.1 | 0.1 | 0.2556 | 0.45 | 0.45 | 0.45 | 0.45 | 0.45 | 0.45 | 0.45 | 0.45 | 0.45 | 0.1583 | 0.1 | 0.1 | 0.1 | 0.1 | 0.1 | 0.1 | From eQ_Lib.dat in MASControl 2017
D_EUn_CompCL_LitCFL_Yr | Lighting | FRACTION | SmrDsn | 2014-05-23 | 2014-05-31 | Constant | 1 | [23 empty] | From eQ_Lib.dat in MASControl 2017
D_EUn_CompCL_LitCFL_Yr | Lighting | FRACTION | WntrDsn | 2014-05-23 | 2014-05-31 | Constant | 0 | [23 empty] | From eQ_Lib.dat in MASControl 2017
D_EUn_CompCL_LitCFL_Yr | Lighting | FRACTION | Default | 2014-05-23 | 2014-05-31 | Constant | 0.05 | [23 empty] | From eQ_Lib.dat in MASControl 2017
D_EUn_CompCL_LitCFL_Yr | Lighting | FRACTION | Default¦Wkdy | 2014-06-01 | 2014-08-07 | Hourly | 0.0563 | 0.0563 | 0.0563 | 0.0563 | 0.0563 | 0.0563 | 0.1604 | 0.4208 | 0.525 | 0.525 | 0.525 | 0.525 | 0.525 | 0.525 | 0.525 | 0.525 | 0.525 | 0.1344 | 0.0563 | 0.0563 | 0.0563 | 0.0563 | 0.0563 | 0.0563 | From eQ_Lib.dat in MASControl 2017
D_EUn_CompCL_LitCFL_Yr | Lighting | FRACTION | Wknd | 2014-06-01 | 2014-08-07 | Hourly | 0.0563 | 0.0563 | 0.0563 | 0.0563 | 0.0563 | 0.0563 | 0.0563 | 0.1313 | 0.2252 | 0.2252 | 0.2252 | 0.2252 | 0.2252 | 0.2252 | 0.2252 | 0.2252 | 0.2252 | 0.0844 | 0.0563 | 0.0563 | 0.0563 | 0.0563 | 0.0563 | 0.0563 | From eQ_Lib.dat in MASControl 2017
D_EUn_CompCL_LitCFL_Yr | Lighting | FRACTION | SmrDsn | 2014-08-08 | 2014-08-16 | Constant | 1 | [23 empty] | From eQ_Lib.dat in MASControl 2017
D_EUn_CompCL_LitCFL_Yr | Lighting | FRACTION | WntrDsn | 2014-08-08 | 2014-08-16 | Constant | 0 | [23 empty] | From eQ_Lib.dat in MASControl 2017
D_EUn_CompCL_LitCFL_Yr | Lighting | FRACTION | Default | 2014-08-08 | 2014-08-16 | Constant | 0.05 | [23 empty] | From eQ_Lib.dat in MASControl 2017
D_EUn_CompCL_LitCFL_Yr | Lighting | FRACTION | Default¦Wkdy | 2014-08-17 | 2014-12-11 | Hourly | 0.1 | 0.1 | 0.1 | 0.1 | 0.1 | 0.1 | 0.2778 | 0.7222 | 0.9 | 0.9 | 0.9 | 0.9 | 0.9 | 0.9 | 0.9 | 0.9 | 0.9 | 0.2333 | 0.1 | 0.1 | 0.1 | 0.1 | 0.1 | 0.1 | From eQ_Lib.dat in MASControl 2017
D_EUn_CompCL_LitCFL_Yr | Lighting | FRACTION | Wknd | 2014-08-17 | 2014-12-11 | Hourly | 0.1 | 0.1 | 0.1 | 0.1 | 0.1 | 0.1 | 0.1 | 0.2556 | 0.45 | 0.45 | 0.45 | 0.45 | 0.45 | 0.45 | 0.45 | 0.45 | 0.45 | 0.1583 | 0.1 | 0.1 | 0.1 | 0.1 | 0.1 | 0.1 | From eQ_Lib.dat in MASControl 2017
D_EUn_CompCL_LitCFL_Yr | Lighting | FRACTION | SmrDsn | 2014-12-12 | 2014-12-31 | Constant | 1 | [23 empty] | From eQ_Lib.dat in MASControl 2017
D_EUn_CompCL_LitCFL_Yr | Lighting | FRACTION | WntrDsn | 2014-12-12 | 2014-12-31 | Constant | 0 | [23 empty] | From eQ_Lib.dat in MASControl 2017
D_EUn_CompCL_LitCFL_Yr | Lighting | FRACTION | Default | 2014-12-12 | 2014-12-31 | Constant | 0.05 | [23 empty] | From eQ_Lib.dat in MASControl 2017
D_EUn_CompCL_LitCFL_Yr | Lighting | FRACTION | WntrDsn | 2014-01-01 | 2014-12-31 | Constant | 0 | [23 empty] | From eQ_Lib.dat in MASControl 2017
D_EUn_CompCL_LitCFL_Yr | Lighting | FRACTION | SmrDsn | 2014-01-01 | 2014-12-31 | Constant | 1 | [23 empty] | From eQ_Lib.dat in MASControl 2017
D_EUn_CompCL_LitCFL_Yr | Lighting | FRACTION | Hol | 2014-01-01 | 2014-12-31 | Hourly | 0.0563 | 0.0563 | 0.0563 | 0.0563 | 0.0563 | 0.0563 | 0.0563 | 0.1313 | 0.2252 | 0.2252 | 0.2252 | 0.2252 | 0.2252 | 0.2252 | 0.2252 | 0.2252 | 0.2252 | 0.0844 | 0.0563 | 0.0563 | 0.0563 | 0.0563 | 0.0563 | 0.0563 | From eQ_Lib.dat in MASControl 2017
D_EUn_CompCL_LitEx_Yr | Lighting | FRACTION | SmrDsn | 2014-01-01 | 2014-12-31 | Constant | 1 | [23 empty] | From eQ_Lib.dat in MASControl 2017
D_EUn_CompCL_LitEx_Yr | Lighting | FRACTION | WntrDsn | 2014-01-01 | 2014-12-31 | Constant | 0 | [23 empty] | From eQ_Lib.dat in MASControl 2017
D_EUn_CompCL_LitEx_Yr | Lighting | FRACTION | Default¦Hol | 2014-01-01 | 2014-12-31 | Constant | 1 | [23 empty] | From eQ_Lib.dat in MASControl 2017
D_EUn_CompCL_LitLF_Yr | Lighting | FRACTION | SmrDsn | 2014-01-01 | 2014-01-11 | Constant | 1 | [23 empty] | From eQ_Lib.dat in MASControl 2017
D_EUn_CompCL_LitLF_Yr | Lighting | FRACTION | WntrDsn | 2014-01-01 | 2014-01-11 | Constant | 0 | [23 empty] | From eQ_Lib.dat in MASControl 2017
D_EUn_CompCL_LitLF_Yr | Lighting | FRACTION | Default | 2014-01-01 | 2014-01-11 | Constant | 0.05 | [23 empty] | From eQ_Lib.dat in MASControl 2017
D_EUn_CompCL_LitLF_Yr | Lighting | FRACTION | Default¦Wkdy | 2014-01-12 | 2014-04-03 | Hourly | 0.1 | 0.1 | 0.1 | 0.1 | 0.1 | 0.1 | 0.2333 | 0.5667 | 0.7 | 0.7 | 0.7 | 0.7 | 0.7 | 0.7 | 0.7 | 0.7 | 0.7 | 0.2 | 0.1 | 0.1 | 0.1 | 0.1 | 0.1 | 0.1 | From eQ_Lib.dat in MASControl 2017
D_EUn_CompCL_LitLF_Yr | Lighting | FRACTION | Wknd | 2014-01-12 | 2014-04-03 | Hourly | 0.1 | 0.1 | 0.1 | 0.1 | 0.1 | 0.1 | 0.1 | 0.2222 | 0.375 | 0.375 | 0.375 | 0.375 | 0.375 | 0.375 | 0.375 | 0.375 | 0.375 | 0.1458 | 0.1 | 0.1 | 0.1 | 0.1 | 0.1 | 0.1 | From eQ_Lib.dat in MASControl 2017
D_EUn_CompCL_LitLF_Yr | Lighting | FRACTION | SmrDsn | 2014-04-04 | 2014-04-12 | Constant | 1 | [23 empty] | From eQ_Lib.dat in MASControl 2017
D_EUn_CompCL_LitLF_Yr | Lighting | FRACTION | WntrDsn | 2014-04-04 | 2014-04-12 | Constant | 0 | [23 empty] | From eQ_Lib.dat in MASControl 2017
D_EUn_CompCL_LitLF_Yr | Lighting | FRACTION | Default | 2014-04-04 | 2014-04-12 | Constant | 0.05 | [23 empty] | From eQ_Lib.dat in MASControl 2017
D_EUn_CompCL_LitLF_Yr | Lighting | FRACTION | Default¦Wkdy | 2014-04-13 | 2014-05-22 | Hourly | 0.1 | 0.1 | 0.1 | 0.1 | 0.1 | 0.1 | 0.2333 | 0.5667 | 0.7 | 0.7 | 0.7 | 0.7 | 0.7 | 0.7 | 0.7 | 0.7 | 0.7 | 0.2 | 0.1 | 0.1 | 0.1 | 0.1 | 0.1 | 0.1 | From eQ_Lib.dat in MASControl 2017
D_EUn_CompCL_LitLF_Yr | Lighting | FRACTION | Wknd | 2014-04-13 | 2014-05-22 | Hourly | 0.1 | 0.1 | 0.1 | 0.1 | 0.1 | 0.1 | 0.1 | 0.2222 | 0.375 | 0.375 | 0.375 | 0.375 | 0.375 | 0.375 | 0.375 | 0.375 | 0.375 | 0.1458 | 0.1 | 0.1 | 0.1 | 0.1 | 0.1 | 0.1 | From eQ_Lib.dat in MASControl 2017
D_EUn_CompCL_LitLF_Yr | Lighting | FRACTION | SmrDsn | 2014-05-23 | 2014-05-31 | Constant | 1 | [23 empty] | From eQ_Lib.dat in MASControl 2017
D_EUn_CompCL_LitLF_Yr | Lighting | FRACTION | WntrDsn | 2014-05-23 | 2014-05-31 | Constant | 0 | [23 empty] | From eQ_Lib.dat in MASControl 2017
D_EUn_CompCL_LitLF_Yr | Lighting | FRACTION | Default | 2014-05-23 | 2014-05-31 | Constant | 0.05 | [23 empty] | From eQ_Lib.dat in MASControl 2017
D_EUn_CompCL_LitLF_Yr | Lighting | FRACTION | Default¦Wkdy | 2014-06-01 | 2014-08-07 | Hourly | 0.0563 | 0.0563 | 0.0563 | 0.0563 | 0.0563 | 0.0563 | 0.1438 | 0.3625 | 0.45 | 0.45 | 0.45 | 0.45 | 0.45 | 0.45 | 0.45 | 0.45 | 0.45 | 0.1219 | 0.0563 | 0.0563 | 0.0563 | 0.0563 | 0.0563 | 0.0563 | From eQ_Lib.dat in MASControl 2017
D_EUn_CompCL_LitLF_Yr | Lighting | FRACTION | Wknd | 2014-06-01 | 2014-08-07 | Hourly | 0.0563 | 0.0563 | 0.0563 | 0.0563 | 0.0563 | 0.0563 | 0.0563 | 0.1313 | 0.2252 | 0.2252 | 0.2252 | 0.2252 | 0.2252 | 0.2252 | 0.2252 | 0.2252 | 0.2252 | 0.0844 | 0.0563 | 0.0563 | 0.0563 | 0.0563 | 0.0563 | 0.0563 | From eQ_Lib.dat in MASControl 2017
D_EUn_CompCL_LitLF_Yr | Lighting | FRACTION | SmrDsn | 2014-08-08 | 2014-08-16 | Constant | 1 | [23 empty] | From eQ_Lib.dat in MASControl 2017
D_EUn_CompCL_LitLF_Yr | Lighting | FRACTION | WntrDsn | 2014-08-08 | 2014-08-16 | Constant | 0 | [23 empty] | From eQ_Lib.dat in MASControl 2017
D_EUn_CompCL_LitLF_Yr | Lighting | FRACTION | Default | 2014-08-08 | 2014-08-16 | Constant | 0.05 | [23 empty] | From eQ_Lib.dat in MASControl 2017
D_EUn_CompCL_LitLF_Yr | Lighting | FRACTION | Default¦Wkdy | 2014-08-17 | 2014-12-11 | Hourly | 0.1 | 0.1 | 0.1 | 0.1 | 0.1 | 0.1 | 0.2333 | 0.5667 | 0.7 | 0.7 | 0.7 | 0.7 | 0.7 | 0.7 | 0.7 | 0.7 | 0.7 | 0.2 | 0.1 | 0.1 | 0.1 | 0.1 | 0.1 | 0.1 | From eQ_Lib.dat in MASControl 2017
D_EUn_CompCL_LitLF_Yr | Lighting | FRACTION | Wknd | 2014-08-17 | 2014-12-11 | Hourly | 0.1 | 0.1 | 0.1 | 0.1 | 0.1 | 0.1 | 0.1 | 0.2222 | 0.375 | 0.375 | 0.375 | 0.375 | 0.375 | 0.375 | 0.375 | 0.375 | 0.375 | 0.1458 | 0.1 | 0.1 | 0.1 | 0.1 | 0.1 | 0.1 | From eQ_Lib.dat in MASControl 2017
D_EUn_CompCL_LitLF_Yr | Lighting | FRACTION | SmrDsn | 2014-12-12 | 2014-12-31 | Constant | 1 | [23 empty] | From eQ_Lib.dat in MASControl 2017
D_EUn_CompCL_LitLF_Yr | Lighting | FRACTION | WntrDsn | 2014-12-12 | 2014-12-31 | Constant | 0 | [23 empty] | From eQ_Lib.dat in MASControl 2017
D_EUn_CompCL_LitLF_Yr | Lighting | FRACTION | Default | 2014-12-12 | 2014-12-31 | Constant | 0.05 | [23 empty] | From eQ_Lib.dat in MASControl 2017
D_EUn_CompCL_LitLF_Yr | Lighting | FRACTION | WntrDsn | 2014-01-01 | 2014-12-31 | Constant | 0 | [23 empty] | From eQ_Lib.dat in MASControl 2017
D_EUn_CompCL_LitLF_Yr | Lighting | FRACTION | SmrDsn | 2014-01-01 | 2014-12-31 | Constant | 1 | [23 empty] | From eQ_Lib.dat in MASControl 2017
D_EUn_CompCL_LitLF_Yr | Lighting | FRACTION | Hol | 2014-01-01 | 2014-12-31 | Hourly | 0.0563 | 0.0563 | 0.0563 | 0.0563 | 0.0563 | 0.0563 | 0.0563 | 0.1313 | 0.2252 | 0.2252 | 0.2252 | 0.2252 | 0.2252 | 0.2252 | 0.2252 | 0.2252 | 0.2252 | 0.0844 | 0.0563 | 0.0563 | 0.0563 | 0.0563 | 0.0563 | 0.0563 | From eQ_Lib.dat in MASControl 2017
D_EUn_CompCL_LitSp_Yr | Lighting | FRACTION | SmrDsn | 2014-01-01 | 2014-01-11 | Constant | 1 | [23 empty] | From eQ_Lib.dat in MASControl 2017
D_EUn_CompCL_LitSp_Yr | Lighting | FRACTION | WntrDsn | 2014-01-01 | 2014-01-11 | Constant | 0 | [23 empty] | From eQ_Lib.dat in MASControl 2017
D_EUn_CompCL_LitSp_Yr | Lighting | FRACTION | Default | 2014-01-01 | 2014-01-11 | Constant | 0.05 | [23 empty] | From eQ_Lib.dat in MASControl 2017
D_EUn_CompCL_LitSp_Yr | Lighting | FRACTION | Default¦Wkdy | 2014-01-12 | 2014-04-03 | Hourly | 0.1 | 0.1 | 0.1 | 0.1 | 0.1 | 0.1 | 0.3 | 0.8 | 1 | 1 | 1 | 1 | 1 | 1 | 1 | 1 | 1 | 0.25 | 0.1 | 0.1 | 0.1 | 0.1 | 0.1 | 0.1 | From eQ_Lib.dat in MASControl 2017
D_EUn_CompCL_LitSp_Yr | Lighting | FRACTION | Wknd | 2014-01-12 | 2014-04-03 | Hourly | 0.1 | 0.1 | 0.1 | 0.1 | 0.1 | 0.1 | 0.1 | 0.3889 | 0.75 | 0.75 | 0.75 | 0.75 | 0.75 | 0.75 | 0.75 | 0.75 | 0.75 | 0.2083 | 0.1 | 0.1 | 0.1 | 0.1 | 0.1 | 0.1 | From eQ_Lib.dat in MASControl 2017
D_EUn_CompCL_LitSp_Yr | Lighting | FRACTION | SmrDsn | 2014-04-04 | 2014-04-12 | Constant | 1 | [23 empty] | From eQ_Lib.dat in MASControl 2017
D_EUn_CompCL_LitSp_Yr | Lighting | FRACTION | WntrDsn | 2014-04-04 | 2014-04-12 | Constant | 0 | [23 empty] | From eQ_Lib.dat in MASControl 2017
D_EUn_CompCL_LitSp_Yr | Lighting | FRACTION | Default | 2014-04-04 | 2014-04-12 | Constant | 0.05 | [23 empty] | From eQ_Lib.dat in MASControl 2017
D_EUn_CompCL_LitSp_Yr | Lighting | FRACTION | Default¦Wkdy | 2014-04-13 | 2014-05-22 | Hourly | 0.1 | 0.1 | 0.1 | 0.1 | 0.1 | 0.1 | 0.3 | 0.8 | 1 | 1 | 1 | 1 | 1 | 1 | 1 | 1 | 1 | 0.25 | 0.1 | 0.1 | 0.1 | 0.1 | 0.1 | 0.1 | From eQ_Lib.dat in MASControl 2017
D_EUn_CompCL_LitSp_Yr | Lighting | FRACTION | Wknd | 2014-04-13 | 2014-05-22 | Hourly | 0.1 | 0.1 | 0.1 | 0.1 | 0.1 | 0.1 | 0.1 | 0.3889 | 0.75 | 0.75 | 0.75 | 0.75 | 0.75 | 0.75 | 0.75 | 0.75 | 0.75 | 0.2083 | 0.1 | 0.1 | 0.1 | 0.1 | 0.1 | 0.1 | From eQ_Lib.dat in MASControl 2017
D_EUn_CompCL_LitSp_Yr | Lighting | FRACTION | SmrDsn | 2014-05-23 | 2014-05-31 | Constant | 1 | [23 empty] | From eQ_Lib.dat in MASControl 2017
D_EUn_CompCL_LitSp_Yr | Lighting | FRACTION | WntrDsn | 2014-05-23 | 2014-05-31 | Constant | 0 | [23 empty] | From eQ_Lib.dat in MASControl 2017
D_EUn_CompCL_LitSp_Yr | Lighting | FRACTION | Default | 2014-05-23 | 2014-05-31 | Constant | 0.05 | [23 empty] | From eQ_Lib.dat in MASControl 2017
D_EUn_CompCL_LitSp_Yr | Lighting | FRACTION | Default¦Wkdy | 2014-06-01 | 2014-08-07 | Hourly | 0.075 | 0.075 | 0.075 | 0.075 | 0.075 | 0.075 | 0.225 | 0.6 | 0.75 | 0.75 | 0.75 | 0.75 | 0.75 | 0.75 | 0.75 | 0.75 | 0.75 | 0.1875 | 0.075 | 0.075 | 0.075 | 0.075 | 0.075 | 0.075 | From eQ_Lib.dat in MASControl 2017
D_EUn_CompCL_LitSp_Yr | Lighting | FRACTION | Wknd | 2014-06-01 | 2014-08-07 | Hourly | 0.075 | 0.075 | 0.075 | 0.075 | 0.075 | 0.075 | 0.075 | 0.2919 | 0.563 | 0.563 | 0.563 | 0.563 | 0.563 | 0.563 | 0.563 | 0.563 | 0.563 | 0.1563 | 0.075 | 0.075 | 0.075 | 0.075 | 0.075 | 0.075 | From eQ_Lib.dat in MASControl 2017
D_EUn_CompCL_LitSp_Yr | Lighting | FRACTION | SmrDsn | 2014-08-08 | 2014-08-16 | Constant | 1 | [23 empty] | From eQ_Lib.dat in MASControl 2017
D_EUn_CompCL_LitSp_Yr | Lighting | FRACTION | WntrDsn | 2014-08-08 | 2014-08-16 | Constant | 0 | [23 empty] | From eQ_Lib.dat in MASControl 2017
D_EUn_CompCL_LitSp_Yr | Lighting | FRACTION | Default | 2014-08-08 | 2014-08-16 | Constant | 0.05 | [23 empty] | From eQ_Lib.dat in MASControl 2017
D_EUn_CompCL_LitSp_Yr | Lighting | FRACTION | Default¦Wkdy | 2014-08-17 | 2014-12-11 | Hourly | 0.1 | 0.1 | 0.1 | 0.1 | 0.1 | 0.1 | 0.3 | 0.8 | 1 | 1 | 1 | 1 | 1 | 1 | 1 | 1 | 1 | 0.25 | 0.1 | 0.1 | 0.1 | 0.1 | 0.1 | 0.1 | From eQ_Lib.dat in MASControl 2017
D_EUn_CompCL_LitSp_Yr | Lighting | FRACTION | Wknd | 2014-08-17 | 2014-12-11 | Hourly | 0.1 | 0.1 | 0.1 | 0.1 | 0.1 | 0.1 | 0.1 | 0.3889 | 0.75 | 0.75 | 0.75 | 0.75 | 0.75 | 0.75 | 0.75 | 0.75 | 0.75 | 0.2083 | 0.1 | 0.1 | 0.1 | 0.1 | 0.1 | 0.1 | From eQ_Lib.dat in MASControl 2017
D_EUn_CompCL_LitSp_Yr | Lighting | FRACTION | SmrDsn | 2014-12-12 | 2014-12-31 | Constant | 1 | [23 empty] | From eQ_Lib.dat in MASControl 2017
D_EUn_CompCL_LitSp_Yr | Lighting | FRACTION | WntrDsn | 2014-12-12 | 2014-12-31 | Constant | 0 | [23 empty] | From eQ_Lib.dat in MASControl 2017
D_EUn_CompCL_LitSp_Yr | Lighting | FRACTION | Default | 2014-12-12 | 2014-12-31 | Constant | 0.05 | [23 empty] | From eQ_Lib.dat in MASControl 2017
D_EUn_CompCL_LitSp_Yr | Lighting | FRACTION | WntrDsn | 2014-01-01 | 2014-12-31 | Constant | 0 | [23 empty] | From eQ_Lib.dat in MASControl 2017
D_EUn_CompCL_LitSp_Yr | Lighting | FRACTION | SmrDsn | 2014-01-01 | 2014-12-31 | Constant | 1 | [23 empty] | From eQ_Lib.dat in MASControl 2017
D_EUn_CompCL_LitSp_Yr | Lighting | FRACTION | Hol | 2014-01-01 | 2014-12-31 | Hourly | 0.075 | 0.075 | 0.075 | 0.075 | 0.075 | 0.075 | 0.075 | 0.2919 | 0.563 | 0.563 | 0.563 | 0.563 | 0.563 | 0.563 | 0.563 | 0.563 | 0.563 | 0.1563 | 0.075 | 0.075 | 0.075 | 0.075 | 0.075 | 0.075 | From eQ_Lib.dat in MASControl 2017
D_EUn_Dorm_LitCFL_Yr | Lighting | FRACTION | SmrDsn | 2014-01-01 | 2014-01-11 | Constant | 1 | [23 empty] | From eQ_Lib.dat in MASControl 2017
D_EUn_Dorm_LitCFL_Yr | Lighting | FRACTION | WntrDsn | 2014-01-01 | 2014-01-11 | Constant | 0 | [23 empty] | From eQ_Lib.dat in MASControl 2017
D_EUn_Dorm_LitCFL_Yr | Lighting | FRACTION | Default | 2014-01-01 | 2014-01-11 | Constant | 0.02 | [23 empty] | From eQ_Lib.dat in MASControl 2017
D_EUn_Dorm_LitCFL_Yr | Lighting | FRACTION | Default¦Wkdy | 2014-01-12 | 2014-04-03 | Hourly | 0.045 | 0.045 | 0.045 | 0.045 | 0.045 | 0.045 | 0.045 | 0.045 | 0.1781 | 0.1781 | 0.1781 | 0.1781 | 0.1781 | 0.1781 | 0.1781 | 0.1781 | 0.1781 | 0.3113 | 0.3113 | 0.4 | 0.4 | 0.4 | 0.1338 | 0.1338 | From eQ_Lib.dat in MASControl 2017
D_EUn_Dorm_LitCFL_Yr | Lighting | FRACTION | Sat | 2014-01-12 | 2014-04-03 | Hourly | 0.045 | 0.045 | 0.045 | 0.045 | 0.045 | 0.045 | 0.045 | 0.045 | 0.045 | 0.045 | 0.2669 | 0.2669 | 0.2669 | 0.2669 | 0.2669 | 0.2669 | 0.2669 | 0.2669 | 0.2669 | 0.2669 | 0.2669 | 0.2669 | 0.4 | 0.4 | From eQ_Lib.dat in MASControl 2017
D_EUn_Dorm_LitCFL_Yr | Lighting | FRACTION | Sun | 2014-01-12 | 2014-04-03 | Hourly | 0.045 | 0.045 | 0.045 | 0.045 | 0.045 | 0.045 | 0.045 | 0.045 | 0.045 | 0.045 | 0.2225 | 0.2225 | 0.2225 | 0.2225 | 0.2225 | 0.2225 | 0.2225 | 0.2225 | 0.2225 | 0.2225 | 0.2225 | 0.2225 | 0.4 | 0.4 | From eQ_Lib.dat in MASControl 2017
D_EUn_Dorm_LitCFL_Yr | Lighting | FRACTION | SmrDsn | 2014-04-04 | 2014-04-12 | Constant | 1 | [23 empty] | From eQ_Lib.dat in MASControl 2017
D_EUn_Dorm_LitCFL_Yr | Lighting | FRACTION | WntrDsn | 2014-04-04 | 2014-04-12 | Constant | 0 | [23 empty] | From eQ_Lib.dat in MASControl 2017
D_EUn_Dorm_LitCFL_Yr | Lighting | FRACTION | Default | 2014-04-04 | 2014-04-12 | Constant | 0.02 | [23 empty] | From eQ_Lib.dat in MASControl 2017
D_EUn_Dorm_LitCFL_Yr | Lighting | FRACTION | Default¦Wkdy | 2014-04-13 | 2014-05-22 | Hourly | 0.045 | 0.045 | 0.045 | 0.045 | 0.045 | 0.045 | 0.045 | 0.045 | 0.1781 | 0.1781 | 0.1781 | 0.1781 | 0.1781 | 0.1781 | 0.1781 | 0.1781 | 0.1781 | 0.3113 | 0.3113 | 0.4 | 0.4 | 0.4 | 0.1338 | 0.1338 | From eQ_Lib.dat in MASControl 2017
D_EUn_Dorm_LitCFL_Yr | Lighting | FRACTION | Sat | 2014-04-13 | 2014-05-22 | Hourly | 0.045 | 0.045 | 0.045 | 0.045 | 0.045 | 0.045 | 0.045 | 0.045 | 0.045 | 0.045 | 0.2669 | 0.2669 | 0.2669 | 0.2669 | 0.2669 | 0.2669 | 0.2669 | 0.2669 | 0.2669 | 0.2669 | 0.2669 | 0.2669 | 0.4 | 0.4 | From eQ_Lib.dat in MASControl 2017
D_EUn_Dorm_LitCFL_Yr | Lighting | FRACTION | Sun | 2014-04-13 | 2014-05-22 | Hourly | 0.045 | 0.045 | 0.045 | 0.045 | 0.045 | 0.045 | 0.045 | 0.045 | 0.045 | 0.045 | 0.2225 | 0.2225 | 0.2225 | 0.2225 | 0.2225 | 0.2225 | 0.2225 | 0.2225 | 0.2225 | 0.2225 | 0.2225 | 0.2225 | 0.4 | 0.4 | From eQ_Lib.dat in MASControl 2017
D_EUn_Dorm_LitCFL_Yr | Lighting | FRACTION | SmrDsn | 2014-05-23 | 2014-05-31 | Constant | 1 | [23 empty] | From eQ_Lib.dat in MASControl 2017
D_EUn_Dorm_LitCFL_Yr | Lighting | FRACTION | WntrDsn | 2014-05-23 | 2014-05-31 | Constant | 0 | [23 empty] | From eQ_Lib.dat in MASControl 2017
D_EUn_Dorm_LitCFL_Yr | Lighting | FRACTION | Default | 2014-05-23 | 2014-05-31 | Constant | 0.02 | [23 empty] | From eQ_Lib.dat in MASControl 2017
D_EUn_Dorm_LitCFL_Yr | Lighting | FRACTION | Default¦Wkdy | 2014-06-01 | 2014-08-07 | Hourly | 0.0338 | 0.0338 | 0.0338 | 0.0338 | 0.0338 | 0.0338 | 0.0338 | 0.0338 | 0.0914 | 0.0914 | 0.0914 | 0.0914 | 0.0914 | 0.0914 | 0.0914 | 0.0914 | 0.0914 | 0.1491 | 0.1491 | 0.1875 | 0.1875 | 0.1875 | 0.0722 | 0.0722 | From eQ_Lib.dat in MASControl 2017
D_EUn_Dorm_LitCFL_Yr | Lighting | FRACTION | Sat | 2014-06-01 | 2014-08-07 | Hourly | 0.0338 | 0.0338 | 0.0338 | 0.0338 | 0.0338 | 0.0338 | 0.0338 | 0.0338 | 0.0338 | 0.0338 | 0.1298 | 0.1298 | 0.1298 | 0.1298 | 0.1298 | 0.1298 | 0.1298 | 0.1298 | 0.1298 | 0.1298 | 0.1298 | 0.1298 | 0.1875 | 0.1875 | From eQ_Lib.dat in MASControl 2017
D_EUn_Dorm_LitCFL_Yr | Lighting | FRACTION | Sun | 2014-06-01 | 2014-08-07 | Hourly | 0.0338 | 0.0338 | 0.0338 | 0.0338 | 0.0338 | 0.0338 | 0.0338 | 0.0338 | 0.0338 | 0.0338 | 0.1106 | 0.1106 | 0.1106 | 0.1106 | 0.1106 | 0.1106 | 0.1106 | 0.1106 | 0.1106 | 0.1106 | 0.1106 | 0.1106 | 0.1875 | 0.1875 | From eQ_Lib.dat in MASControl 2017
D_EUn_Dorm_LitCFL_Yr | Lighting | FRACTION | SmrDsn | 2014-08-08 | 2014-08-16 | Constant | 1 | [23 empty] | From eQ_Lib.dat in MASControl 2017
D_EUn_Dorm_LitCFL_Yr | Lighting | FRACTION | WntrDsn | 2014-08-08 | 2014-08-16 | Constant | 0 | [23 empty] | From eQ_Lib.dat in MASControl 2017
D_EUn_Dorm_LitCFL_Yr | Lighting | FRACTION | Default | 2014-08-08 | 2014-08-16 | Constant | 0.02 | [23 empty] | From eQ_Lib.dat in MASControl 2017
D_EUn_Dorm_LitCFL_Yr | Lighting | FRACTION | Default¦Wkdy | 2014-08-17 | 2014-12-11 | Hourly | 0.045 | 0.045 | 0.045 | 0.045 | 0.045 | 0.045 | 0.045 | 0.045 | 0.1781 | 0.1781 | 0.1781 | 0.1781 | 0.1781 | 0.1781 | 0.1781 | 0.1781 | 0.1781 | 0.3113 | 0.3113 | 0.4 | 0.4 | 0.4 | 0.1338 | 0.1338 | From eQ_Lib.dat in MASControl 2017
D_EUn_Dorm_LitCFL_Yr | Lighting | FRACTION | Sat | 2014-08-17 | 2014-12-11 | Hourly | 0.045 | 0.045 | 0.045 | 0.045 | 0.045 | 0.045 | 0.045 | 0.045 | 0.045 | 0.045 | 0.2669 | 0.2669 | 0.2669 | 0.2669 | 0.2669 | 0.2669 | 0.2669 | 0.2669 | 0.2669 | 0.2669 | 0.2669 | 0.2669 | 0.4 | 0.4 | From eQ_Lib.dat in MASControl 2017
D_EUn_Dorm_LitCFL_Yr | Lighting | FRACTION | Sun | 2014-08-17 | 2014-12-11 | Hourly | 0.045 | 0.045 | 0.045 | 0.045 | 0.045 | 0.045 | 0.045 | 0.045 | 0.045 | 0.045 | 0.2225 | 0.2225 | 0.2225 | 0.2225 | 0.2225 | 0.2225 | 0.2225 | 0.2225 | 0.2225 | 0.2225 | 0.2225 | 0.2225 | 0.4 | 0.4 | From eQ_Lib.dat in MASControl 2017
D_EUn_Dorm_LitCFL_Yr | Lighting | FRACTION | SmrDsn | 2014-12-12 | 2014-12-31 | Constant | 1 | [23 empty] | From eQ_Lib.dat in MASControl 2017
D_EUn_Dorm_LitCFL_Yr | Lighting | FRACTION | WntrDsn | 2014-12-12 | 2014-12-31 | Constant | 0 | [23 empty] | From eQ_Lib.dat in MASControl 2017
D_EUn_Dorm_LitCFL_Yr | Lighting | FRACTION | Default | 2014-12-12 | 2014-12-31 | Constant | 0.02 | [23 empty] | From eQ_Lib.dat in MASControl 2017
D_EUn_Dorm_LitCFL_Yr | Lighting | FRACTION | WntrDsn | 2014-01-01 | 2014-12-31 | Constant | 0 | [23 empty] | From eQ_Lib.dat in MASControl 2017
D_EUn_Dorm_LitCFL_Yr | Lighting | FRACTION | SmrDsn | 2014-01-01 | 2014-12-31 | Constant | 1 | [23 empty] | From eQ_Lib.dat in MASControl 2017
D_EUn_Dorm_LitCFL_Yr | Lighting | FRACTION | Hol | 2014-01-01 | 2014-12-31 | Hourly | 0.0338 | 0.0338 | 0.0338 | 0.0338 | 0.0338 | 0.0338 | 0.0338 | 0.0338 | 0.0338 | 0.0338 | 0.1106 | 0.1106 | 0.1106 | 0.1106 | 0.1106 | 0.1106 | 0.1106 | 0.1106 | 0.1106 | 0.1106 | 0.1106 | 0.1106 | 0.1875 | 0.1875 | From eQ_Lib.dat in MASControl 2017
D_EUn_Dorm_LitEx_Yr | Lighting | FRACTION | SmrDsn | 2014-01-01 | 2014-12-31 | Constant | 1 | [23 empty] | From eQ_Lib.dat in MASControl 2017
D_EUn_Dorm_LitEx_Yr | Lighting | FRACTION | WntrDsn | 2014-01-01 | 2014-12-31 | Constant | 0 | [23 empty] | From eQ_Lib.dat in MASControl 2017
D_EUn_Dorm_LitEx_Yr | Lighting | FRACTION | Default¦Hol | 2014-01-01 | 2014-12-31 | Constant | 1 | [23 empty] | From eQ_Lib.dat in MASControl 2017
D_EUn_Dorm_LitLF_Yr | Lighting | FRACTION | SmrDsn | 2014-01-01 | 2014-01-11 | Constant | 1 | [23 empty] | From eQ_Lib.dat in MASControl 2017
D_EUn_Dorm_LitLF_Yr | Lighting | FRACTION | WntrDsn | 2014-01-01 | 2014-01-11 | Constant | 0 | [23 empty] | From eQ_Lib.dat in MASControl 2017
D_EUn_Dorm_LitLF_Yr | Lighting | FRACTION | Default | 2014-01-01 | 2014-01-11 | Constant | 0.02 | [23 empty] | From eQ_Lib.dat in MASControl 2017
D_EUn_Dorm_LitLF_Yr | Lighting | FRACTION | Default¦Wkdy | 2014-01-12 | 2014-04-03 | Hourly | 0.045 | 0.045 | 0.045 | 0.045 | 0.045 | 0.045 | 0.045 | 0.045 | 0.1781 | 0.1781 | 0.1781 | 0.1781 | 0.1781 | 0.1781 | 0.1781 | 0.1781 | 0.1781 | 0.3113 | 0.3113 | 0.4 | 0.4 | 0.4 | 0.1338 | 0.1338 | From eQ_Lib.dat in MASControl 2017
D_EUn_Dorm_LitLF_Yr | Lighting | FRACTION | Sat | 2014-01-12 | 2014-04-03 | Hourly | 0.045 | 0.045 | 0.045 | 0.045 | 0.045 | 0.045 | 0.045 | 0.045 | 0.045 | 0.045 | 0.2669 | 0.2669 | 0.2669 | 0.2669 | 0.2669 | 0.2669 | 0.2669 | 0.2669 | 0.2669 | 0.2669 | 0.2669 | 0.2669 | 0.4 | 0.4 | From eQ_Lib.dat in MASControl 2017
D_EUn_Dorm_LitLF_Yr | Lighting | FRACTION | Sun | 2014-01-12 | 2014-04-03 | Hourly | 0.045 | 0.045 | 0.045 | 0.045 | 0.045 | 0.045 | 0.045 | 0.045 | 0.045 | 0.045 | 0.2225 | 0.2225 | 0.2225 | 0.2225 | 0.2225 | 0.2225 | 0.2225 | 0.2225 | 0.2225 | 0.2225 | 0.2225 | 0.2225 | 0.4 | 0.4 | From eQ_Lib.dat in MASControl 2017
D_EUn_Dorm_LitLF_Yr | Lighting | FRACTION | SmrDsn | 2014-04-04 | 2014-04-12 | Constant | 1 | [23 empty] | From eQ_Lib.dat in MASControl 2017
D_EUn_Dorm_LitLF_Yr | Lighting | FRACTION | WntrDsn | 2014-04-04 | 2014-04-12 | Constant | 0 | [23 empty] | From eQ_Lib.dat in MASControl 2017
D_EUn_Dorm_LitLF_Yr | Lighting | FRACTION | Default | 2014-04-04 | 2014-04-12 | Constant | 0.02 | [23 empty] | From eQ_Lib.dat in MASControl 2017
D_EUn_Dorm_LitLF_Yr | Lighting | FRACTION | Default¦Wkdy | 2014-04-13 | 2014-05-22 | Hourly | 0.045 | 0.045 | 0.045 | 0.045 | 0.045 | 0.045 | 0.045 | 0.045 | 0.1781 | 0.1781 | 0.1781 | 0.1781 | 0.1781 | 0.1781 | 0.1781 | 0.1781 | 0.1781 | 0.3113 | 0.3113 | 0.4 | 0.4 | 0.4 | 0.1338 | 0.1338 | From eQ_Lib.dat in MASControl 2017
D_EUn_Dorm_LitLF_Yr | Lighting | FRACTION | Sat | 2014-04-13 | 2014-05-22 | Hourly | 0.045 | 0.045 | 0.045 | 0.045 | 0.045 | 0.045 | 0.045 | 0.045 | 0.045 | 0.045 | 0.2669 | 0.2669 | 0.2669 | 0.2669 | 0.2669 | 0.2669 | 0.2669 | 0.2669 | 0.2669 | 0.2669 | 0.2669 | 0.2669 | 0.4 | 0.4 | From eQ_Lib.dat in MASControl 2017
D_EUn_Dorm_LitLF_Yr | Lighting | FRACTION | Sun | 2014-04-13 | 2014-05-22 | Hourly | 0.045 | 0.045 | 0.045 | 0.045 | 0.045 | 0.045 | 0.045 | 0.045 | 0.045 | 0.045 | 0.2225 | 0.2225 | 0.2225 | 0.2225 | 0.2225 | 0.2225 | 0.2225 | 0.2225 | 0.2225 | 0.2225 | 0.2225 | 0.2225 | 0.4 | 0.4 | From eQ_Lib.dat in MASControl 2017
D_EUn_Dorm_LitLF_Yr | Lighting | FRACTION | SmrDsn | 2014-05-23 | 2014-05-31 | Constant | 1 | [23 empty] | From eQ_Lib.dat in MASControl 2017
D_EUn_Dorm_LitLF_Yr | Lighting | FRACTION | WntrDsn | 2014-05-23 | 2014-05-31 | Constant | 0 | [23 empty] | From eQ_Lib.dat in MASControl 2017
D_EUn_Dorm_LitLF_Yr | Lighting | FRACTION | Default | 2014-05-23 | 2014-05-31 | Constant | 0.02 | [23 empty] | From eQ_Lib.dat in MASControl 2017
D_EUn_Dorm_LitLF_Yr | Lighting | FRACTION | Default¦Wkdy | 2014-06-01 | 2014-08-07 | Hourly | 0.0338 | 0.0338 | 0.0338 | 0.0338 | 0.0338 | 0.0338 | 0.0338 | 0.0338 | 0.0914 | 0.0914 | 0.0914 | 0.0914 | 0.0914 | 0.0914 | 0.0914 | 0.0914 | 0.0914 | 0.1491 | 0.1491 | 0.1875 | 0.1875 | 0.1875 | 0.0722 | 0.0722 | From eQ_Lib.dat in MASControl 2017
D_EUn_Dorm_LitLF_Yr | Lighting | FRACTION | Sat | 2014-06-01 | 2014-08-07 | Hourly | 0.0338 | 0.0338 | 0.0338 | 0.0338 | 0.0338 | 0.0338 | 0.0338 | 0.0338 | 0.0338 | 0.0338 | 0.1298 | 0.1298 | 0.1298 | 0.1298 | 0.1298 | 0.1298 | 0.1298 | 0.1298 | 0.1298 | 0.1298 | 0.1298 | 0.1298 | 0.1875 | 0.1875 | From eQ_Lib.dat in MASControl 2017
D_EUn_Dorm_LitLF_Yr | Lighting | FRACTION | Sun | 2014-06-01 | 2014-08-07 | Hourly | 0.0338 | 0.0338 | 0.0338 | 0.0338 | 0.0338 | 0.0338 | 0.0338 | 0.0338 | 0.0338 | 0.0338 | 0.1106 | 0.1106 | 0.1106 | 0.1106 | 0.1106 | 0.1106 | 0.1106 | 0.1106 | 0.1106 | 0.1106 | 0.1106 | 0.1106 | 0.1875 | 0.1875 | From eQ_Lib.dat in MASControl 2017
D_EUn_Dorm_LitLF_Yr | Lighting | FRACTION | SmrDsn | 2014-08-08 | 2014-08-16 | Constant | 1 | [23 empty] | From eQ_Lib.dat in MASControl 2017
D_EUn_Dorm_LitLF_Yr | Lighting | FRACTION | WntrDsn | 2014-08-08 | 2014-08-16 | Constant | 0 | [23 empty] | From eQ_Lib.dat in MASControl 2017
D_EUn_Dorm_LitLF_Yr | Lighting | FRACTION | Default | 2014-08-08 | 2014-08-16 | Constant | 0.02 | [23 empty] | From eQ_Lib.dat in MASControl 2017
D_EUn_Dorm_LitLF_Yr | Lighting | FRACTION | Default¦Wkdy | 2014-08-17 | 2014-12-11 | Hourly | 0.045 | 0.045 | 0.045 | 0.045 | 0.045 | 0.045 | 0.045 | 0.045 | 0.1781 | 0.1781 | 0.1781 | 0.1781 | 0.1781 | 0.1781 | 0.1781 | 0.1781 | 0.1781 | 0.3113 | 0.3113 | 0.4 | 0.4 | 0.4 | 0.1338 | 0.1338 | From eQ_Lib.dat in MASControl 2017
D_EUn_Dorm_LitLF_Yr | Lighting | FRACTION | Sat | 2014-08-17 | 2014-12-11 | Hourly | 0.045 | 0.045 | 0.045 | 0.045 | 0.045 | 0.045 | 0.045 | 0.045 | 0.045 | 0.045 | 0.2669 | 0.2669 | 0.2669 | 0.2669 | 0.2669 | 0.2669 | 0.2669 | 0.2669 | 0.2669 | 0.2669 | 0.2669 | 0.2669 | 0.4 | 0.4 | From eQ_Lib.dat in MASControl 2017
D_EUn_Dorm_LitLF_Yr | Lighting | FRACTION | Sun | 2014-08-17 | 2014-12-11 | Hourly | 0.045 | 0.045 | 0.045 | 0.045 | 0.045 | 0.045 | 0.045 | 0.045 | 0.045 | 0.045 | 0.2225 | 0.2225 | 0.2225 | 0.2225 | 0.2225 | 0.2225 | 0.2225 | 0.2225 | 0.2225 | 0.2225 | 0.2225 | 0.2225 | 0.4 | 0.4 | From eQ_Lib.dat in MASControl 2017
D_EUn_Dorm_LitLF_Yr | Lighting | FRACTION | SmrDsn | 2014-12-12 | 2014-12-31 | Constant | 1 | [23 empty] | From eQ_Lib.dat in MASControl 2017
D_EUn_Dorm_LitLF_Yr | Lighting | FRACTION | WntrDsn | 2014-12-12 | 2014-12-31 | Constant | 0 | [23 empty] | From eQ_Lib.dat in MASControl 2017
D_EUn_Dorm_LitLF_Yr | Lighting | FRACTION | Default | 2014-12-12 | 2014-12-31 | Constant | 0.02 | [23 empty] | From eQ_Lib.dat in MASControl 2017
D_EUn_Dorm_LitLF_Yr | Lighting | FRACTION | WntrDsn | 2014-01-01 | 2014-12-31 | Constant | 0 | [23 empty] | From eQ_Lib.dat in MASControl 2017
D_EUn_Dorm_LitLF_Yr | Lighting | FRACTION | SmrDsn | 2014-01-01 | 2014-12-31 | Constant | 1 | [23 empty] | From eQ_Lib.dat in MASControl 2017
D_EUn_Dorm_LitLF_Yr | Lighting | FRACTION | Hol | 2014-01-01 | 2014-12-31 | Hourly | 0.0338 | 0.0338 | 0.0338 | 0.0338 | 0.0338 | 0.0338 | 0.0338 | 0.0338 | 0.0338 | 0.0338 | 0.1106 | 0.1106 | 0.1106 | 0.1106 | 0.1106 | 0.1106 | 0.1106 | 0.1106 | 0.1106 | 0.1106 | 0.1106 | 0.1106 | 0.1875 | 0.1875 | From eQ_Lib.dat in MASControl 2017
D_EUn_Dorm_LitSp_Yr | Lighting | FRACTION | SmrDsn | 2014-01-01 | 2014-01-11 | Constant | 1 | [23 empty] | From eQ_Lib.dat in MASControl 2017
D_EUn_Dorm_LitSp_Yr | Lighting | FRACTION | WntrDsn | 2014-01-01 | 2014-01-11 | Constant | 0 | [23 empty] | From eQ_Lib.dat in MASControl 2017
D_EUn_Dorm_LitSp_Yr | Lighting | FRACTION | Default | 2014-01-01 | 2014-01-11 | Constant | 0.02 | [23 empty] | From eQ_Lib.dat in MASControl 2017
D_EUn_Dorm_LitSp_Yr | Lighting | FRACTION | Default¦Wkdy | 2014-01-12 | 2014-04-03 | Hourly | 0.2 | 0.2 | 0.2 | 0.2 | 0.2 | 0.2 | 0.2 | 0.2 | 0.5 | 0.5 | 0.5 | 0.5 | 0.5 | 0.5 | 0.5 | 0.5 | 0.5 | 0.8 | 0.8 | 1 | 1 | 1 | 0.4 | 0.4 | From eQ_Lib.dat in MASControl 2017
D_EUn_Dorm_LitSp_Yr | Lighting | FRACTION | Sat | 2014-01-12 | 2014-04-03 | Hourly | 0.2 | 0.2 | 0.2 | 0.2 | 0.2 | 0.2 | 0.2 | 0.2 | 0.2 | 0.2 | 0.7 | 0.7 | 0.7 | 0.7 | 0.7 | 0.7 | 0.7 | 0.7 | 0.7 | 0.7 | 0.7 | 0.7 | 1 | 1 | From eQ_Lib.dat in MASControl 2017
D_EUn_Dorm_LitSp_Yr | Lighting | FRACTION | Sun | 2014-01-12 | 2014-04-03 | Hourly | 0.2 | 0.2 | 0.2 | 0.2 | 0.2 | 0.2 | 0.2 | 0.2 | 0.2 | 0.2 | 0.5 | 0.5 | 0.5 | 0.5 | 0.5 | 0.5 | 0.5 | 0.5 | 0.5 | 0.5 | 0.5 | 0.5 | 0.8 | 0.8 | From eQ_Lib.dat in MASControl 2017
D_EUn_Dorm_LitSp_Yr | Lighting | FRACTION | SmrDsn | 2014-04-04 | 2014-04-12 | Constant | 1 | [23 empty] | From eQ_Lib.dat in MASControl 2017
D_EUn_Dorm_LitSp_Yr | Lighting | FRACTION | WntrDsn | 2014-04-04 | 2014-04-12 | Constant | 0 | [23 empty] | From eQ_Lib.dat in MASControl 2017
D_EUn_Dorm_LitSp_Yr | Lighting | FRACTION | Default | 2014-04-04 | 2014-04-12 | Constant | 0.02 | [23 empty] | From eQ_Lib.dat in MASControl 2017
D_EUn_Dorm_LitSp_Yr | Lighting | FRACTION | Default¦Wkdy | 2014-04-13 | 2014-05-22 | Hourly | 0.2 | 0.2 | 0.2 | 0.2 | 0.2 | 0.2 | 0.2 | 0.2 | 0.5 | 0.5 | 0.5 | 0.5 | 0.5 | 0.5 | 0.5 | 0.5 | 0.5 | 0.8 | 0.8 | 1 | 1 | 1 | 0.4 | 0.4 | From eQ_Lib.dat in MASControl 2017
D_EUn_Dorm_LitSp_Yr | Lighting | FRACTION | Sat | 2014-04-13 | 2014-05-22 | Hourly | 0.2 | 0.2 | 0.2 | 0.2 | 0.2 | 0.2 | 0.2 | 0.2 | 0.2 | 0.2 | 0.7 | 0.7 | 0.7 | 0.7 | 0.7 | 0.7 | 0.7 | 0.7 | 0.7 | 0.7 | 0.7 | 0.7 | 1 | 1 | From eQ_Lib.dat in MASControl 2017
D_EUn_Dorm_LitSp_Yr | Lighting | FRACTION | Sun | 2014-04-13 | 2014-05-22 | Hourly | 0.2 | 0.2 | 0.2 | 0.2 | 0.2 | 0.2 | 0.2 | 0.2 | 0.2 | 0.2 | 0.5 | 0.5 | 0.5 | 0.5 | 0.5 | 0.5 | 0.5 | 0.5 | 0.5 | 0.5 | 0.5 | 0.5 | 0.8 | 0.8 | From eQ_Lib.dat in MASControl 2017
D_EUn_Dorm_LitSp_Yr | Lighting | FRACTION | SmrDsn | 2014-05-23 | 2014-05-31 | Constant | 1 | [23 empty] | From eQ_Lib.dat in MASControl 2017
D_EUn_Dorm_LitSp_Yr | Lighting | FRACTION | WntrDsn | 2014-05-23 | 2014-05-31 | Constant | 0 | [23 empty] | From eQ_Lib.dat in MASControl 2017
D_EUn_Dorm_LitSp_Yr | Lighting | FRACTION | Default | 2014-05-23 | 2014-05-31 | Constant | 0.02 | [23 empty] | From eQ_Lib.dat in MASControl 2017
D_EUn_Dorm_LitSp_Yr | Lighting | FRACTION | Default¦Wkdy | 2014-06-01 | 2014-08-07 | Hourly | 0.15 | 0.15 | 0.15 | 0.15 | 0.15 | 0.15 | 0.15 | 0.15 | 0.375 | 0.375 | 0.375 | 0.375 | 0.375 | 0.375 | 0.375 | 0.375 | 0.375 | 0.6 | 0.6 | 0.75 | 0.75 | 0.75 | 0.3 | 0.3 | From eQ_Lib.dat in MASControl 2017
D_EUn_Dorm_LitSp_Yr | Lighting | FRACTION | Sat | 2014-06-01 | 2014-08-07 | Hourly | 0.15 | 0.15 | 0.15 | 0.15 | 0.15 | 0.15 | 0.15 | 0.15 | 0.15 | 0.15 | 0.525 | 0.525 | 0.525 | 0.525 | 0.525 | 0.525 | 0.525 | 0.525 | 0.525 | 0.525 | 0.525 | 0.525 | 0.75 | 0.75 | From eQ_Lib.dat in MASControl 2017
D_EUn_Dorm_LitSp_Yr | Lighting | FRACTION | Sun | 2014-06-01 | 2014-08-07 | Hourly | 0.15 | 0.15 | 0.15 | 0.15 | 0.15 | 0.15 | 0.15 | 0.15 | 0.15 | 0.15 | 0.375 | 0.375 | 0.375 | 0.375 | 0.375 | 0.375 | 0.375 | 0.375 | 0.375 | 0.375 | 0.375 | 0.375 | 0.6 | 0.6 | From eQ_Lib.dat in MASControl 2017
D_EUn_Dorm_LitSp_Yr | Lighting | FRACTION | SmrDsn | 2014-08-08 | 2014-08-16 | Constant | 1 | [23 empty] | From eQ_Lib.dat in MASControl 2017
D_EUn_Dorm_LitSp_Yr | Lighting | FRACTION | WntrDsn | 2014-08-08 | 2014-08-16 | Constant | 0 | [23 empty] | From eQ_Lib.dat in MASControl 2017
D_EUn_Dorm_LitSp_Yr | Lighting | FRACTION | Default | 2014-08-08 | 2014-08-16 | Constant | 0.02 | [23 empty] | From eQ_Lib.dat in MASControl 2017
D_EUn_Dorm_LitSp_Yr | Lighting | FRACTION | Default¦Wkdy | 2014-08-17 | 2014-12-11 | Hourly | 0.2 | 0.2 | 0.2 | 0.2 | 0.2 | 0.2 | 0.2 | 0.2 | 0.5 | 0.5 | 0.5 | 0.5 | 0.5 | 0.5 | 0.5 | 0.5 | 0.5 | 0.8 | 0.8 | 1 | 1 | 1 | 0.4 | 0.4 | From eQ_Lib.dat in MASControl 2017
D_EUn_Dorm_LitSp_Yr | Lighting | FRACTION | Sat | 2014-08-17 | 2014-12-11 | Hourly | 0.2 | 0.2 | 0.2 | 0.2 | 0.2 | 0.2 | 0.2 | 0.2 | 0.2 | 0.2 | 0.7 | 0.7 | 0.7 | 0.7 | 0.7 | 0.7 | 0.7 | 0.7 | 0.7 | 0.7 | 0.7 | 0.7 | 1 | 1 | From eQ_Lib.dat in MASControl 2017
D_EUn_Dorm_LitSp_Yr | Lighting | FRACTION | Sun | 2014-08-17 | 2014-12-11 | Hourly | 0.2 | 0.2 | 0.2 | 0.2 | 0.2 | 0.2 | 0.2 | 0.2 | 0.2 | 0.2 | 0.5 | 0.5 | 0.5 | 0.5 | 0.5 | 0.5 | 0.5 | 0.5 | 0.5 | 0.5 | 0.5 | 0.5 | 0.8 | 0.8 | From eQ_Lib.dat in MASControl 2017
D_EUn_Dorm_LitSp_Yr | Lighting | FRACTION | SmrDsn | 2014-12-12 | 2014-12-31 | Constant | 1 | [23 empty] | From eQ_Lib.dat in MASControl 2017
D_EUn_Dorm_LitSp_Yr | Lighting | FRACTION | WntrDsn | 2014-12-12 | 2014-12-31 | Constant | 0 | [23 empty] | From eQ_Lib.dat in MASControl 2017
D_EUn_Dorm_LitSp_Yr | Lighting | FRACTION | Default | 2014-12-12 | 2014-12-31 | Constant | 0.02 | [23 empty] | From eQ_Lib.dat in MASControl 2017
D_EUn_Dorm_LitSp_Yr | Lighting | FRACTION | WntrDsn | 2014-01-01 | 2014-12-31 | Constant | 0 | [23 empty] | From eQ_Lib.dat in MASControl 2017
D_EUn_Dorm_LitSp_Yr | Lighting | FRACTION | SmrDsn | 2014-01-01 | 2014-12-31 | Constant | 1 | [23 empty] | From eQ_Lib.dat in MASControl 2017
D_EUn_Dorm_LitSp_Yr | Lighting | FRACTION | Hol | 2014-01-01 | 2014-12-31 | Hourly | 0.15 | 0.15 | 0.15 | 0.15 | 0.15 | 0.15 | 0.15 | 0.15 | 0.15 | 0.15 | 0.375 | 0.375 | 0.375 | 0.375 | 0.375 | 0.375 | 0.375 | 0.375 | 0.375 | 0.375 | 0.375 | 0.375 | 0.6 | 0.6 | From eQ_Lib.dat in MASControl 2017
D_EUn_Ktchn_LitCFL_Yr | Lighting | FRACTION | SmrDsn | 2014-01-01 | 2014-01-11 | Constant | 1 | [23 empty] | From eQ_Lib.dat in MASControl 2017
D_EUn_Ktchn_LitCFL_Yr | Lighting | FRACTION | WntrDsn | 2014-01-01 | 2014-01-11 | Constant | 0 | [23 empty] | From eQ_Lib.dat in MASControl 2017
D_EUn_Ktchn_LitCFL_Yr | Lighting | FRACTION | Default | 2014-01-01 | 2014-01-11 | Constant | 0.035 | [23 empty] | From eQ_Lib.dat in MASControl 2017
D_EUn_Ktchn_LitCFL_Yr | Lighting | FRACTION | Default¦Wkdy | 2014-01-12 | 2014-04-03 | Hourly | 0.1 | 0.1 | 0.1 | 0.1 | 0.1 | 0.1 | 0.2444 | 0.3889 | 0.75 | 0.75 | 0.75 | 0.75 | 0.75 | 0.75 | 0.75 | 0.75 | 0.75 | 0.75 | 0.75 | 0.2083 | 0.1 | 0.1 | 0.1 | 0.1 | From eQ_Lib.dat in MASControl 2017
D_EUn_Ktchn_LitCFL_Yr | Lighting | FRACTION | Wknd | 2014-01-12 | 2014-04-03 | Hourly | 0.0325 | 0.0325 | 0.0325 | 0.0325 | 0.0325 | 0.0325 | 0.1003 | 0.1681 | 0.3375 | 0.3375 | 0.3375 | 0.3375 | 0.3375 | 0.3375 | 0.3375 | 0.3375 | 0.3375 | 0.3375 | 0.3375 | 0.0833 | 0.0325 | 0.0325 | 0.0325 | 0.0325 | From eQ_Lib.dat in MASControl 2017
D_EUn_Ktchn_LitCFL_Yr | Lighting | FRACTION | SmrDsn | 2014-04-04 | 2014-04-12 | Constant | 1 | [23 empty] | From eQ_Lib.dat in MASControl 2017
D_EUn_Ktchn_LitCFL_Yr | Lighting | FRACTION | WntrDsn | 2014-04-04 | 2014-04-12 | Constant | 0 | [23 empty] | From eQ_Lib.dat in MASControl 2017
D_EUn_Ktchn_LitCFL_Yr | Lighting | FRACTION | Default | 2014-04-04 | 2014-04-12 | Constant | 0.035 | [23 empty] | From eQ_Lib.dat in MASControl 2017
D_EUn_Ktchn_LitCFL_Yr | Lighting | FRACTION | Default¦Wkdy | 2014-04-13 | 2014-05-22 | Hourly | 0.1 | 0.1 | 0.1 | 0.1 | 0.1 | 0.1 | 0.2444 | 0.3889 | 0.75 | 0.75 | 0.75 | 0.75 | 0.75 | 0.75 | 0.75 | 0.75 | 0.75 | 0.75 | 0.75 | 0.2083 | 0.1 | 0.1 | 0.1 | 0.1 | From eQ_Lib.dat in MASControl 2017
D_EUn_Ktchn_LitCFL_Yr | Lighting | FRACTION | Wknd | 2014-04-13 | 2014-05-22 | Hourly | 0.0325 | 0.0325 | 0.0325 | 0.0325 | 0.0325 | 0.0325 | 0.1003 | 0.1681 | 0.3375 | 0.3375 | 0.3375 | 0.3375 | 0.3375 | 0.3375 | 0.3375 | 0.3375 | 0.3375 | 0.3375 | 0.3375 | 0.0833 | 0.0325 | 0.0325 | 0.0325 | 0.0325 | From eQ_Lib.dat in MASControl 2017
D_EUn_Ktchn_LitCFL_Yr | Lighting | FRACTION | SmrDsn | 2014-05-23 | 2014-05-31 | Constant | 1 | [23 empty] | From eQ_Lib.dat in MASControl 2017
D_EUn_Ktchn_LitCFL_Yr | Lighting | FRACTION | WntrDsn | 2014-05-23 | 2014-05-31 | Constant | 0 | [23 empty] | From eQ_Lib.dat in MASControl 2017
D_EUn_Ktchn_LitCFL_Yr | Lighting | FRACTION | Default | 2014-05-23 | 2014-05-31 | Constant | 0.035 | [23 empty] | From eQ_Lib.dat in MASControl 2017
D_EUn_Ktchn_LitCFL_Yr | Lighting | FRACTION | Default¦Wkdy | 2014-06-01 | 2014-08-07 | Hourly | 0.06 | 0.06 | 0.06 | 0.06 | 0.06 | 0.06 | 0.1717 | 0.2833 | 0.5625 | 0.5625 | 0.5625 | 0.5625 | 0.5625 | 0.5625 | 0.5625 | 0.5625 | 0.5625 | 0.5625 | 0.5625 | 0.1438 | 0.06 | 0.06 | 0.06 | 0.06 | From eQ_Lib.dat in MASControl 2017
D_EUn_Ktchn_LitCFL_Yr | Lighting | FRACTION | Wknd | 2014-06-01 | 2014-08-07 | Hourly | 0.0325 | 0.0325 | 0.0325 | 0.0325 | 0.0325 | 0.0325 | 0.0816 | 0.1307 | 0.2534 | 0.2534 | 0.2534 | 0.2534 | 0.2534 | 0.2534 | 0.2534 | 0.2534 | 0.2534 | 0.2534 | 0.2534 | 0.0693 | 0.0325 | 0.0325 | 0.0325 | 0.0325 | From eQ_Lib.dat in MASControl 2017
D_EUn_Ktchn_LitCFL_Yr | Lighting | FRACTION | SmrDsn | 2014-08-08 | 2014-08-16 | Constant | 1 | [23 empty] | From eQ_Lib.dat in MASControl 2017
D_EUn_Ktchn_LitCFL_Yr | Lighting | FRACTION | WntrDsn | 2014-08-08 | 2014-08-16 | Constant | 0 | [23 empty] | From eQ_Lib.dat in MASControl 2017
D_EUn_Ktchn_LitCFL_Yr | Lighting | FRACTION | Default | 2014-08-08 | 2014-08-16 | Constant | 0.035 | [23 empty] | From eQ_Lib.dat in MASControl 2017
D_EUn_Ktchn_LitCFL_Yr | Lighting | FRACTION | Default¦Wkdy | 2014-08-17 | 2014-12-11 | Hourly | 0.1 | 0.1 | 0.1 | 0.1 | 0.1 | 0.1 | 0.2444 | 0.3889 | 0.75 | 0.75 | 0.75 | 0.75 | 0.75 | 0.75 | 0.75 | 0.75 | 0.75 | 0.75 | 0.75 | 0.2083 | 0.1 | 0.1 | 0.1 | 0.1 | From eQ_Lib.dat in MASControl 2017
D_EUn_Ktchn_LitCFL_Yr | Lighting | FRACTION | Wknd | 2014-08-17 | 2014-12-11 | Hourly | 0.0325 | 0.0325 | 0.0325 | 0.0325 | 0.0325 | 0.0325 | 0.1003 | 0.1681 | 0.3375 | 0.3375 | 0.3375 | 0.3375 | 0.3375 | 0.3375 | 0.3375 | 0.3375 | 0.3375 | 0.3375 | 0.3375 | 0.0833 | 0.0325 | 0.0325 | 0.0325 | 0.0325 | From eQ_Lib.dat in MASControl 2017
D_EUn_Ktchn_LitCFL_Yr | Lighting | FRACTION | SmrDsn | 2014-12-12 | 2014-12-31 | Constant | 1 | [23 empty] | From eQ_Lib.dat in MASControl 2017
D_EUn_Ktchn_LitCFL_Yr | Lighting | FRACTION | WntrDsn | 2014-12-12 | 2014-12-31 | Constant | 0 | [23 empty] | From eQ_Lib.dat in MASControl 2017
D_EUn_Ktchn_LitCFL_Yr | Lighting | FRACTION | Default | 2014-12-12 | 2014-12-31 | Constant | 0.035 | [23 empty] | From eQ_Lib.dat in MASControl 2017
D_EUn_Ktchn_LitCFL_Yr | Lighting | FRACTION | WntrDsn | 2014-01-01 | 2014-12-31 | Constant | 0 | [23 empty] | From eQ_Lib.dat in MASControl 2017
D_EUn_Ktchn_LitCFL_Yr | Lighting | FRACTION | SmrDsn | 2014-01-01 | 2014-12-31 | Constant | 1 | [23 empty] | From eQ_Lib.dat in MASControl 2017
D_EUn_Ktchn_LitCFL_Yr | Lighting | FRACTION | Hol | 2014-01-01 | 2014-12-31 | Hourly | 0.0325 | 0.0325 | 0.0325 | 0.0325 | 0.0325 | 0.0325 | 0.0816 | 0.1307 | 0.2534 | 0.2534 | 0.2534 | 0.2534 | 0.2534 | 0.2534 | 0.2534 | 0.2534 | 0.2534 | 0.2534 | 0.2534 | 0.0693 | 0.0325 | 0.0325 | 0.0325 | 0.0325 | From eQ_Lib.dat in MASControl 2017
D_EUn_Ktchn_LitEx_Yr | Lighting | FRACTION | SmrDsn | 2014-01-01 | 2014-12-31 | Constant | 1 | [23 empty] | From eQ_Lib.dat in MASControl 2017
D_EUn_Ktchn_LitEx_Yr | Lighting | FRACTION | WntrDsn | 2014-01-01 | 2014-12-31 | Constant | 0 | [23 empty] | From eQ_Lib.dat in MASControl 2017
D_EUn_Ktchn_LitEx_Yr | Lighting | FRACTION | Default¦Hol | 2014-01-01 | 2014-12-31 | Constant | 1 | [23 empty] | From eQ_Lib.dat in MASControl 2017
D_EUn_Ktchn_LitLF_Yr | Lighting | FRACTION | SmrDsn | 2014-01-01 | 2014-01-11 | Constant | 1 | [23 empty] | From eQ_Lib.dat in MASControl 2017
D_EUn_Ktchn_LitLF_Yr | Lighting | FRACTION | WntrDsn | 2014-01-01 | 2014-01-11 | Constant | 0 | [23 empty] | From eQ_Lib.dat in MASControl 2017
D_EUn_Ktchn_LitLF_Yr | Lighting | FRACTION | Default | 2014-01-01 | 2014-01-11 | Constant | 0.035 | [23 empty] | From eQ_Lib.dat in MASControl 2017
D_EUn_Ktchn_LitLF_Yr | Lighting | FRACTION | Default¦Wkdy | 2014-01-12 | 2014-04-03 | Hourly | 0.1 | 0.1 | 0.1 | 0.1 | 0.1 | 0.1 | 0.2667 | 0.4333 | 0.85 | 0.85 | 0.85 | 0.85 | 0.85 | 0.85 | 0.85 | 0.85 | 0.85 | 0.85 | 0.85 | 0.225 | 0.1 | 0.1 | 0.1 | 0.1 | From eQ_Lib.dat in MASControl 2017
D_EUn_Ktchn_LitLF_Yr | Lighting | FRACTION | Wknd | 2014-01-12 | 2014-04-03 | Hourly | 0.025 | 0.025 | 0.025 | 0.025 | 0.025 | 0.025 | 0.1028 | 0.1806 | 0.375 | 0.375 | 0.375 | 0.375 | 0.375 | 0.375 | 0.375 | 0.375 | 0.375 | 0.375 | 0.375 | 0.0833 | 0.025 | 0.025 | 0.025 | 0.025 | From eQ_Lib.dat in MASControl 2017
D_EUn_Ktchn_LitLF_Yr | Lighting | FRACTION | SmrDsn | 2014-04-04 | 2014-04-12 | Constant | 1 | [23 empty] | From eQ_Lib.dat in MASControl 2017
D_EUn_Ktchn_LitLF_Yr | Lighting | FRACTION | WntrDsn | 2014-04-04 | 2014-04-12 | Constant | 0 | [23 empty] | From eQ_Lib.dat in MASControl 2017
D_EUn_Ktchn_LitLF_Yr | Lighting | FRACTION | Default | 2014-04-04 | 2014-04-12 | Constant | 0.035 | [23 empty] | From eQ_Lib.dat in MASControl 2017
D_EUn_Ktchn_LitLF_Yr | Lighting | FRACTION | Default¦Wkdy | 2014-04-13 | 2014-05-22 | Hourly | 0.1 | 0.1 | 0.1 | 0.1 | 0.1 | 0.1 | 0.2667 | 0.4333 | 0.85 | 0.85 | 0.85 | 0.85 | 0.85 | 0.85 | 0.85 | 0.85 | 0.85 | 0.85 | 0.85 | 0.225 | 0.1 | 0.1 | 0.1 | 0.1 | From eQ_Lib.dat in MASControl 2017
D_EUn_Ktchn_LitLF_Yr | Lighting | FRACTION | Wknd | 2014-04-13 | 2014-05-22 | Hourly | 0.025 | 0.025 | 0.025 | 0.025 | 0.025 | 0.025 | 0.1028 | 0.1806 | 0.375 | 0.375 | 0.375 | 0.375 | 0.375 | 0.375 | 0.375 | 0.375 | 0.375 | 0.375 | 0.375 | 0.0833 | 0.025 | 0.025 | 0.025 | 0.025 | From eQ_Lib.dat in MASControl 2017
D_EUn_Ktchn_LitLF_Yr | Lighting | FRACTION | SmrDsn | 2014-05-23 | 2014-05-31 | Constant | 1 | [23 empty] | From eQ_Lib.dat in MASControl 2017
D_EUn_Ktchn_LitLF_Yr | Lighting | FRACTION | WntrDsn | 2014-05-23 | 2014-05-31 | Constant | 0 | [23 empty] | From eQ_Lib.dat in MASControl 2017
D_EUn_Ktchn_LitLF_Yr | Lighting | FRACTION | Default | 2014-05-23 | 2014-05-31 | Constant | 0.035 | [23 empty] | From eQ_Lib.dat in MASControl 2017
D_EUn_Ktchn_LitLF_Yr | Lighting | FRACTION | Default¦Wkdy | 2014-06-01 | 2014-08-07 | Hourly | 0.0563 | 0.0563 | 0.0563 | 0.0563 | 0.0563 | 0.0563 | 0.1854 | 0.3146 | 0.6375 | 0.6375 | 0.6375 | 0.6375 | 0.6375 | 0.6375 | 0.6375 | 0.6375 | 0.6375 | 0.6375 | 0.6375 | 0.1531 | 0.0563 | 0.0563 | 0.0563 | 0.0563 | From eQ_Lib.dat in MASControl 2017
D_EUn_Ktchn_LitLF_Yr | Lighting | FRACTION | Wknd | 2014-06-01 | 2014-08-07 | Hourly | 0.025 | 0.025 | 0.025 | 0.025 | 0.025 | 0.025 | 0.082 | 0.139 | 0.2815 | 0.2815 | 0.2815 | 0.2815 | 0.2815 | 0.2815 | 0.2815 | 0.2815 | 0.2815 | 0.2815 | 0.2815 | 0.0678 | 0.025 | 0.025 | 0.025 | 0.025 | From eQ_Lib.dat in MASControl 2017
D_EUn_Ktchn_LitLF_Yr | Lighting | FRACTION | SmrDsn | 2014-08-08 | 2014-08-16 | Constant | 1 | [23 empty] | From eQ_Lib.dat in MASControl 2017
D_EUn_Ktchn_LitLF_Yr | Lighting | FRACTION | WntrDsn | 2014-08-08 | 2014-08-16 | Constant | 0 | [23 empty] | From eQ_Lib.dat in MASControl 2017
D_EUn_Ktchn_LitLF_Yr | Lighting | FRACTION | Default | 2014-08-08 | 2014-08-16 | Constant | 0.035 | [23 empty] | From eQ_Lib.dat in MASControl 2017
D_EUn_Ktchn_LitLF_Yr | Lighting | FRACTION | Default¦Wkdy | 2014-08-17 | 2014-12-11 | Hourly | 0.1 | 0.1 | 0.1 | 0.1 | 0.1 | 0.1 | 0.2667 | 0.4333 | 0.85 | 0.85 | 0.85 | 0.85 | 0.85 | 0.85 | 0.85 | 0.85 | 0.85 | 0.85 | 0.85 | 0.225 | 0.1 | 0.1 | 0.1 | 0.1 | From eQ_Lib.dat in MASControl 2017
D_EUn_Ktchn_LitLF_Yr | Lighting | FRACTION | Wknd | 2014-08-17 | 2014-12-11 | Hourly | 0.025 | 0.025 | 0.025 | 0.025 | 0.025 | 0.025 | 0.1028 | 0.1806 | 0.375 | 0.375 | 0.375 | 0.375 | 0.375 | 0.375 | 0.375 | 0.375 | 0.375 | 0.375 | 0.375 | 0.0833 | 0.025 | 0.025 | 0.025 | 0.025 | From eQ_Lib.dat in MASControl 2017
D_EUn_Ktchn_LitLF_Yr | Lighting | FRACTION | SmrDsn | 2014-12-12 | 2014-12-31 | Constant | 1 | [23 empty] | From eQ_Lib.dat in MASControl 2017
D_EUn_Ktchn_LitLF_Yr | Lighting | FRACTION | WntrDsn | 2014-12-12 | 2014-12-31 | Constant | 0 | [23 empty] | From eQ_Lib.dat in MASControl 2017
D_EUn_Ktchn_LitLF_Yr | Lighting | FRACTION | Default | 2014-12-12 | 2014-12-31 | Constant | 0.035 | [23 empty] | From eQ_Lib.dat in MASControl 2017
D_EUn_Ktchn_LitLF_Yr | Lighting | FRACTION | WntrDsn | 2014-01-01 | 2014-12-31 | Constant | 0 | [23 empty] | From eQ_Lib.dat in MASControl 2017
D_EUn_Ktchn_LitLF_Yr | Lighting | FRACTION | SmrDsn | 2014-01-01 | 2014-12-31 | Constant | 1 | [23 empty] | From eQ_Lib.dat in MASControl 2017
D_EUn_Ktchn_LitLF_Yr | Lighting | FRACTION | Hol | 2014-01-01 | 2014-12-31 | Hourly | 0.025 | 0.025 | 0.025 | 0.025 | 0.025 | 0.025 | 0.082 | 0.139 | 0.2815 | 0.2815 | 0.2815 | 0.2815 | 0.2815 | 0.2815 | 0.2815 | 0.2815 | 0.2815 | 0.2815 | 0.2815 | 0.0678 | 0.025 | 0.025 | 0.025 | 0.025 | From eQ_Lib.dat in MASControl 2017
D_EUn_Ktchn_LitSp_Yr | Lighting | FRACTION | SmrDsn | 2014-01-01 | 2014-01-11 | Constant | 1 | [23 empty] | From eQ_Lib.dat in MASControl 2017
D_EUn_Ktchn_LitSp_Yr | Lighting | FRACTION | WntrDsn | 2014-01-01 | 2014-01-11 | Constant | 0 | [23 empty] | From eQ_Lib.dat in MASControl 2017
D_EUn_Ktchn_LitSp_Yr | Lighting | FRACTION | Default | 2014-01-01 | 2014-01-11 | Constant | 0.035 | [23 empty] | From eQ_Lib.dat in MASControl 2017
D_EUn_Ktchn_LitSp_Yr | Lighting | FRACTION | Default¦Wkdy | 2014-01-12 | 2014-04-03 | Hourly | 0.1 | 0.1 | 0.1 | 0.1 | 0.1 | 0.1 | 0.3 | 0.5 | 1 | 1 | 1 | 1 | 1 | 1 | 1 | 1 | 1 | 1 | 1 | 0.25 | 0.1 | 0.1 | 0.1 | 0.1 | From eQ_Lib.dat in MASControl 2017
D_EUn_Ktchn_LitSp_Yr | Lighting | FRACTION | Wknd | 2014-01-12 | 2014-04-03 | Hourly | 0.05 | 0.05 | 0.05 | 0.05 | 0.05 | 0.05 | 0.2056 | 0.3611 | 0.75 | 0.75 | 0.75 | 0.75 | 0.75 | 0.75 | 0.75 | 0.75 | 0.75 | 0.75 | 0.75 | 0.1667 | 0.05 | 0.05 | 0.05 | 0.05 | From eQ_Lib.dat in MASControl 2017
D_EUn_Ktchn_LitSp_Yr | Lighting | FRACTION | SmrDsn | 2014-04-04 | 2014-04-12 | Constant | 1 | [23 empty] | From eQ_Lib.dat in MASControl 2017
D_EUn_Ktchn_LitSp_Yr | Lighting | FRACTION | WntrDsn | 2014-04-04 | 2014-04-12 | Constant | 0 | [23 empty] | From eQ_Lib.dat in MASControl 2017
D_EUn_Ktchn_LitSp_Yr | Lighting | FRACTION | Default | 2014-04-04 | 2014-04-12 | Constant | 0.035 | [23 empty] | From eQ_Lib.dat in MASControl 2017
D_EUn_Ktchn_LitSp_Yr | Lighting | FRACTION | Default¦Wkdy | 2014-04-13 | 2014-05-22 | Hourly | 0.1 | 0.1 | 0.1 | 0.1 | 0.1 | 0.1 | 0.3 | 0.5 | 1 | 1 | 1 | 1 | 1 | 1 | 1 | 1 | 1 | 1 | 1 | 0.25 | 0.1 | 0.1 | 0.1 | 0.1 | From eQ_Lib.dat in MASControl 2017
D_EUn_Ktchn_LitSp_Yr | Lighting | FRACTION | Wknd | 2014-04-13 | 2014-05-22 | Hourly | 0.05 | 0.05 | 0.05 | 0.05 | 0.05 | 0.05 | 0.2056 | 0.3611 | 0.75 | 0.75 | 0.75 | 0.75 | 0.75 | 0.75 | 0.75 | 0.75 | 0.75 | 0.75 | 0.75 | 0.1667 | 0.05 | 0.05 | 0.05 | 0.05 | From eQ_Lib.dat in MASControl 2017
D_EUn_Ktchn_LitSp_Yr | Lighting | FRACTION | SmrDsn | 2014-05-23 | 2014-05-31 | Constant | 1 | [23 empty] | From eQ_Lib.dat in MASControl 2017
D_EUn_Ktchn_LitSp_Yr | Lighting | FRACTION | WntrDsn | 2014-05-23 | 2014-05-31 | Constant | 0 | [23 empty] | From eQ_Lib.dat in MASControl 2017
D_EUn_Ktchn_LitSp_Yr | Lighting | FRACTION | Default | 2014-05-23 | 2014-05-31 | Constant | 0.035 | [23 empty] | From eQ_Lib.dat in MASControl 2017
D_EUn_Ktchn_LitSp_Yr | Lighting | FRACTION | Default¦Wkdy | 2014-06-01 | 2014-08-07 | Hourly | 0.075 | 0.075 | 0.075 | 0.075 | 0.075 | 0.075 | 0.225 | 0.375 | 0.75 | 0.75 | 0.75 | 0.75 | 0.75 | 0.75 | 0.75 | 0.75 | 0.75 | 0.75 | 0.75 | 0.1875 | 0.075 | 0.075 | 0.075 | 0.075 | From eQ_Lib.dat in MASControl 2017
D_EUn_Ktchn_LitSp_Yr | Lighting | FRACTION | Wknd | 2014-06-01 | 2014-08-07 | Hourly | 0.05 | 0.05 | 0.05 | 0.05 | 0.05 | 0.05 | 0.164 | 0.278 | 0.563 | 0.563 | 0.563 | 0.563 | 0.563 | 0.563 | 0.563 | 0.563 | 0.563 | 0.563 | 0.563 | 0.1355 | 0.05 | 0.05 | 0.05 | 0.05 | From eQ_Lib.dat in MASControl 2017
D_EUn_Ktchn_LitSp_Yr | Lighting | FRACTION | SmrDsn | 2014-08-08 | 2014-08-16 | Constant | 1 | [23 empty] | From eQ_Lib.dat in MASControl 2017
D_EUn_Ktchn_LitSp_Yr | Lighting | FRACTION | WntrDsn | 2014-08-08 | 2014-08-16 | Constant | 0 | [23 empty] | From eQ_Lib.dat in MASControl 2017
D_EUn_Ktchn_LitSp_Yr | Lighting | FRACTION | Default | 2014-08-08 | 2014-08-16 | Constant | 0.035 | [23 empty] | From eQ_Lib.dat in MASControl 2017
D_EUn_Ktchn_LitSp_Yr | Lighting | FRACTION | Default¦Wkdy | 2014-08-17 | 2014-12-11 | Hourly | 0.1 | 0.1 | 0.1 | 0.1 | 0.1 | 0.1 | 0.3 | 0.5 | 1 | 1 | 1 | 1 | 1 | 1 | 1 | 1 | 1 | 1 | 1 | 0.25 | 0.1 | 0.1 | 0.1 | 0.1 | From eQ_Lib.dat in MASControl 2017
D_EUn_Ktchn_LitSp_Yr | Lighting | FRACTION | Wknd | 2014-08-17 | 2014-12-11 | Hourly | 0.05 | 0.05 | 0.05 | 0.05 | 0.05 | 0.05 | 0.2056 | 0.3611 | 0.75 | 0.75 | 0.75 | 0.75 | 0.75 | 0.75 | 0.75 | 0.75 | 0.75 | 0.75 | 0.75 | 0.1667 | 0.05 | 0.05 | 0.05 | 0.05 | From eQ_Lib.dat in MASControl 2017
D_EUn_Ktchn_LitSp_Yr | Lighting | FRACTION | SmrDsn | 2014-12-12 | 2014-12-31 | Constant | 1 | [23 empty] | From eQ_Lib.dat in MASControl 2017
D_EUn_Ktchn_LitSp_Yr | Lighting | FRACTION | WntrDsn | 2014-12-12 | 2014-12-31 | Constant | 0 | [23 empty] | From eQ_Lib.dat in MASControl 2017
D_EUn_Ktchn_LitSp_Yr | Lighting | FRACTION | Default | 2014-12-12 | 2014-12-31 | Constant | 0.035 | [23 empty] | From eQ_Lib.dat in MASControl 2017
D_EUn_Ktchn_LitSp_Yr | Lighting | FRACTION | WntrDsn | 2014-01-01 | 2014-12-31 | Constant | 0 | [23 empty] | From eQ_Lib.dat in MASControl 2017
D_EUn_Ktchn_LitSp_Yr | Lighting | FRACTION | SmrDsn | 2014-01-01 | 2014-12-31 | Constant | 1 | [23 empty] | From eQ_Lib.dat in MASControl 2017
D_EUn_Ktchn_LitSp_Yr | Lighting | FRACTION | Hol | 2014-01-01 | 2014-12-31 | Hourly | 0.05 | 0.05 | 0.05 | 0.05 | 0.05 | 0.05 | 0.164 | 0.278 | 0.563 | 0.563 | 0.563 | 0.563 | 0.563 | 0.563 | 0.563 | 0.563 | 0.563 | 0.563 | 0.563 | 0.1355 | 0.05 | 0.05 | 0.05 | 0.05 | From eQ_Lib.dat in MASControl 2017
D_EUn_OffGen_LitCFL_Yr | Lighting | FRACTION | SmrDsn | 2014-01-01 | 2014-01-11 | Constant | 1 | [23 empty] | From eQ_Lib.dat in MASControl 2017
D_EUn_OffGen_LitCFL_Yr | Lighting | FRACTION | WntrDsn | 2014-01-01 | 2014-01-11 | Constant | 0 | [23 empty] | From eQ_Lib.dat in MASControl 2017
D_EUn_OffGen_LitCFL_Yr | Lighting | FRACTION | Default | 2014-01-01 | 2014-01-11 | Constant | 0.035 | [23 empty] | From eQ_Lib.dat in MASControl 2017
D_EUn_OffGen_LitCFL_Yr | Lighting | FRACTION | Default¦Wkdy | 2014-01-12 | 2014-04-03 | Hourly | 0.08 | 0.08 | 0.08 | 0.08 | 0.08 | 0.08 | 0.08 | 0.68 | 0.76 | 0.76 | 0.8 | 0.8 | 0.68 | 0.68 | 0.76 | 0.76 | 0.8 | 0.68 | 0.6 | 0.52 | 0.36 | 0.12 | 0.08 | 0.08 | From eQ_Lib.dat in MASControl 2017
D_EUn_OffGen_LitCFL_Yr | Lighting | FRACTION | Sat | 2014-01-12 | 2014-04-03 | Hourly | 0.065 | 0.065 | 0.065 | 0.065 | 0.065 | 0.065 | 0.065 | 0.23 | 0.45 | 0.45 | 0.45 | 0.395 | 0.395 | 0.45 | 0.45 | 0.45 | 0.395 | 0.23 | 0.23 | 0.175 | 0.065 | 0.065 | 0.065 | 0.065 | From eQ_Lib.dat in MASControl 2017
D_EUn_OffGen_LitCFL_Yr | Lighting | FRACTION | Sun | 2014-01-12 | 2014-04-03 | Constant | 0.065 | [23 empty] | From eQ_Lib.dat in MASControl 2017
D_EUn_OffGen_LitCFL_Yr | Lighting | FRACTION | SmrDsn | 2014-04-04 | 2014-04-12 | Constant | 1 | [23 empty] | From eQ_Lib.dat in MASControl 2017
D_EUn_OffGen_LitCFL_Yr | Lighting | FRACTION | WntrDsn | 2014-04-04 | 2014-04-12 | Constant | 0 | [23 empty] | From eQ_Lib.dat in MASControl 2017
D_EUn_OffGen_LitCFL_Yr | Lighting | FRACTION | Default | 2014-04-04 | 2014-04-12 | Constant | 0.035 | [23 empty] | From eQ_Lib.dat in MASControl 2017
D_EUn_OffGen_LitCFL_Yr | Lighting | FRACTION | Default¦Wkdy | 2014-04-13 | 2014-05-22 | Hourly | 0.08 | 0.08 | 0.08 | 0.08 | 0.08 | 0.08 | 0.08 | 0.68 | 0.76 | 0.76 | 0.8 | 0.8 | 0.68 | 0.68 | 0.76 | 0.76 | 0.8 | 0.68 | 0.6 | 0.52 | 0.36 | 0.12 | 0.08 | 0.08 | From eQ_Lib.dat in MASControl 2017
D_EUn_OffGen_LitCFL_Yr | Lighting | FRACTION | Sat | 2014-04-13 | 2014-05-22 | Hourly | 0.065 | 0.065 | 0.065 | 0.065 | 0.065 | 0.065 | 0.065 | 0.23 | 0.45 | 0.45 | 0.45 | 0.395 | 0.395 | 0.45 | 0.45 | 0.45 | 0.395 | 0.23 | 0.23 | 0.175 | 0.065 | 0.065 | 0.065 | 0.065 | From eQ_Lib.dat in MASControl 2017
D_EUn_OffGen_LitCFL_Yr | Lighting | FRACTION | Sun | 2014-04-13 | 2014-05-22 | Constant | 0.065 | [23 empty] | From eQ_Lib.dat in MASControl 2017
D_EUn_OffGen_LitCFL_Yr | Lighting | FRACTION | SmrDsn | 2014-05-23 | 2014-05-31 | Constant | 1 | [23 empty] | From eQ_Lib.dat in MASControl 2017
D_EUn_OffGen_LitCFL_Yr | Lighting | FRACTION | WntrDsn | 2014-05-23 | 2014-05-31 | Constant | 0 | [23 empty] | From eQ_Lib.dat in MASControl 2017
D_EUn_OffGen_LitCFL_Yr | Lighting | FRACTION | Default | 2014-05-23 | 2014-05-31 | Constant | 0.035 | [23 empty] | From eQ_Lib.dat in MASControl 2017
D_EUn_OffGen_LitCFL_Yr | Lighting | FRACTION | Default¦Wkdy | 2014-06-01 | 2014-08-07 | Hourly | 0.08 | 0.08 | 0.08 | 0.08 | 0.08 | 0.08 | 0.08 | 0.4821 | 0.5357 | 0.5357 | 0.5625 | 0.5625 | 0.4821 | 0.4821 | 0.5357 | 0.5357 | 0.5625 | 0.4821 | 0.4285 | 0.3749 | 0.2676 | 0.1068 | 0.08 | 0.08 | From eQ_Lib.dat in MASControl 2017
D_EUn_OffGen_LitCFL_Yr | Lighting | FRACTION | Sat | 2014-06-01 | 2014-08-07 | Hourly | 0.065 | 0.065 | 0.065 | 0.065 | 0.065 | 0.065 | 0.065 | 0.1818 | 0.3375 | 0.3375 | 0.3375 | 0.2986 | 0.2986 | 0.3375 | 0.3375 | 0.3375 | 0.2986 | 0.1818 | 0.1818 | 0.1429 | 0.065 | 0.065 | 0.065 | 0.065 | From eQ_Lib.dat in MASControl 2017
D_EUn_OffGen_LitCFL_Yr | Lighting | FRACTION | Sun | 2014-06-01 | 2014-08-07 | Constant | 0.065 | [23 empty] | From eQ_Lib.dat in MASControl 2017
D_EUn_OffGen_LitCFL_Yr | Lighting | FRACTION | SmrDsn | 2014-08-08 | 2014-08-16 | Constant | 1 | [23 empty] | From eQ_Lib.dat in MASControl 2017
D_EUn_OffGen_LitCFL_Yr | Lighting | FRACTION | WntrDsn | 2014-08-08 | 2014-08-16 | Constant | 0 | [23 empty] | From eQ_Lib.dat in MASControl 2017
D_EUn_OffGen_LitCFL_Yr | Lighting | FRACTION | Default | 2014-08-08 | 2014-08-16 | Constant | 0.035 | [23 empty] | From eQ_Lib.dat in MASControl 2017
D_EUn_OffGen_LitCFL_Yr | Lighting | FRACTION | Default¦Wkdy | 2014-08-17 | 2014-12-11 | Hourly | 0.08 | 0.08 | 0.08 | 0.08 | 0.08 | 0.08 | 0.08 | 0.68 | 0.76 | 0.76 | 0.8 | 0.8 | 0.68 | 0.68 | 0.76 | 0.76 | 0.8 | 0.68 | 0.6 | 0.52 | 0.36 | 0.12 | 0.08 | 0.08 | From eQ_Lib.dat in MASControl 2017
D_EUn_OffGen_LitCFL_Yr | Lighting | FRACTION | Sat | 2014-08-17 | 2014-12-11 | Hourly | 0.065 | 0.065 | 0.065 | 0.065 | 0.065 | 0.065 | 0.065 | 0.23 | 0.45 | 0.45 | 0.45 | 0.395 | 0.395 | 0.45 | 0.45 | 0.45 | 0.395 | 0.23 | 0.23 | 0.175 | 0.065 | 0.065 | 0.065 | 0.065 | From eQ_Lib.dat in MASControl 2017
D_EUn_OffGen_LitCFL_Yr | Lighting | FRACTION | Sun | 2014-08-17 | 2014-12-11 | Constant | 0.065 | [23 empty] | From eQ_Lib.dat in MASControl 2017
D_EUn_OffGen_LitCFL_Yr | Lighting | FRACTION | SmrDsn | 2014-12-12 | 2014-12-31 | Constant | 1 | [23 empty] | From eQ_Lib.dat in MASControl 2017
D_EUn_OffGen_LitCFL_Yr | Lighting | FRACTION | WntrDsn | 2014-12-12 | 2014-12-31 | Constant | 0 | [23 empty] | From eQ_Lib.dat in MASControl 2017
D_EUn_OffGen_LitCFL_Yr | Lighting | FRACTION | Default | 2014-12-12 | 2014-12-31 | Constant | 0.035 | [23 empty] | From eQ_Lib.dat in MASControl 2017
D_EUn_OffGen_LitCFL_Yr | Lighting | FRACTION | WntrDsn | 2014-01-01 | 2014-12-31 | Constant | 0 | [23 empty] | From eQ_Lib.dat in MASControl 2017
D_EUn_OffGen_LitCFL_Yr | Lighting | FRACTION | SmrDsn | 2014-01-01 | 2014-12-31 | Constant | 1 | [23 empty] | From eQ_Lib.dat in MASControl 2017
D_EUn_OffGen_LitCFL_Yr | Lighting | FRACTION | Hol | 2014-01-01 | 2014-12-31 | Constant | 0.065 | [23 empty] | From eQ_Lib.dat in MASControl 2017
D_EUn_OffGen_LitEx_Yr | Lighting | FRACTION | SmrDsn | 2014-01-01 | 2014-12-31 | Constant | 1 | [23 empty] | From eQ_Lib.dat in MASControl 2017
D_EUn_OffGen_LitEx_Yr | Lighting | FRACTION | WntrDsn | 2014-01-01 | 2014-12-31 | Constant | 0 | [23 empty] | From eQ_Lib.dat in MASControl 2017
D_EUn_OffGen_LitEx_Yr | Lighting | FRACTION | Default¦Hol | 2014-01-01 | 2014-12-31 | Constant | 1 | [23 empty] | From eQ_Lib.dat in MASControl 2017
D_EUn_OffGen_LitLF_Yr | Lighting | FRACTION | SmrDsn | 2014-01-01 | 2014-01-11 | Constant | 1 | [23 empty] | From eQ_Lib.dat in MASControl 2017
D_EUn_OffGen_LitLF_Yr | Lighting | FRACTION | WntrDsn | 2014-01-01 | 2014-01-11 | Constant | 0 | [23 empty] | From eQ_Lib.dat in MASControl 2017
D_EUn_OffGen_LitLF_Yr | Lighting | FRACTION | Default | 2014-01-01 | 2014-01-11 | Constant | 0.035 | [23 empty] | From eQ_Lib.dat in MASControl 2017
D_EUn_OffGen_LitLF_Yr | Lighting | FRACTION | Default¦Wkdy | 2014-01-12 | 2014-04-03 | Hourly | 0.05 | 0.05 | 0.05 | 0.05 | 0.05 | 0.05 | 0.05 | 0.8417 | 0.9472 | 0.9472 | 1 | 1 | 0.8417 | 0.8417 | 0.9472 | 0.9472 | 1 | 0.8417 | 0.7361 | 0.6306 | 0.4194 | 0.1028 | 0.05 | 0.05 | From eQ_Lib.dat in MASControl 2017
D_EUn_OffGen_LitLF_Yr | Lighting | FRACTION | Sat | 2014-01-12 | 2014-04-03 | Hourly | 0.05 | 0.05 | 0.05 | 0.05 | 0.05 | 0.05 | 0.05 | 0.2 | 0.4 | 0.4 | 0.4 | 0.35 | 0.35 | 0.4 | 0.4 | 0.4 | 0.35 | 0.2 | 0.2 | 0.15 | 0.05 | 0.05 | 0.05 | 0.05 | From eQ_Lib.dat in MASControl 2017
D_EUn_OffGen_LitLF_Yr | Lighting | FRACTION | Sun | 2014-01-12 | 2014-04-03 | Constant | 0.05 | [23 empty] | From eQ_Lib.dat in MASControl 2017
D_EUn_OffGen_LitLF_Yr | Lighting | FRACTION | SmrDsn | 2014-04-04 | 2014-04-12 | Constant | 1 | [23 empty] | From eQ_Lib.dat in MASControl 2017
D_EUn_OffGen_LitLF_Yr | Lighting | FRACTION | WntrDsn | 2014-04-04 | 2014-04-12 | Constant | 0 | [23 empty] | From eQ_Lib.dat in MASControl 2017
D_EUn_OffGen_LitLF_Yr | Lighting | FRACTION | Default | 2014-04-04 | 2014-04-12 | Constant | 0.035 | [23 empty] | From eQ_Lib.dat in MASControl 2017
D_EUn_OffGen_LitLF_Yr | Lighting | FRACTION | Default¦Wkdy | 2014-04-13 | 2014-05-22 | Hourly | 0.05 | 0.05 | 0.05 | 0.05 | 0.05 | 0.05 | 0.05 | 0.8417 | 0.9472 | 0.9472 | 1 | 1 | 0.8417 | 0.8417 | 0.9472 | 0.9472 | 1 | 0.8417 | 0.7361 | 0.6306 | 0.4194 | 0.1028 | 0.05 | 0.05 | From eQ_Lib.dat in MASControl 2017
D_EUn_OffGen_LitLF_Yr | Lighting | FRACTION | Sat | 2014-04-13 | 2014-05-22 | Hourly | 0.05 | 0.05 | 0.05 | 0.05 | 0.05 | 0.05 | 0.05 | 0.2 | 0.4 | 0.4 | 0.4 | 0.35 | 0.35 | 0.4 | 0.4 | 0.4 | 0.35 | 0.2 | 0.2 | 0.15 | 0.05 | 0.05 | 0.05 | 0.05 | From eQ_Lib.dat in MASControl 2017
D_EUn_OffGen_LitLF_Yr | Lighting | FRACTION | Sun | 2014-04-13 | 2014-05-22 | Constant | 0.05 | [23 empty] | From eQ_Lib.dat in MASControl 2017
D_EUn_OffGen_LitLF_Yr | Lighting | FRACTION | SmrDsn | 2014-05-23 | 2014-05-31 | Constant | 1 | [23 empty] | From eQ_Lib.dat in MASControl 2017
D_EUn_OffGen_LitLF_Yr | Lighting | FRACTION | WntrDsn | 2014-05-23 | 2014-05-31 | Constant | 0 | [23 empty] | From eQ_Lib.dat in MASControl 2017
D_EUn_OffGen_LitLF_Yr | Lighting | FRACTION | Default | 2014-05-23 | 2014-05-31 | Constant | 0.035 | [23 empty] | From eQ_Lib.dat in MASControl 2017
D_EUn_OffGen_LitLF_Yr | Lighting | FRACTION | Default¦Wkdy | 2014-06-01 | 2014-08-07 | Hourly | 0.05 | 0.05 | 0.05 | 0.05 | 0.05 | 0.05 | 0.05 | 0.4771 | 0.534 | 0.534 | 0.5625 | 0.5625 | 0.4771 | 0.4771 | 0.534 | 0.534 | 0.5625 | 0.4771 | 0.4201 | 0.3632 | 0.2493 | 0.0785 | 0.05 | 0.05 | From eQ_Lib.dat in MASControl 2017
D_EUn_OffGen_LitLF_Yr | Lighting | FRACTION | Sat | 2014-06-01 | 2014-08-07 | Hourly | 0.05 | 0.05 | 0.05 | 0.05 | 0.05 | 0.05 | 0.05 | 0.1571 | 0.3 | 0.3 | 0.3 | 0.2643 | 0.2643 | 0.3 | 0.3 | 0.3 | 0.2643 | 0.1571 | 0.1571 | 0.1214 | 0.05 | 0.05 | 0.05 | 0.05 | From eQ_Lib.dat in MASControl 2017
D_EUn_OffGen_LitLF_Yr | Lighting | FRACTION | Sun | 2014-06-01 | 2014-08-07 | Constant | 0.05 | [23 empty] | From eQ_Lib.dat in MASControl 2017
D_EUn_OffGen_LitLF_Yr | Lighting | FRACTION | SmrDsn | 2014-08-08 | 2014-08-16 | Constant | 1 | [23 empty] | From eQ_Lib.dat in MASControl 2017
D_EUn_OffGen_LitLF_Yr | Lighting | FRACTION | WntrDsn | 2014-08-08 | 2014-08-16 | Constant | 0 | [23 empty] | From eQ_Lib.dat in MASControl 2017
D_EUn_OffGen_LitLF_Yr | Lighting | FRACTION | Default | 2014-08-08 | 2014-08-16 | Constant | 0.035 | [23 empty] | From eQ_Lib.dat in MASControl 2017
D_EUn_OffGen_LitLF_Yr | Lighting | FRACTION | Default¦Wkdy | 2014-08-17 | 2014-12-11 | Hourly | 0.05 | 0.05 | 0.05 | 0.05 | 0.05 | 0.05 | 0.05 | 0.8417 | 0.9472 | 0.9472 | 1 | 1 | 0.8417 | 0.8417 | 0.9472 | 0.9472 | 1 | 0.8417 | 0.7361 | 0.6306 | 0.4194 | 0.1028 | 0.05 | 0.05 | From eQ_Lib.dat in MASControl 2017
D_EUn_OffGen_LitLF_Yr | Lighting | FRACTION | Sat | 2014-08-17 | 2014-12-11 | Hourly | 0.05 | 0.05 | 0.05 | 0.05 | 0.05 | 0.05 | 0.05 | 0.2 | 0.4 | 0.4 | 0.4 | 0.35 | 0.35 | 0.4 | 0.4 | 0.4 | 0.35 | 0.2 | 0.2 | 0.15 | 0.05 | 0.05 | 0.05 | 0.05 | From eQ_Lib.dat in MASControl 2017
D_EUn_OffGen_LitLF_Yr | Lighting | FRACTION | Sun | 2014-08-17 | 2014-12-11 | Constant | 0.05 | [23 empty] | From eQ_Lib.dat in MASControl 2017
D_EUn_OffGen_LitLF_Yr | Lighting | FRACTION | SmrDsn | 2014-12-12 | 2014-12-31 | Constant | 1 | [23 empty] | From eQ_Lib.dat in MASControl 2017
D_EUn_OffGen_LitLF_Yr | Lighting | FRACTION | WntrDsn | 2014-12-12 | 2014-12-31 | Constant | 0 | [23 empty] | From eQ_Lib.dat in MASControl 2017
D_EUn_OffGen_LitLF_Yr | Lighting | FRACTION | Default | 2014-12-12 | 2014-12-31 | Constant | 0.035 | [23 empty] | From eQ_Lib.dat in MASControl 2017
D_EUn_OffGen_LitLF_Yr | Lighting | FRACTION | WntrDsn | 2014-01-01 | 2014-12-31 | Constant | 0 | [23 empty] | From eQ_Lib.dat in MASControl 2017
D_EUn_OffGen_LitLF_Yr | Lighting | FRACTION | SmrDsn | 2014-01-01 | 2014-12-31 | Constant | 1 | [23 empty] | From eQ_Lib.dat in MASControl 2017
D_EUn_OffGen_LitLF_Yr | Lighting | FRACTION | Hol | 2014-01-01 | 2014-12-31 | Constant | 0.05 | [23 empty] | From eQ_Lib.dat in MASControl 2017
D_EUn_OffGen_LitSp_Yr | Lighting | FRACTION | SmrDsn | 2014-01-01 | 2014-01-11 | Constant | 1 | [23 empty] | From eQ_Lib.dat in MASControl 2017
D_EUn_OffGen_LitSp_Yr | Lighting | FRACTION | WntrDsn | 2014-01-01 | 2014-01-11 | Constant | 0 | [23 empty] | From eQ_Lib.dat in MASControl 2017
D_EUn_OffGen_LitSp_Yr | Lighting | FRACTION | Default | 2014-01-01 | 2014-01-11 | Constant | 0.035 | [23 empty] | From eQ_Lib.dat in MASControl 2017
D_EUn_OffGen_LitSp_Yr | Lighting | FRACTION | Default¦Wkdy | 2014-01-12 | 2014-04-03 | Hourly | 0.05 | 0.05 | 0.05 | 0.05 | 0.05 | 0.05 | 0.05 | 0.8 | 0.9 | 0.9 | 0.95 | 0.95 | 0.8 | 0.8 | 0.9 | 0.9 | 0.95 | 0.8 | 0.7 | 0.6 | 0.4 | 0.1 | 0.05 | 0.05 | From eQ_Lib.dat in MASControl 2017
D_EUn_OffGen_LitSp_Yr | Lighting | FRACTION | Sat | 2014-01-12 | 2014-04-03 | Hourly | 0.05 | 0.05 | 0.05 | 0.05 | 0.05 | 0.05 | 0.05 | 0.2 | 0.4 | 0.4 | 0.4 | 0.35 | 0.35 | 0.4 | 0.4 | 0.4 | 0.35 | 0.2 | 0.2 | 0.15 | 0.05 | 0.05 | 0.05 | 0.05 | From eQ_Lib.dat in MASControl 2017
D_EUn_OffGen_LitSp_Yr | Lighting | FRACTION | Sun | 2014-01-12 | 2014-04-03 | Constant | 0.05 | [23 empty] | From eQ_Lib.dat in MASControl 2017
D_EUn_OffGen_LitSp_Yr | Lighting | FRACTION | SmrDsn | 2014-04-04 | 2014-04-12 | Constant | 1 | [23 empty] | From eQ_Lib.dat in MASControl 2017
D_EUn_OffGen_LitSp_Yr | Lighting | FRACTION | WntrDsn | 2014-04-04 | 2014-04-12 | Constant | 0 | [23 empty] | From eQ_Lib.dat in MASControl 2017
D_EUn_OffGen_LitSp_Yr | Lighting | FRACTION | Default | 2014-04-04 | 2014-04-12 | Constant | 0.035 | [23 empty] | From eQ_Lib.dat in MASControl 2017
D_EUn_OffGen_LitSp_Yr | Lighting | FRACTION | Default¦Wkdy | 2014-04-13 | 2014-05-22 | Hourly | 0.05 | 0.05 | 0.05 | 0.05 | 0.05 | 0.05 | 0.05 | 0.8 | 0.9 | 0.9 | 0.95 | 0.95 | 0.8 | 0.8 | 0.9 | 0.9 | 0.95 | 0.8 | 0.7 | 0.6 | 0.4 | 0.1 | 0.05 | 0.05 | From eQ_Lib.dat in MASControl 2017
D_EUn_OffGen_LitSp_Yr | Lighting | FRACTION | Sat | 2014-04-13 | 2014-05-22 | Hourly | 0.05 | 0.05 | 0.05 | 0.05 | 0.05 | 0.05 | 0.05 | 0.2 | 0.4 | 0.4 | 0.4 | 0.35 | 0.35 | 0.4 | 0.4 | 0.4 | 0.35 | 0.2 | 0.2 | 0.15 | 0.05 | 0.05 | 0.05 | 0.05 | From eQ_Lib.dat in MASControl 2017
D_EUn_OffGen_LitSp_Yr | Lighting | FRACTION | Sun | 2014-04-13 | 2014-05-22 | Constant | 0.05 | [23 empty] | From eQ_Lib.dat in MASControl 2017
D_EUn_OffGen_LitSp_Yr | Lighting | FRACTION | SmrDsn | 2014-05-23 | 2014-05-31 | Constant | 1 | [23 empty] | From eQ_Lib.dat in MASControl 2017
D_EUn_OffGen_LitSp_Yr | Lighting | FRACTION | WntrDsn | 2014-05-23 | 2014-05-31 | Constant | 0 | [23 empty] | From eQ_Lib.dat in MASControl 2017
D_EUn_OffGen_LitSp_Yr | Lighting | FRACTION | Default | 2014-05-23 | 2014-05-31 | Constant | 0.035 | [23 empty] | From eQ_Lib.dat in MASControl 2017
D_EUn_OffGen_LitSp_Yr | Lighting | FRACTION | Default¦Wkdy | 2014-06-01 | 2014-08-07 | Hourly | 0.05 | 0.05 | 0.05 | 0.05 | 0.05 | 0.05 | 0.05 | 0.6021 | 0.6757 | 0.6757 | 0.7125 | 0.7125 | 0.6021 | 0.6021 | 0.6757 | 0.6757 | 0.7125 | 0.6021 | 0.5285 | 0.4549 | 0.3076 | 0.0868 | 0.05 | 0.05 | From eQ_Lib.dat in MASControl 2017
D_EUn_OffGen_LitSp_Yr | Lighting | FRACTION | Sat | 2014-06-01 | 2014-08-07 | Hourly | 0.05 | 0.05 | 0.05 | 0.05 | 0.05 | 0.05 | 0.05 | 0.1571 | 0.3 | 0.3 | 0.3 | 0.2643 | 0.2643 | 0.3 | 0.3 | 0.3 | 0.2643 | 0.1571 | 0.1571 | 0.1214 | 0.05 | 0.05 | 0.05 | 0.05 | From eQ_Lib.dat in MASControl 2017
D_EUn_OffGen_LitSp_Yr | Lighting | FRACTION | Sun | 2014-06-01 | 2014-08-07 | Constant | 0.05 | [23 empty] | From eQ_Lib.dat in MASControl 2017
D_EUn_OffGen_LitSp_Yr | Lighting | FRACTION | SmrDsn | 2014-08-08 | 2014-08-16 | Constant | 1 | [23 empty] | From eQ_Lib.dat in MASControl 2017
D_EUn_OffGen_LitSp_Yr | Lighting | FRACTION | WntrDsn | 2014-08-08 | 2014-08-16 | Constant | 0 | [23 empty] | From eQ_Lib.dat in MASControl 2017
D_EUn_OffGen_LitSp_Yr | Lighting | FRACTION | Default | 2014-08-08 | 2014-08-16 | Constant | 0.035 | [23 empty] | From eQ_Lib.dat in MASControl 2017
D_EUn_OffGen_LitSp_Yr | Lighting | FRACTION | Default¦Wkdy | 2014-08-17 | 2014-12-11 | Hourly | 0.05 | 0.05 | 0.05 | 0.05 | 0.05 | 0.05 | 0.05 | 0.8 | 0.9 | 0.9 | 0.95 | 0.95 | 0.8 | 0.8 | 0.9 | 0.9 | 0.95 | 0.8 | 0.7 | 0.6 | 0.4 | 0.1 | 0.05 | 0.05 | From eQ_Lib.dat in MASControl 2017
D_EUn_OffGen_LitSp_Yr | Lighting | FRACTION | Sat | 2014-08-17 | 2014-12-11 | Hourly | 0.05 | 0.05 | 0.05 | 0.05 | 0.05 | 0.05 | 0.05 | 0.2 | 0.4 | 0.4 | 0.4 | 0.35 | 0.35 | 0.4 | 0.4 | 0.4 | 0.35 | 0.2 | 0.2 | 0.15 | 0.05 | 0.05 | 0.05 | 0.05 | From eQ_Lib.dat in MASControl 2017
D_EUn_OffGen_LitSp_Yr | Lighting | FRACTION | Sun | 2014-08-17 | 2014-12-11 | Constant | 0.05 | [23 empty] | From eQ_Lib.dat in MASControl 2017
D_EUn_OffGen_LitSp_Yr | Lighting | FRACTION | SmrDsn | 2014-12-12 | 2014-12-31 | Constant | 1 | [23 empty] | From eQ_Lib.dat in MASControl 2017
D_EUn_OffGen_LitSp_Yr | Lighting | FRACTION | WntrDsn | 2014-12-12 | 2014-12-31 | Constant | 0 | [23 empty] | From eQ_Lib.dat in MASControl 2017
D_EUn_OffGen_LitSp_Yr | Lighting | FRACTION | Default | 2014-12-12 | 2014-12-31 | Constant | 0.035 | [23 empty] | From eQ_Lib.dat in MASControl 2017
D_EUn_OffGen_LitSp_Yr | Lighting | FRACTION | WntrDsn | 2014-01-01 | 2014-12-31 | Constant | 0 | [23 empty] | From eQ_Lib.dat in MASControl 2017
D_EUn_OffGen_LitSp_Yr | Lighting | FRACTION | SmrDsn | 2014-01-01 | 2014-12-31 | Constant | 1 | [23 empty] | From eQ_Lib.dat in MASControl 2017
D_EUn_OffGen_LitSp_Yr | Lighting | FRACTION | Hol | 2014-01-01 | 2014-12-31 | Constant | 0.05 | [23 empty] | From eQ_Lib.dat in MASControl 2017
D_Gro_IndDock_LitCFL_Yr | Lighting | FRACTION | SmrDsn | 2014-01-01 | 2014-12-31 | Constant | 1 | [23 empty] | From eQ_Lib.dat in MASControl 2017
D_Gro_IndDock_LitCFL_Yr | Lighting | FRACTION | WntrDsn | 2014-01-01 | 2014-12-31 | Constant | 0 | [23 empty] | From eQ_Lib.dat in MASControl 2017
D_Gro_IndDock_LitCFL_Yr | Lighting | FRACTION | Default¦Hol | 2014-01-01 | 2014-12-31 | Hourly | 0.35 | 0.35 | 0.35 | 0.35 | 0.35 | 0.35 | 0.5 | 0.5 | 0.5 | 0.5 | 0.5 | 0.5 | 0.5 | 0.5 | 0.5 | 0.5 | 0.5 | 0.5 | 0.5 | 0.5 | 0.5 | 0.5 | 0.35 | 0.35 | From eQ_Lib.dat in MASControl 2017
D_Gro_IndDock_LitEx_Yr | Lighting | FRACTION | SmrDsn | 2014-01-01 | 2014-12-31 | Constant | 1 | [23 empty] | From eQ_Lib.dat in MASControl 2017
D_Gro_IndDock_LitEx_Yr | Lighting | FRACTION | WntrDsn | 2014-01-01 | 2014-12-31 | Constant | 0 | [23 empty] | From eQ_Lib.dat in MASControl 2017
D_Gro_IndDock_LitEx_Yr | Lighting | FRACTION | Default¦Hol | 2014-01-01 | 2014-12-31 | Constant | 1 | [23 empty] | From eQ_Lib.dat in MASControl 2017
D_Gro_IndDock_LitLF_Yr | Lighting | FRACTION | SmrDsn | 2014-01-01 | 2014-12-31 | Constant | 1 | [23 empty] | From eQ_Lib.dat in MASControl 2017
D_Gro_IndDock_LitLF_Yr | Lighting | FRACTION | WntrDsn | 2014-01-01 | 2014-12-31 | Constant | 0 | [23 empty] | From eQ_Lib.dat in MASControl 2017
D_Gro_IndDock_LitLF_Yr | Lighting | FRACTION | Default¦Hol | 2014-01-01 | 2014-12-31 | Hourly | 0.3 | 0.3 | 0.3 | 0.3 | 0.3 | 0.3 | 0.7 | 0.7 | 0.7 | 0.7 | 0.7 | 0.7 | 0.7 | 0.7 | 0.7 | 0.7 | 0.7 | 0.7 | 0.7 | 0.7 | 0.7 | 0.7 | 0.3 | 0.3 | From eQ_Lib.dat in MASControl 2017
D_Gro_IndDock_LitSp_Yr | Lighting | FRACTION | SmrDsn | 2014-01-01 | 2014-12-31 | Constant | 1 | [23 empty] | From eQ_Lib.dat in MASControl 2017
D_Gro_IndDock_LitSp_Yr | Lighting | FRACTION | WntrDsn | 2014-01-01 | 2014-12-31 | Constant | 0 | [23 empty] | From eQ_Lib.dat in MASControl 2017
D_Gro_IndDock_LitSp_Yr | Lighting | FRACTION | Default¦Hol | 2014-01-01 | 2014-12-31 | Hourly | 0.5 | 0.5 | 0.5 | 0.5 | 0.5 | 0.5 | 1 | 1 | 1 | 1 | 1 | 1 | 1 | 1 | 1 | 1 | 1 | 1 | 1 | 1 | 1 | 1 | 0.5 | 0.5 | From eQ_Lib.dat in MASControl 2017
D_Gro_OffGen_LitCFL_Yr | Lighting | FRACTION | SmrDsn | 2014-01-01 | 2014-12-31 | Constant | 1 | [23 empty] | From eQ_Lib.dat in MASControl 2017
D_Gro_OffGen_LitCFL_Yr | Lighting | FRACTION | WntrDsn | 2014-01-01 | 2014-12-31 | Constant | 0 | [23 empty] | From eQ_Lib.dat in MASControl 2017
D_Gro_OffGen_LitCFL_Yr | Lighting | FRACTION | Default¦Hol | 2014-01-01 | 2014-12-31 | Hourly | 0.2 | 0.2 | 0.2 | 0.2 | 0.2 | 0.2 | 0.5 | 0.5 | 0.5 | 0.5 | 0.5 | 0.5 | 0.5 | 0.5 | 0.5 | 0.5 | 0.5 | 0.5 | 0.5 | 0.5 | 0.5 | 0.5 | 0.2 | 0.2 | From eQ_Lib.dat in MASControl 2017
D_Gro_OffGen_LitEx_Yr | Lighting | FRACTION | SmrDsn | 2014-01-01 | 2014-12-31 | Constant | 1 | [23 empty] | From eQ_Lib.dat in MASControl 2017
D_Gro_OffGen_LitEx_Yr | Lighting | FRACTION | WntrDsn | 2014-01-01 | 2014-12-31 | Constant | 0 | [23 empty] | From eQ_Lib.dat in MASControl 2017
D_Gro_OffGen_LitEx_Yr | Lighting | FRACTION | Default¦Hol | 2014-01-01 | 2014-12-31 | Constant | 1 | [23 empty] | From eQ_Lib.dat in MASControl 2017
D_Gro_OffGen_LitLF_Yr | Lighting | FRACTION | SmrDsn | 2014-01-01 | 2014-12-31 | Constant | 1 | [23 empty] | From eQ_Lib.dat in MASControl 2017
D_Gro_OffGen_LitLF_Yr | Lighting | FRACTION | WntrDsn | 2014-01-01 | 2014-12-31 | Constant | 0 | [23 empty] | From eQ_Lib.dat in MASControl 2017
D_Gro_OffGen_LitLF_Yr | Lighting | FRACTION | Default¦Hol | 2014-01-01 | 2014-12-31 | Hourly | 0.15 | 0.15 | 0.15 | 0.15 | 0.15 | 0.15 | 0.7 | 0.7 | 0.7 | 0.7 | 0.7 | 0.7 | 0.7 | 0.7 | 0.7 | 0.7 | 0.7 | 0.7 | 0.7 | 0.7 | 0.7 | 0.7 | 0.15 | 0.15 | From eQ_Lib.dat in MASControl 2017
D_Gro_OffGen_LitSp_Yr | Lighting | FRACTION | SmrDsn | 2014-01-01 | 2014-12-31 | Constant | 1 | [23 empty] | From eQ_Lib.dat in MASControl 2017
D_Gro_OffGen_LitSp_Yr | Lighting | FRACTION | WntrDsn | 2014-01-01 | 2014-12-31 | Constant | 0 | [23 empty] | From eQ_Lib.dat in MASControl 2017
D_Gro_OffGen_LitSp_Yr | Lighting | FRACTION | Default¦Hol | 2014-01-01 | 2014-12-31 | Hourly | 0.25 | 0.25 | 0.25 | 0.25 | 0.25 | 0.25 | 1 | 1 | 1 | 1 | 1 | 1 | 1 | 1 | 1 | 1 | 1 | 1 | 1 | 1 | 1 | 1 | 0.25 | 0.25 | From eQ_Lib.dat in MASControl 2017
D_Gro_RfgFdPrep_LitCFL_Yr | Lighting | FRACTION | SmrDsn | 2014-01-01 | 2014-12-31 | Constant | 1 | [23 empty] | From eQ_Lib.dat in MASControl 2017
D_Gro_RfgFdPrep_LitCFL_Yr | Lighting | FRACTION | WntrDsn | 2014-01-01 | 2014-12-31 | Constant | 0 | [23 empty] | From eQ_Lib.dat in MASControl 2017
D_Gro_RfgFdPrep_LitCFL_Yr | Lighting | FRACTION | Default¦Hol | 2014-01-01 | 2014-12-31 | Constant | 0.4 | [23 empty] | From eQ_Lib.dat in MASControl 2017
D_Gro_RfgFdPrep_LitEx_Yr | Lighting | FRACTION | SmrDsn | 2014-01-01 | 2014-12-31 | Constant | 1 | [23 empty] | From eQ_Lib.dat in MASControl 2017
D_Gro_RfgFdPrep_LitEx_Yr | Lighting | FRACTION | WntrDsn | 2014-01-01 | 2014-12-31 | Constant | 0 | [23 empty] | From eQ_Lib.dat in MASControl 2017
D_Gro_RfgFdPrep_LitEx_Yr | Lighting | FRACTION | Default¦Hol | 2014-01-01 | 2014-12-31 | Constant | 1 | [23 empty] | From eQ_Lib.dat in MASControl 2017
D_Gro_RfgFdPrep_LitLF_Yr | Lighting | FRACTION | SmrDsn | 2014-01-01 | 2014-12-31 | Constant | 1 | [23 empty] | From eQ_Lib.dat in MASControl 2017
D_Gro_RfgFdPrep_LitLF_Yr | Lighting | FRACTION | WntrDsn | 2014-01-01 | 2014-12-31 | Constant | 0 | [23 empty] | From eQ_Lib.dat in MASControl 2017
D_Gro_RfgFdPrep_LitLF_Yr | Lighting | FRACTION | Default¦Hol | 2014-01-01 | 2014-12-31 | Constant | 0.5 | [23 empty] | From eQ_Lib.dat in MASControl 2017
D_Gro_RfgFdPrep_LitSp_Yr | Lighting | FRACTION | SmrDsn | 2014-01-01 | 2014-12-31 | Constant | 1 | [23 empty] | From eQ_Lib.dat in MASControl 2017
D_Gro_RfgFdPrep_LitSp_Yr | Lighting | FRACTION | WntrDsn | 2014-01-01 | 2014-12-31 | Constant | 0 | [23 empty] | From eQ_Lib.dat in MASControl 2017
D_Gro_RfgFdPrep_LitSp_Yr | Lighting | FRACTION | Default¦Hol | 2014-01-01 | 2014-12-31 | Constant | 0.5 | [23 empty] | From eQ_Lib.dat in MASControl 2017
D_Gro_RfgW_LitCFL_Yr | Lighting | FRACTION | SmrDsn | 2014-01-01 | 2014-12-31 | Constant | 1 | [23 empty] | From eQ_Lib.dat in MASControl 2017
D_Gro_RfgW_LitCFL_Yr | Lighting | FRACTION | WntrDsn | 2014-01-01 | 2014-12-31 | Constant | 0 | [23 empty] | From eQ_Lib.dat in MASControl 2017
D_Gro_RfgW_LitCFL_Yr | Lighting | FRACTION | Default¦Hol | 2014-01-01 | 2014-12-31 | Constant | 0.4 | [23 empty] | From eQ_Lib.dat in MASControl 2017
D_Gro_RfgW_LitEx_Yr | Lighting | FRACTION | SmrDsn | 2014-01-01 | 2014-12-31 | Constant | 1 | [23 empty] | From eQ_Lib.dat in MASControl 2017
D_Gro_RfgW_LitEx_Yr | Lighting | FRACTION | WntrDsn | 2014-01-01 | 2014-12-31 | Constant | 0 | [23 empty] | From eQ_Lib.dat in MASControl 2017
D_Gro_RfgW_LitEx_Yr | Lighting | FRACTION | Default¦Hol | 2014-01-01 | 2014-12-31 | Constant | 1 | [23 empty] | From eQ_Lib.dat in MASControl 2017
D_Gro_RfgW_LitLF_Yr | Lighting | FRACTION | SmrDsn | 2014-01-01 | 2014-12-31 | Constant | 1 | [23 empty] | From eQ_Lib.dat in MASControl 2017
D_Gro_RfgW_LitLF_Yr | Lighting | FRACTION | WntrDsn | 2014-01-01 | 2014-12-31 | Constant | 0 | [23 empty] | From eQ_Lib.dat in MASControl 2017
D_Gro_RfgW_LitLF_Yr | Lighting | FRACTION | Default¦Hol | 2014-01-01 | 2014-12-31 | Constant | 0.5 | [23 empty] | From eQ_Lib.dat in MASControl 2017
D_Gro_RfgW_LitSp_Yr | Lighting | FRACTION | SmrDsn | 2014-01-01 | 2014-12-31 | Constant | 1 | [23 empty] | From eQ_Lib.dat in MASControl 2017
D_Gro_RfgW_LitSp_Yr | Lighting | FRACTION | WntrDsn | 2014-01-01 | 2014-12-31 | Constant | 0 | [23 empty] | From eQ_Lib.dat in MASControl 2017
D_Gro_RfgW_LitSp_Yr | Lighting | FRACTION | Default¦Hol | 2014-01-01 | 2014-12-31 | Constant | 0.5 | [23 empty] | From eQ_Lib.dat in MASControl 2017
D_Gro_Sales_LitCFL_Yr | Lighting | FRACTION | SmrDsn | 2014-01-01 | 2014-12-31 | Constant | 1 | [23 empty] | From eQ_Lib.dat in MASControl 2017
D_Gro_Sales_LitCFL_Yr | Lighting | FRACTION | WntrDsn | 2014-01-01 | 2014-12-31 | Constant | 0 | [23 empty] | From eQ_Lib.dat in MASControl 2017
D_Gro_Sales_LitCFL_Yr | Lighting | FRACTION | Default¦Hol | 2014-01-01 | 2014-12-31 | Hourly | 0.35 | 0.35 | 0.35 | 0.35 | 0.35 | 0.35 | 0.5 | 0.5 | 0.5 | 0.5 | 0.5 | 0.5 | 0.5 | 0.5 | 0.5 | 0.5 | 0.5 | 0.5 | 0.5 | 0.5 | 0.5 | 0.5 | 0.35 | 0.35 | From eQ_Lib.dat in MASControl 2017
D_Gro_Sales_LitEx_Yr | Lighting | FRACTION | SmrDsn | 2014-01-01 | 2014-12-31 | Constant | 1 | [23 empty] | From eQ_Lib.dat in MASControl 2017
D_Gro_Sales_LitEx_Yr | Lighting | FRACTION | WntrDsn | 2014-01-01 | 2014-12-31 | Constant | 0 | [23 empty] | From eQ_Lib.dat in MASControl 2017
D_Gro_Sales_LitEx_Yr | Lighting | FRACTION | Default¦Hol | 2014-01-01 | 2014-12-31 | Constant | 1 | [23 empty] | From eQ_Lib.dat in MASControl 2017
D_Gro_Sales_LitLF_Yr | Lighting | FRACTION | SmrDsn | 2014-01-01 | 2014-12-31 | Constant | 1 | [23 empty] | From eQ_Lib.dat in MASControl 2017
D_Gro_Sales_LitLF_Yr | Lighting | FRACTION | WntrDsn | 2014-01-01 | 2014-12-31 | Constant | 0 | [23 empty] | From eQ_Lib.dat in MASControl 2017
D_Gro_Sales_LitLF_Yr | Lighting | FRACTION | Default¦Hol | 2014-01-01 | 2014-12-31 | Hourly | 0.3 | 0.3 | 0.3 | 0.3 | 0.3 | 0.3 | 0.7 | 0.7 | 0.7 | 0.7 | 0.7 | 0.7 | 0.7 | 0.7 | 0.7 | 0.7 | 0.7 | 0.7 | 0.7 | 0.7 | 0.7 | 0.7 | 0.3 | 0.3 | From eQ_Lib.dat in MASControl 2017
D_Gro_Sales_LitSp_Yr | Lighting | FRACTION | SmrDsn | 2014-01-01 | 2014-12-31 | Constant | 1 | [23 empty] | From eQ_Lib.dat in MASControl 2017
D_Gro_Sales_LitSp_Yr | Lighting | FRACTION | WntrDsn | 2014-01-01 | 2014-12-31 | Constant | 0 | [23 empty] | From eQ_Lib.dat in MASControl 2017
D_Gro_Sales_LitSp_Yr | Lighting | FRACTION | Default¦Hol | 2014-01-01 | 2014-12-31 | Hourly | 0.5 | 0.5 | 0.5 | 0.5 | 0.5 | 0.5 | 1 | 1 | 1 | 1 | 1 | 1 | 1 | 1 | 1 | 1 | 1 | 1 | 1 | 1 | 1 | 1 | 0.5 | 0.5 | From eQ_Lib.dat in MASControl 2017
D_Hsp_FacMnt_LitCFL_Yr | Lighting | FRACTION | Default¦Wkdy | 2014-01-01 | 2014-12-31 | Hourly | 0.3 | 0.3 | 0.3 | 0.3 | 0.3 | 0.3 | 0.3 | 0.3 | 0.85 | 0.85 | 0.85 | 0.85 | 0.85 | 0.85 | 0.85 | 0.85 | 0.85 | 0.85 | 0.85 | 0.85 | 0.3 | 0.3 | 0.3 | 0.3 | From eQ_Lib.dat in MASControl 2017
D_Hsp_FacMnt_LitCFL_Yr | Lighting | FRACTION | Wknd | 2014-01-01 | 2014-12-31 | Hourly | 0.2 | 0.2 | 0.2 | 0.2 | 0.2 | 0.2 | 0.2 | 0.2 | 0.35 | 0.35 | 0.35 | 0.35 | 0.35 | 0.35 | 0.35 | 0.35 | 0.35 | 0.35 | 0.35 | 0.35 | 0.2 | 0.2 | 0.2 | 0.2 | From eQ_Lib.dat in MASControl 2017
D_Hsp_FacMnt_LitCFL_Yr | Lighting | FRACTION | WntrDsn | 2014-01-01 | 2014-12-31 | Constant | 0 | [23 empty] | From eQ_Lib.dat in MASControl 2017
D_Hsp_FacMnt_LitCFL_Yr | Lighting | FRACTION | SmrDsn | 2014-01-01 | 2014-12-31 | Constant | 1 | [23 empty] | From eQ_Lib.dat in MASControl 2017
D_Hsp_FacMnt_LitCFL_Yr | Lighting | FRACTION | Hol | 2014-01-01 | 2014-12-31 | Hourly | 0.2 | 0.2 | 0.2 | 0.2 | 0.2 | 0.2 | 0.2 | 0.2 | 0.35 | 0.35 | 0.35 | 0.35 | 0.35 | 0.35 | 0.35 | 0.35 | 0.35 | 0.35 | 0.35 | 0.35 | 0.2 | 0.2 | 0.2 | 0.2 | From eQ_Lib.dat in MASControl 2017
D_Hsp_FacMnt_LitEx_Yr | Lighting | FRACTION | SmrDsn | 2014-01-01 | 2014-12-31 | Constant | 1 | [23 empty] | From eQ_Lib.dat in MASControl 2017
D_Hsp_FacMnt_LitEx_Yr | Lighting | FRACTION | WntrDsn | 2014-01-01 | 2014-12-31 | Constant | 0 | [23 empty] | From eQ_Lib.dat in MASControl 2017
D_Hsp_FacMnt_LitEx_Yr | Lighting | FRACTION | Default¦Hol | 2014-01-01 | 2014-12-31 | Constant | 1 | [23 empty] | From eQ_Lib.dat in MASControl 2017
D_Hsp_FacMnt_LitLF_Yr | Lighting | FRACTION | Default¦Wkdy | 2014-01-01 | 2014-12-31 | Hourly | 0.4 | 0.4 | 0.4 | 0.4 | 0.4 | 0.4 | 0.4 | 0.4 | 0.9 | 0.9 | 0.9 | 0.9 | 0.9 | 0.9 | 0.9 | 0.9 | 0.9 | 0.9 | 0.9 | 0.9 | 0.4 | 0.4 | 0.4 | 0.4 | From eQ_Lib.dat in MASControl 2017
D_Hsp_FacMnt_LitLF_Yr | Lighting | FRACTION | Wknd | 2014-01-01 | 2014-12-31 | Hourly | 0.3 | 0.3 | 0.3 | 0.3 | 0.3 | 0.3 | 0.3 | 0.3 | 0.4 | 0.4 | 0.4 | 0.4 | 0.4 | 0.4 | 0.4 | 0.4 | 0.4 | 0.4 | 0.4 | 0.4 | 0.3 | 0.3 | 0.3 | 0.3 | From eQ_Lib.dat in MASControl 2017
D_Hsp_FacMnt_LitLF_Yr | Lighting | FRACTION | WntrDsn | 2014-01-01 | 2014-12-31 | Constant | 0 | [23 empty] | From eQ_Lib.dat in MASControl 2017
D_Hsp_FacMnt_LitLF_Yr | Lighting | FRACTION | SmrDsn | 2014-01-01 | 2014-12-31 | Constant | 1 | [23 empty] | From eQ_Lib.dat in MASControl 2017
D_Hsp_FacMnt_LitLF_Yr | Lighting | FRACTION | Hol | 2014-01-01 | 2014-12-31 | Hourly | 0.3 | 0.3 | 0.3 | 0.3 | 0.3 | 0.3 | 0.3 | 0.3 | 0.4 | 0.4 | 0.4 | 0.4 | 0.4 | 0.4 | 0.4 | 0.4 | 0.4 | 0.4 | 0.4 | 0.4 | 0.3 | 0.3 | 0.3 | 0.3 | From eQ_Lib.dat in MASControl 2017
D_Hsp_FacMnt_LitSp_Yr | Lighting | FRACTION | Default¦Wkdy | 2014-01-01 | 2014-12-31 | Hourly | 0.4 | 0.4 | 0.4 | 0.4 | 0.4 | 0.4 | 0.4 | 0.4 | 0.9 | 0.9 | 0.9 | 0.9 | 0.9 | 0.9 | 0.9 | 0.9 | 0.9 | 0.9 | 0.9 | 0.9 | 0.4 | 0.4 | 0.4 | 0.4 | From eQ_Lib.dat in MASControl 2017
D_Hsp_FacMnt_LitSp_Yr | Lighting | FRACTION | Wknd | 2014-01-01 | 2014-12-31 | Hourly | 0.3 | 0.3 | 0.3 | 0.3 | 0.3 | 0.3 | 0.3 | 0.3 | 0.4 | 0.4 | 0.4 | 0.4 | 0.4 | 0.4 | 0.4 | 0.4 | 0.4 | 0.4 | 0.4 | 0.4 | 0.3 | 0.3 | 0.3 | 0.3 | From eQ_Lib.dat in MASControl 2017
D_Hsp_FacMnt_LitSp_Yr | Lighting | FRACTION | WntrDsn | 2014-01-01 | 2014-12-31 | Constant | 0 | [23 empty] | From eQ_Lib.dat in MASControl 2017
D_Hsp_FacMnt_LitSp_Yr | Lighting | FRACTION | SmrDsn | 2014-01-01 | 2014-12-31 | Constant | 1 | [23 empty] | From eQ_Lib.dat in MASControl 2017
D_Hsp_FacMnt_LitSp_Yr | Lighting | FRACTION | Hol | 2014-01-01 | 2014-12-31 | Hourly | 0.3 | 0.3 | 0.3 | 0.3 | 0.3 | 0.3 | 0.3 | 0.3 | 0.4 | 0.4 | 0.4 | 0.4 | 0.4 | 0.4 | 0.4 | 0.4 | 0.4 | 0.4 | 0.4 | 0.4 | 0.3 | 0.3 | 0.3 | 0.3 | From eQ_Lib.dat in MASControl 2017
D_Hsp_ICU_LitCFL_Yr | Lighting | FRACTION | Default¦Wkdy | 2014-01-01 | 2014-12-31 | Hourly | 0.2 | 0.2 | 0.2 | 0.2 | 0.2 | 0.2 | 0.2 | 0.2 | 0.65 | 0.65 | 0.65 | 0.65 | 0.65 | 0.65 | 0.65 | 0.65 | 0.65 | 0.65 | 0.65 | 0.65 | 0.2 | 0.2 | 0.2 | 0.2 | From eQ_Lib.dat in MASControl 2017
D_Hsp_ICU_LitCFL_Yr | Lighting | FRACTION | Wknd | 2014-01-01 | 2014-12-31 | Hourly | 0.2 | 0.2 | 0.2 | 0.2 | 0.2 | 0.2 | 0.2 | 0.2 | 0.45 | 0.45 | 0.45 | 0.45 | 0.45 | 0.45 | 0.45 | 0.45 | 0.45 | 0.45 | 0.45 | 0.45 | 0.2 | 0.2 | 0.2 | 0.2 | From eQ_Lib.dat in MASControl 2017
D_Hsp_ICU_LitCFL_Yr | Lighting | FRACTION | WntrDsn | 2014-01-01 | 2014-12-31 | Constant | 0 | [23 empty] | From eQ_Lib.dat in MASControl 2017
D_Hsp_ICU_LitCFL_Yr | Lighting | FRACTION | SmrDsn | 2014-01-01 | 2014-12-31 | Constant | 1 | [23 empty] | From eQ_Lib.dat in MASControl 2017
D_Hsp_ICU_LitCFL_Yr | Lighting | FRACTION | Hol | 2014-01-01 | 2014-12-31 | Hourly | 0.2 | 0.2 | 0.2 | 0.2 | 0.2 | 0.2 | 0.2 | 0.2 | 0.45 | 0.45 | 0.45 | 0.45 | 0.45 | 0.45 | 0.45 | 0.45 | 0.45 | 0.45 | 0.45 | 0.45 | 0.2 | 0.2 | 0.2 | 0.2 | From eQ_Lib.dat in MASControl 2017
D_Hsp_ICU_LitEx_Yr | Lighting | FRACTION | SmrDsn | 2014-01-01 | 2014-12-31 | Constant | 1 | [23 empty] | From eQ_Lib.dat in MASControl 2017
D_Hsp_ICU_LitEx_Yr | Lighting | FRACTION | WntrDsn | 2014-01-01 | 2014-12-31 | Constant | 0 | [23 empty] | From eQ_Lib.dat in MASControl 2017
D_Hsp_ICU_LitEx_Yr | Lighting | FRACTION | Default¦Hol | 2014-01-01 | 2014-12-31 | Constant | 1 | [23 empty] | From eQ_Lib.dat in MASControl 2017
D_Hsp_ICU_LitLF_Yr | Lighting | FRACTION | Default¦Wkdy | 2014-01-01 | 2014-12-31 | Hourly | 0.3 | 0.3 | 0.3 | 0.3 | 0.3 | 0.3 | 0.3 | 0.3 | 0.75 | 0.75 | 0.75 | 0.75 | 0.75 | 0.75 | 0.75 | 0.75 | 0.75 | 0.75 | 0.75 | 0.75 | 0.3 | 0.3 | 0.3 | 0.3 | From eQ_Lib.dat in MASControl 2017
D_Hsp_ICU_LitLF_Yr | Lighting | FRACTION | Wknd | 2014-01-01 | 2014-12-31 | Hourly | 0.3 | 0.3 | 0.3 | 0.3 | 0.3 | 0.3 | 0.3 | 0.3 | 0.5 | 0.5 | 0.5 | 0.5 | 0.5 | 0.5 | 0.5 | 0.5 | 0.5 | 0.5 | 0.5 | 0.5 | 0.3 | 0.3 | 0.3 | 0.3 | From eQ_Lib.dat in MASControl 2017
D_Hsp_ICU_LitLF_Yr | Lighting | FRACTION | WntrDsn | 2014-01-01 | 2014-12-31 | Constant | 0 | [23 empty] | From eQ_Lib.dat in MASControl 2017
D_Hsp_ICU_LitLF_Yr | Lighting | FRACTION | SmrDsn | 2014-01-01 | 2014-12-31 | Constant | 1 | [23 empty] | From eQ_Lib.dat in MASControl 2017
D_Hsp_ICU_LitLF_Yr | Lighting | FRACTION | Hol | 2014-01-01 | 2014-12-31 | Hourly | 0.3 | 0.3 | 0.3 | 0.3 | 0.3 | 0.3 | 0.3 | 0.3 | 0.5 | 0.5 | 0.5 | 0.5 | 0.5 | 0.5 | 0.5 | 0.5 | 0.5 | 0.5 | 0.5 | 0.5 | 0.3 | 0.3 | 0.3 | 0.3 | From eQ_Lib.dat in MASControl 2017
D_Hsp_ICU_LitSp_Yr | Lighting | FRACTION | Default¦Wkdy | 2014-01-01 | 2014-12-31 | Hourly | 0.3 | 0.3 | 0.3 | 0.3 | 0.3 | 0.3 | 0.3 | 0.3 | 0.75 | 0.75 | 0.75 | 0.75 | 0.75 | 0.75 | 0.75 | 0.75 | 0.75 | 0.75 | 0.75 | 0.75 | 0.3 | 0.3 | 0.3 | 0.3 | From eQ_Lib.dat in MASControl 2017
D_Hsp_ICU_LitSp_Yr | Lighting | FRACTION | Wknd | 2014-01-01 | 2014-12-31 | Hourly | 0.3 | 0.3 | 0.3 | 0.3 | 0.3 | 0.3 | 0.3 | 0.3 | 0.5 | 0.5 | 0.5 | 0.5 | 0.5 | 0.5 | 0.5 | 0.5 | 0.5 | 0.5 | 0.5 | 0.5 | 0.3 | 0.3 | 0.3 | 0.3 | From eQ_Lib.dat in MASControl 2017
D_Hsp_ICU_LitSp_Yr | Lighting | FRACTION | WntrDsn | 2014-01-01 | 2014-12-31 | Constant | 0 | [23 empty] | From eQ_Lib.dat in MASControl 2017
D_Hsp_ICU_LitSp_Yr | Lighting | FRACTION | SmrDsn | 2014-01-01 | 2014-12-31 | Constant | 1 | [23 empty] | From eQ_Lib.dat in MASControl 2017
D_Hsp_ICU_LitSp_Yr | Lighting | FRACTION | Hol | 2014-01-01 | 2014-12-31 | Hourly | 0.3 | 0.3 | 0.3 | 0.3 | 0.3 | 0.3 | 0.3 | 0.3 | 0.5 | 0.5 | 0.5 | 0.5 | 0.5 | 0.5 | 0.5 | 0.5 | 0.5 | 0.5 | 0.5 | 0.5 | 0.3 | 0.3 | 0.3 | 0.3 | From eQ_Lib.dat in MASControl 2017
D_Hsp_Ktchn_LitCFL_Yr | Lighting | FRACTION | Default¦Wkdy | 2014-01-01 | 2014-12-31 | Constant | 0.65 | [23 empty] | From eQ_Lib.dat in MASControl 2017
D_Hsp_Ktchn_LitCFL_Yr | Lighting | FRACTION | Wknd | 2014-01-01 | 2014-12-31 | Constant | 0.2 | [23 empty] | From eQ_Lib.dat in MASControl 2017
D_Hsp_Ktchn_LitCFL_Yr | Lighting | FRACTION | WntrDsn | 2014-01-01 | 2014-12-31 | Constant | 0 | [23 empty] | From eQ_Lib.dat in MASControl 2017
D_Hsp_Ktchn_LitCFL_Yr | Lighting | FRACTION | SmrDsn | 2014-01-01 | 2014-12-31 | Constant | 1 | [23 empty] | From eQ_Lib.dat in MASControl 2017
D_Hsp_Ktchn_LitCFL_Yr | Lighting | FRACTION | Hol | 2014-01-01 | 2014-12-31 | Constant | 0.2 | [23 empty] | From eQ_Lib.dat in MASControl 2017
D_Hsp_Ktchn_LitEx_Yr | Lighting | FRACTION | SmrDsn | 2014-01-01 | 2014-12-31 | Constant | 1 | [23 empty] | From eQ_Lib.dat in MASControl 2017
D_Hsp_Ktchn_LitEx_Yr | Lighting | FRACTION | WntrDsn | 2014-01-01 | 2014-12-31 | Constant | 0 | [23 empty] | From eQ_Lib.dat in MASControl 2017
D_Hsp_Ktchn_LitEx_Yr | Lighting | FRACTION | Default¦Hol | 2014-01-01 | 2014-12-31 | Constant | 1 | [23 empty] | From eQ_Lib.dat in MASControl 2017
D_Hsp_Ktchn_LitLF_Yr | Lighting | FRACTION | Default¦Wkdy | 2014-01-01 | 2014-12-31 | Constant | 0.7 | [23 empty] | From eQ_Lib.dat in MASControl 2017
D_Hsp_Ktchn_LitLF_Yr | Lighting | FRACTION | Wknd | 2014-01-01 | 2014-12-31 | Constant | 0.6 | [23 empty] | From eQ_Lib.dat in MASControl 2017
D_Hsp_Ktchn_LitLF_Yr | Lighting | FRACTION | WntrDsn | 2014-01-01 | 2014-12-31 | Constant | 0 | [23 empty] | From eQ_Lib.dat in MASControl 2017
D_Hsp_Ktchn_LitLF_Yr | Lighting | FRACTION | SmrDsn | 2014-01-01 | 2014-12-31 | Constant | 1 | [23 empty] | From eQ_Lib.dat in MASControl 2017
D_Hsp_Ktchn_LitLF_Yr | Lighting | FRACTION | Hol | 2014-01-01 | 2014-12-31 | Constant | 0.6 | [23 empty] | From eQ_Lib.dat in MASControl 2017
D_Hsp_Ktchn_LitSp_Yr | Lighting | FRACTION | Default¦Wkdy | 2014-01-01 | 2014-12-31 | Constant | 0.7 | [23 empty] | From eQ_Lib.dat in MASControl 2017
D_Hsp_Ktchn_LitSp_Yr | Lighting | FRACTION | Wknd | 2014-01-01 | 2014-12-31 | Constant | 0.6 | [23 empty] | From eQ_Lib.dat in MASControl 2017
D_Hsp_Ktchn_LitSp_Yr | Lighting | FRACTION | WntrDsn | 2014-01-01 | 2014-12-31 | Constant | 0 | [23 empty] | From eQ_Lib.dat in MASControl 2017
D_Hsp_Ktchn_LitSp_Yr | Lighting | FRACTION | SmrDsn | 2014-01-01 | 2014-12-31 | Constant | 1 | [23 empty] | From eQ_Lib.dat in MASControl 2017
D_Hsp_Ktchn_LitSp_Yr | Lighting | FRACTION | Hol | 2014-01-01 | 2014-12-31 | Constant | 0.6 | [23 empty] | From eQ_Lib.dat in MASControl 2017
D_Hsp_Nrs_LitCFL_Yr | Lighting | FRACTION | SmrDsn | 2014-01-01 | 2014-12-31 | Constant | 1 | [23 empty] | From eQ_Lib.dat in MASControl 2017
D_Hsp_Nrs_LitCFL_Yr | Lighting | FRACTION | WntrDsn | 2014-01-01 | 2014-12-31 | Constant | 0 | [23 empty] | From eQ_Lib.dat in MASControl 2017
D_Hsp_Nrs_LitCFL_Yr | Lighting | FRACTION | Default¦Hol | 2014-01-01 | 2014-12-31 | Constant | 0.6 | [23 empty] | From eQ_Lib.dat in MASControl 2017
D_Hsp_Nrs_LitEx_Yr | Lighting | FRACTION | SmrDsn | 2014-01-01 | 2014-12-31 | Constant | 1 | [23 empty] | From eQ_Lib.dat in MASControl 2017
D_Hsp_Nrs_LitEx_Yr | Lighting | FRACTION | WntrDsn | 2014-01-01 | 2014-12-31 | Constant | 0 | [23 empty] | From eQ_Lib.dat in MASControl 2017
D_Hsp_Nrs_LitEx_Yr | Lighting | FRACTION | Default¦Hol | 2014-01-01 | 2014-12-31 | Constant | 1 | [23 empty] | From eQ_Lib.dat in MASControl 2017
D_Hsp_Nrs_LitLF_Yr | Lighting | FRACTION | SmrDsn | 2014-01-01 | 2014-12-31 | Constant | 1 | [23 empty] | From eQ_Lib.dat in MASControl 2017
D_Hsp_Nrs_LitLF_Yr | Lighting | FRACTION | WntrDsn | 2014-01-01 | 2014-12-31 | Constant | 0 | [23 empty] | From eQ_Lib.dat in MASControl 2017
D_Hsp_Nrs_LitLF_Yr | Lighting | FRACTION | Default¦Hol | 2014-01-01 | 2014-12-31 | Constant | 0.9 | [23 empty] | From eQ_Lib.dat in MASControl 2017
D_Hsp_Nrs_LitSp_Yr | Lighting | FRACTION | SmrDsn | 2014-01-01 | 2014-12-31 | Constant | 1 | [23 empty] | From eQ_Lib.dat in MASControl 2017
D_Hsp_Nrs_LitSp_Yr | Lighting | FRACTION | WntrDsn | 2014-01-01 | 2014-12-31 | Constant | 0 | [23 empty] | From eQ_Lib.dat in MASControl 2017
D_Hsp_Nrs_LitSp_Yr | Lighting | FRACTION | Default¦Hol | 2014-01-01 | 2014-12-31 | Constant | 0.9 | [23 empty] | From eQ_Lib.dat in MASControl 2017
D_Hsp_OffGen_LitCFL_Yr | Lighting | FRACTION | Default¦Wkdy | 2014-01-01 | 2014-12-31 | Hourly | 0.2 | 0.2 | 0.2 | 0.2 | 0.2 | 0.2 | 0.2 | 0.2 | 0.85 | 0.85 | 0.85 | 0.85 | 0.85 | 0.85 | 0.85 | 0.85 | 0.85 | 0.85 | 0.85 | 0.85 | 0.2 | 0.2 | 0.2 | 0.2 | From eQ_Lib.dat in MASControl 2017
D_Hsp_OffGen_LitCFL_Yr | Lighting | FRACTION | Wknd | 2014-01-01 | 2014-12-31 | Hourly | 0.2 | 0.2 | 0.2 | 0.2 | 0.2 | 0.2 | 0.2 | 0.2 | 0.45 | 0.45 | 0.45 | 0.45 | 0.45 | 0.45 | 0.45 | 0.45 | 0.45 | 0.45 | 0.45 | 0.45 | 0.2 | 0.2 | 0.2 | 0.2 | From eQ_Lib.dat in MASControl 2017
D_Hsp_OffGen_LitCFL_Yr | Lighting | FRACTION | WntrDsn | 2014-01-01 | 2014-12-31 | Constant | 0 | [23 empty] | From eQ_Lib.dat in MASControl 2017
D_Hsp_OffGen_LitCFL_Yr | Lighting | FRACTION | SmrDsn | 2014-01-01 | 2014-12-31 | Constant | 1 | [23 empty] | From eQ_Lib.dat in MASControl 2017
D_Hsp_OffGen_LitCFL_Yr | Lighting | FRACTION | Hol | 2014-01-01 | 2014-12-31 | Hourly | 0.2 | 0.2 | 0.2 | 0.2 | 0.2 | 0.2 | 0.2 | 0.2 | 0.45 | 0.45 | 0.45 | 0.45 | 0.45 | 0.45 | 0.45 | 0.45 | 0.45 | 0.45 | 0.45 | 0.45 | 0.2 | 0.2 | 0.2 | 0.2 | From eQ_Lib.dat in MASControl 2017
D_Hsp_OffGen_LitEx_Yr | Lighting | FRACTION | SmrDsn | 2014-01-01 | 2014-12-31 | Constant | 1 | [23 empty] | From eQ_Lib.dat in MASControl 2017
D_Hsp_OffGen_LitEx_Yr | Lighting | FRACTION | WntrDsn | 2014-01-01 | 2014-12-31 | Constant | 0 | [23 empty] | From eQ_Lib.dat in MASControl 2017
D_Hsp_OffGen_LitEx_Yr | Lighting | FRACTION | Default¦Hol | 2014-01-01 | 2014-12-31 | Constant | 1 | [23 empty] | From eQ_Lib.dat in MASControl 2017
D_Hsp_OffGen_LitLF_Yr | Lighting | FRACTION | Default¦Wkdy | 2014-01-01 | 2014-12-31 | Hourly | 0.3 | 0.3 | 0.3 | 0.3 | 0.3 | 0.3 | 0.3 | 0.3 | 0.9 | 0.9 | 0.9 | 0.9 | 0.9 | 0.9 | 0.9 | 0.9 | 0.9 | 0.9 | 0.9 | 0.9 | 0.3 | 0.3 | 0.3 | 0.3 | From eQ_Lib.dat in MASControl 2017
D_Hsp_OffGen_LitLF_Yr | Lighting | FRACTION | Wknd | 2014-01-01 | 2014-12-31 | Hourly | 0.3 | 0.3 | 0.3 | 0.3 | 0.3 | 0.3 | 0.3 | 0.3 | 0.5 | 0.5 | 0.5 | 0.5 | 0.5 | 0.5 | 0.5 | 0.5 | 0.5 | 0.5 | 0.5 | 0.5 | 0.3 | 0.3 | 0.3 | 0.3 | From eQ_Lib.dat in MASControl 2017
D_Hsp_OffGen_LitLF_Yr | Lighting | FRACTION | WntrDsn | 2014-01-01 | 2014-12-31 | Constant | 0 | [23 empty] | From eQ_Lib.dat in MASControl 2017
D_Hsp_OffGen_LitLF_Yr | Lighting | FRACTION | SmrDsn | 2014-01-01 | 2014-12-31 | Constant | 1 | [23 empty] | From eQ_Lib.dat in MASControl 2017
D_Hsp_OffGen_LitLF_Yr | Lighting | FRACTION | Hol | 2014-01-01 | 2014-12-31 | Hourly | 0.3 | 0.3 | 0.3 | 0.3 | 0.3 | 0.3 | 0.3 | 0.3 | 0.5 | 0.5 | 0.5 | 0.5 | 0.5 | 0.5 | 0.5 | 0.5 | 0.5 | 0.5 | 0.5 | 0.5 | 0.3 | 0.3 | 0.3 | 0.3 | From eQ_Lib.dat in MASControl 2017
D_Hsp_OffGen_LitSp_Yr | Lighting | FRACTION | Default¦Wkdy | 2014-01-01 | 2014-12-31 | Hourly | 0.3 | 0.3 | 0.3 | 0.3 | 0.3 | 0.3 | 0.3 | 0.3 | 0.9 | 0.9 | 0.9 | 0.9 | 0.9 | 0.9 | 0.9 | 0.9 | 0.9 | 0.9 | 0.9 | 0.9 | 0.3 | 0.3 | 0.3 | 0.3 | From eQ_Lib.dat in MASControl 2017
D_Hsp_OffGen_LitSp_Yr | Lighting | FRACTION | Wknd | 2014-01-01 | 2014-12-31 | Hourly | 0.3 | 0.3 | 0.3 | 0.3 | 0.3 | 0.3 | 0.3 | 0.3 | 0.5 | 0.5 | 0.5 | 0.5 | 0.5 | 0.5 | 0.5 | 0.5 | 0.5 | 0.5 | 0.5 | 0.5 | 0.3 | 0.3 | 0.3 | 0.3 | From eQ_Lib.dat in MASControl 2017
D_Hsp_OffGen_LitSp_Yr | Lighting | FRACTION | WntrDsn | 2014-01-01 | 2014-12-31 | Constant | 0 | [23 empty] | From eQ_Lib.dat in MASControl 2017
D_Hsp_OffGen_LitSp_Yr | Lighting | FRACTION | SmrDsn | 2014-01-01 | 2014-12-31 | Constant | 1 | [23 empty] | From eQ_Lib.dat in MASControl 2017
D_Hsp_OffGen_LitSp_Yr | Lighting | FRACTION | Hol | 2014-01-01 | 2014-12-31 | Hourly | 0.3 | 0.3 | 0.3 | 0.3 | 0.3 | 0.3 | 0.3 | 0.3 | 0.5 | 0.5 | 0.5 | 0.5 | 0.5 | 0.5 | 0.5 | 0.5 | 0.5 | 0.5 | 0.5 | 0.5 | 0.3 | 0.3 | 0.3 | 0.3 | From eQ_Lib.dat in MASControl 2017
D_Hsp_Patient_LitCFL_Yr | Lighting | FRACTION | SmrDsn | 2014-01-01 | 2014-12-31 | Constant | 1 | [23 empty] | From eQ_Lib.dat in MASControl 2017
D_Hsp_Patient_LitCFL_Yr | Lighting | FRACTION | WntrDsn | 2014-01-01 | 2014-12-31 | Constant | 0 | [23 empty] | From eQ_Lib.dat in MASControl 2017
D_Hsp_Patient_LitCFL_Yr | Lighting | FRACTION | Default¦Hol | 2014-01-01 | 2014-12-31 | Hourly | 0.2 | 0.2 | 0.2 | 0.2 | 0.2 | 0.3731 | 0.5808 | 0.65 | 0.65 | 0.65 | 0.65 | 0.65 | 0.65 | 0.65 | 0.65 | 0.65 | 0.65 | 0.65 | 0.65 | 0.65 | 0.65 | 0.3731 | 0.2 | 0.2 | From eQ_Lib.dat in MASControl 2017
D_Hsp_Patient_LitEx_Yr | Lighting | FRACTION | SmrDsn | 2014-01-01 | 2014-12-31 | Constant | 1 | [23 empty] | From eQ_Lib.dat in MASControl 2017
D_Hsp_Patient_LitEx_Yr | Lighting | FRACTION | WntrDsn | 2014-01-01 | 2014-12-31 | Constant | 0 | [23 empty] | From eQ_Lib.dat in MASControl 2017
D_Hsp_Patient_LitEx_Yr | Lighting | FRACTION | Default¦Hol | 2014-01-01 | 2014-12-31 | Constant | 1 | [23 empty] | From eQ_Lib.dat in MASControl 2017
D_Hsp_Patient_LitLF_Yr | Lighting | FRACTION | SmrDsn | 2014-01-01 | 2014-12-31 | Constant | 1 | [23 empty] | From eQ_Lib.dat in MASControl 2017
D_Hsp_Patient_LitLF_Yr | Lighting | FRACTION | WntrDsn | 2014-01-01 | 2014-12-31 | Constant | 0 | [23 empty] | From eQ_Lib.dat in MASControl 2017
D_Hsp_Patient_LitLF_Yr | Lighting | FRACTION | Default¦Hol | 2014-01-01 | 2014-12-31 | Hourly | 0.3 | 0.3 | 0.3 | 0.3 | 0.3 | 0.4731 | 0.6808 | 0.75 | 0.75 | 0.75 | 0.75 | 0.75 | 0.75 | 0.75 | 0.75 | 0.75 | 0.75 | 0.75 | 0.75 | 0.75 | 0.75 | 0.4731 | 0.3 | 0.3 | From eQ_Lib.dat in MASControl 2017
D_Hsp_Patient_LitSp_Yr | Lighting | FRACTION | SmrDsn | 2014-01-01 | 2014-12-31 | Constant | 1 | [23 empty] | From eQ_Lib.dat in MASControl 2017
D_Hsp_Patient_LitSp_Yr | Lighting | FRACTION | WntrDsn | 2014-01-01 | 2014-12-31 | Constant | 0 | [23 empty] | From eQ_Lib.dat in MASControl 2017
D_Hsp_Patient_LitSp_Yr | Lighting | FRACTION | Default¦Hol | 2014-01-01 | 2014-12-31 | Hourly | 0.3 | 0.3 | 0.3 | 0.3 | 0.3 | 0.4731 | 0.6808 | 0.75 | 0.75 | 0.75 | 0.75 | 0.75 | 0.75 | 0.75 | 0.75 | 0.75 | 0.75 | 0.75 | 0.75 | 0.75 | 0.75 | 0.4731 | 0.3 | 0.3 | From eQ_Lib.dat in MASControl 2017
D_Hsp_SrgOutLab_LitCFL_Yr | Lighting | FRACTION | Default¦Wkdy | 2014-01-01 | 2014-12-31 | Hourly | 0.2 | 0.2 | 0.2 | 0.2 | 0.2 | 0.2 | 0.2 | 0.2 | 0.65 | 0.65 | 0.65 | 0.65 | 0.65 | 0.65 | 0.65 | 0.65 | 0.65 | 0.65 | 0.65 | 0.65 | 0.2 | 0.2 | 0.2 | 0.2 | From eQ_Lib.dat in MASControl 2017
D_Hsp_SrgOutLab_LitCFL_Yr | Lighting | FRACTION | Wknd | 2014-01-01 | 2014-12-31 | Hourly | 0.2 | 0.2 | 0.2 | 0.2 | 0.2 | 0.2 | 0.2 | 0.2 | 0.45 | 0.45 | 0.45 | 0.45 | 0.45 | 0.45 | 0.45 | 0.45 | 0.45 | 0.45 | 0.45 | 0.45 | 0.2 | 0.2 | 0.2 | 0.2 | From eQ_Lib.dat in MASControl 2017
D_Hsp_SrgOutLab_LitCFL_Yr | Lighting | FRACTION | WntrDsn | 2014-01-01 | 2014-12-31 | Constant | 0 | [23 empty] | From eQ_Lib.dat in MASControl 2017
D_Hsp_SrgOutLab_LitCFL_Yr | Lighting | FRACTION | SmrDsn | 2014-01-01 | 2014-12-31 | Constant | 1 | [23 empty] | From eQ_Lib.dat in MASControl 2017
D_Hsp_SrgOutLab_LitCFL_Yr | Lighting | FRACTION | Hol | 2014-01-01 | 2014-12-31 | Hourly | 0.2 | 0.2 | 0.2 | 0.2 | 0.2 | 0.2 | 0.2 | 0.2 | 0.45 | 0.45 | 0.45 | 0.45 | 0.45 | 0.45 | 0.45 | 0.45 | 0.45 | 0.45 | 0.45 | 0.45 | 0.2 | 0.2 | 0.2 | 0.2 | From eQ_Lib.dat in MASControl 2017
D_Hsp_SrgOutLab_LitEx_Yr | Lighting | FRACTION | SmrDsn | 2014-01-01 | 2014-12-31 | Constant | 1 | [23 empty] | From eQ_Lib.dat in MASControl 2017
D_Hsp_SrgOutLab_LitEx_Yr | Lighting | FRACTION | WntrDsn | 2014-01-01 | 2014-12-31 | Constant | 0 | [23 empty] | From eQ_Lib.dat in MASControl 2017
D_Hsp_SrgOutLab_LitEx_Yr | Lighting | FRACTION | Default¦Hol | 2014-01-01 | 2014-12-31 | Constant | 1 | [23 empty] | From eQ_Lib.dat in MASControl 2017
D_Hsp_SrgOutLab_LitLF_Yr | Lighting | FRACTION | Default¦Wkdy | 2014-01-01 | 2014-12-31 | Hourly | 0.3 | 0.3 | 0.3 | 0.3 | 0.3 | 0.3 | 0.3 | 0.3 | 0.75 | 0.75 | 0.75 | 0.75 | 0.75 | 0.75 | 0.75 | 0.75 | 0.75 | 0.75 | 0.75 | 0.75 | 0.3 | 0.3 | 0.3 | 0.3 | From eQ_Lib.dat in MASControl 2017
D_Hsp_SrgOutLab_LitLF_Yr | Lighting | FRACTION | Wknd | 2014-01-01 | 2014-12-31 | Hourly | 0.3 | 0.3 | 0.3 | 0.3 | 0.3 | 0.3 | 0.3 | 0.3 | 0.5 | 0.5 | 0.5 | 0.5 | 0.5 | 0.5 | 0.5 | 0.5 | 0.5 | 0.5 | 0.5 | 0.5 | 0.3 | 0.3 | 0.3 | 0.3 | From eQ_Lib.dat in MASControl 2017
D_Hsp_SrgOutLab_LitLF_Yr | Lighting | FRACTION | WntrDsn | 2014-01-01 | 2014-12-31 | Constant | 0 | [23 empty] | From eQ_Lib.dat in MASControl 2017
D_Hsp_SrgOutLab_LitLF_Yr | Lighting | FRACTION | SmrDsn | 2014-01-01 | 2014-12-31 | Constant | 1 | [23 empty] | From eQ_Lib.dat in MASControl 2017
D_Hsp_SrgOutLab_LitLF_Yr | Lighting | FRACTION | Hol | 2014-01-01 | 2014-12-31 | Hourly | 0.3 | 0.3 | 0.3 | 0.3 | 0.3 | 0.3 | 0.3 | 0.3 | 0.5 | 0.5 | 0.5 | 0.5 | 0.5 | 0.5 | 0.5 | 0.5 | 0.5 | 0.5 | 0.5 | 0.5 | 0.3 | 0.3 | 0.3 | 0.3 | From eQ_Lib.dat in MASControl 2017
D_Hsp_SrgOutLab_LitSp_Yr | Lighting | FRACTION | Default¦Wkdy | 2014-01-01 | 2014-12-31 | Hourly | 0.3 | 0.3 | 0.3 | 0.3 | 0.3 | 0.3 | 0.3 | 0.3 | 0.75 | 0.75 | 0.75 | 0.75 | 0.75 | 0.75 | 0.75 | 0.75 | 0.75 | 0.75 | 0.75 | 0.75 | 0.3 | 0.3 | 0.3 | 0.3 | From eQ_Lib.dat in MASControl 2017
D_Hsp_SrgOutLab_LitSp_Yr | Lighting | FRACTION | Wknd | 2014-01-01 | 2014-12-31 | Hourly | 0.3 | 0.3 | 0.3 | 0.3 | 0.3 | 0.3 | 0.3 | 0.3 | 0.5 | 0.5 | 0.5 | 0.5 | 0.5 | 0.5 | 0.5 | 0.5 | 0.5 | 0.5 | 0.5 | 0.5 | 0.3 | 0.3 | 0.3 | 0.3 | From eQ_Lib.dat in MASControl 2017
D_Hsp_SrgOutLab_LitSp_Yr | Lighting | FRACTION | WntrDsn | 2014-01-01 | 2014-12-31 | Constant | 0 | [23 empty] | From eQ_Lib.dat in MASControl 2017
D_Hsp_SrgOutLab_LitSp_Yr | Lighting | FRACTION | SmrDsn | 2014-01-01 | 2014-12-31 | Constant | 1 | [23 empty] | From eQ_Lib.dat in MASControl 2017
D_Hsp_SrgOutLab_LitSp_Yr | Lighting | FRACTION | Hol | 2014-01-01 | 2014-12-31 | Hourly | 0.3 | 0.3 | 0.3 | 0.3 | 0.3 | 0.3 | 0.3 | 0.3 | 0.5 | 0.5 | 0.5 | 0.5 | 0.5 | 0.5 | 0.5 | 0.5 | 0.5 | 0.5 | 0.5 | 0.5 | 0.3 | 0.3 | 0.3 | 0.3 | From eQ_Lib.dat in MASControl 2017
D_Htl_Cordr_LitCFL_Yr | Lighting | FRACTION | SmrDsn | 2014-01-01 | 2014-12-31 | Constant | 1 | [23 empty] | From eQ_Lib.dat in MASControl 2017
D_Htl_Cordr_LitCFL_Yr | Lighting | FRACTION | WntrDsn | 2014-01-01 | 2014-12-31 | Constant | 0 | [23 empty] | From eQ_Lib.dat in MASControl 2017
D_Htl_Cordr_LitCFL_Yr | Lighting | FRACTION | Default¦Hol | 2014-01-01 | 2014-12-31 | Constant | 0.675 | [23 empty] | From eQ_Lib.dat in MASControl 2017
D_Htl_Cordr_LitEx_Yr | Lighting | FRACTION | SmrDsn | 2014-01-01 | 2014-12-31 | Constant | 1 | [23 empty] | From eQ_Lib.dat in MASControl 2017
D_Htl_Cordr_LitEx_Yr | Lighting | FRACTION | WntrDsn | 2014-01-01 | 2014-12-31 | Constant | 0 | [23 empty] | From eQ_Lib.dat in MASControl 2017
D_Htl_Cordr_LitEx_Yr | Lighting | FRACTION | Default¦Hol | 2014-01-01 | 2014-12-31 | Constant | 1 | [23 empty] | From eQ_Lib.dat in MASControl 2017
D_Htl_Cordr_LitLF_Yr | Lighting | FRACTION | SmrDsn | 2014-01-01 | 2014-12-31 | Constant | 1 | [23 empty] | From eQ_Lib.dat in MASControl 2017
D_Htl_Cordr_LitLF_Yr | Lighting | FRACTION | WntrDsn | 2014-01-01 | 2014-12-31 | Constant | 0 | [23 empty] | From eQ_Lib.dat in MASControl 2017
D_Htl_Cordr_LitLF_Yr | Lighting | FRACTION | Default¦Hol | 2014-01-01 | 2014-12-31 | Constant | 0.9 | [23 empty] | From eQ_Lib.dat in MASControl 2017
D_Htl_Cordr_LitSp_Yr | Lighting | FRACTION | SmrDsn | 2014-01-01 | 2014-12-31 | Constant | 1 | [23 empty] | From eQ_Lib.dat in MASControl 2017
D_Htl_Cordr_LitSp_Yr | Lighting | FRACTION | WntrDsn | 2014-01-01 | 2014-12-31 | Constant | 0 | [23 empty] | From eQ_Lib.dat in MASControl 2017
D_Htl_Cordr_LitSp_Yr | Lighting | FRACTION | Default¦Hol | 2014-01-01 | 2014-12-31 | Constant | 0.9 | [23 empty] | From eQ_Lib.dat in MASControl 2017
D_Htl_Din_LitCFL_Yr | Lighting | FRACTION | Default¦Wkdy | 2014-01-01 | 2014-12-31 | Hourly | 0.25 | 0.25 | 0.25 | 0.25 | 0.25 | 0.25 | 0.25 | 0.2901 | 0.3789 | 0.4776 | 0.5763 | 0.5862 | 0.6257 | 0.675 | 0.6553 | 0.6257 | 0.5763 | 0.4875 | 0.3789 | 0.3395 | 0.2803 | 0.2704 | 0.25 | 0.25 | From eQ_Lib.dat in MASControl 2017
D_Htl_Din_LitCFL_Yr | Lighting | FRACTION | Wknd | 2014-01-01 | 2014-12-31 | Hourly | 0.25 | 0.25 | 0.25 | 0.25 | 0.25 | 0.25 | 0.25 | 0.25 | 0.25 | 0.25 | 0.2862 | 0.2913 | 0.3118 | 0.3375 | 0.3272 | 0.3118 | 0.2862 | 0.25 | 0.25 | 0.25 | 0.25 | 0.25 | 0.25 | 0.25 | From eQ_Lib.dat in MASControl 2017
D_Htl_Din_LitCFL_Yr | Lighting | FRACTION | WntrDsn | 2014-01-01 | 2014-12-31 | Constant | 0 | [23 empty] | From eQ_Lib.dat in MASControl 2017
D_Htl_Din_LitCFL_Yr | Lighting | FRACTION | SmrDsn | 2014-01-01 | 2014-12-31 | Constant | 1 | [23 empty] | From eQ_Lib.dat in MASControl 2017
D_Htl_Din_LitCFL_Yr | Lighting | FRACTION | Hol | 2014-01-01 | 2014-12-31 | Hourly | 0.25 | 0.25 | 0.25 | 0.25 | 0.25 | 0.25 | 0.25 | 0.25 | 0.25 | 0.25 | 0.2862 | 0.2913 | 0.3118 | 0.3375 | 0.3272 | 0.3118 | 0.2862 | 0.25 | 0.25 | 0.25 | 0.25 | 0.25 | 0.25 | 0.25 | From eQ_Lib.dat in MASControl 2017
D_Htl_Din_LitEx_Yr | Lighting | FRACTION | SmrDsn | 2014-01-01 | 2014-12-31 | Constant | 1 | [23 empty] | From eQ_Lib.dat in MASControl 2017
D_Htl_Din_LitEx_Yr | Lighting | FRACTION | WntrDsn | 2014-01-01 | 2014-12-31 | Constant | 0 | [23 empty] | From eQ_Lib.dat in MASControl 2017
D_Htl_Din_LitEx_Yr | Lighting | FRACTION | Default¦Hol | 2014-01-01 | 2014-12-31 | Constant | 1 | [23 empty] | From eQ_Lib.dat in MASControl 2017
D_Htl_Din_LitLF_Yr | Lighting | FRACTION | Default¦Wkdy | 2014-01-01 | 2014-12-31 | Hourly | 0.1763 | 0.1632 | 0.15 | 0.15 | 0.1632 | 0.1895 | 0.2816 | 0.3868 | 0.5053 | 0.6368 | 0.7684 | 0.7816 | 0.8342 | 0.9 | 0.8737 | 0.8342 | 0.7684 | 0.65 | 0.5053 | 0.4526 | 0.3737 | 0.3605 | 0.2553 | 0.2289 | From eQ_Lib.dat in MASControl 2017
D_Htl_Din_LitLF_Yr | Lighting | FRACTION | Wknd | 2014-01-01 | 2014-12-31 | Hourly | 0.0737 | 0.0668 | 0.06 | 0.06 | 0.0668 | 0.0805 | 0.1284 | 0.1832 | 0.2447 | 0.3132 | 0.3816 | 0.3884 | 0.4158 | 0.45 | 0.4363 | 0.4158 | 0.3816 | 0.32 | 0.2447 | 0.2174 | 0.1763 | 0.1695 | 0.1147 | 0.1011 | From eQ_Lib.dat in MASControl 2017
D_Htl_Din_LitLF_Yr | Lighting | FRACTION | WntrDsn | 2014-01-01 | 2014-12-31 | Constant | 0 | [23 empty] | From eQ_Lib.dat in MASControl 2017
D_Htl_Din_LitLF_Yr | Lighting | FRACTION | SmrDsn | 2014-01-01 | 2014-12-31 | Constant | 1 | [23 empty] | From eQ_Lib.dat in MASControl 2017
D_Htl_Din_LitLF_Yr | Lighting | FRACTION | Hol | 2014-01-01 | 2014-12-31 | Hourly | 0.0737 | 0.0668 | 0.06 | 0.06 | 0.0668 | 0.0805 | 0.1284 | 0.1832 | 0.2447 | 0.3132 | 0.3816 | 0.3884 | 0.4158 | 0.45 | 0.4363 | 0.4158 | 0.3816 | 0.32 | 0.2447 | 0.2174 | 0.1763 | 0.1695 | 0.1147 | 0.1011 | From eQ_Lib.dat in MASControl 2017
D_Htl_Din_LitSp_Yr | Lighting | FRACTION | Default¦Wkdy | 2014-01-01 | 2014-12-31 | Hourly | 0.1763 | 0.1632 | 0.15 | 0.15 | 0.1632 | 0.1895 | 0.2816 | 0.3868 | 0.5053 | 0.6368 | 0.7684 | 0.7816 | 0.8342 | 0.9 | 0.8737 | 0.8342 | 0.7684 | 0.65 | 0.5053 | 0.4526 | 0.3737 | 0.3605 | 0.2553 | 0.2289 | From eQ_Lib.dat in MASControl 2017
D_Htl_Din_LitSp_Yr | Lighting | FRACTION | Wknd | 2014-01-01 | 2014-12-31 | Hourly | 0.0737 | 0.0668 | 0.06 | 0.06 | 0.0668 | 0.0805 | 0.1284 | 0.1832 | 0.2447 | 0.3132 | 0.3816 | 0.3884 | 0.4158 | 0.45 | 0.4363 | 0.4158 | 0.3816 | 0.32 | 0.2447 | 0.2174 | 0.1763 | 0.1695 | 0.1147 | 0.1011 | From eQ_Lib.dat in MASControl 2017
D_Htl_Din_LitSp_Yr | Lighting | FRACTION | WntrDsn | 2014-01-01 | 2014-12-31 | Constant | 0 | [23 empty] | From eQ_Lib.dat in MASControl 2017
D_Htl_Din_LitSp_Yr | Lighting | FRACTION | SmrDsn | 2014-01-01 | 2014-12-31 | Constant | 1 | [23 empty] | From eQ_Lib.dat in MASControl 2017
D_Htl_Din_LitSp_Yr | Lighting | FRACTION | Hol | 2014-01-01 | 2014-12-31 | Hourly | 0.0737 | 0.0668 | 0.06 | 0.06 | 0.0668 | 0.0805 | 0.1284 | 0.1832 | 0.2447 | 0.3132 | 0.3816 | 0.3884 | 0.4158 | 0.45 | 0.4363 | 0.4158 | 0.3816 | 0.32 | 0.2447 | 0.2174 | 0.1763 | 0.1695 | 0.1147 | 0.1011 | From eQ_Lib.dat in MASControl 2017
D_Htl_FacMnt_LitCFL_Yr | Lighting | FRACTION | SmrDsn | 2014-01-01 | 2014-12-31 | Constant | 1 | [23 empty] | From eQ_Lib.dat in MASControl 2017
D_Htl_FacMnt_LitCFL_Yr | Lighting | FRACTION | WntrDsn | 2014-01-01 | 2014-12-31 | Constant | 0 | [23 empty] | From eQ_Lib.dat in MASControl 2017
D_Htl_FacMnt_LitCFL_Yr | Lighting | FRACTION | Default¦Hol | 2014-01-01 | 2014-12-31 | Hourly | 0.25 | 0.25 | 0.25 | 0.25 | 0.25 | 0.25 | 0.3975 | 0.5475 | 0.6 | 0.6225 | 0.6225 | 0.6225 | 0.6225 | 0.6225 | 0.6225 | 0.6 | 0.5475 | 0.3975 | 0.25 | 0.25 | 0.25 | 0.25 | 0.25 | 0.25 | From eQ_Lib.dat in MASControl 2017
D_Htl_FacMnt_LitEx_Yr | Lighting | FRACTION | SmrDsn | 2014-01-01 | 2014-12-31 | Constant | 1 | [23 empty] | From eQ_Lib.dat in MASControl 2017
D_Htl_FacMnt_LitEx_Yr | Lighting | FRACTION | WntrDsn | 2014-01-01 | 2014-12-31 | Constant | 0 | [23 empty] | From eQ_Lib.dat in MASControl 2017
D_Htl_FacMnt_LitEx_Yr | Lighting | FRACTION | Default¦Hol | 2014-01-01 | 2014-12-31 | Constant | 1 | [23 empty] | From eQ_Lib.dat in MASControl 2017
D_Htl_FacMnt_LitLF_Yr | Lighting | FRACTION | SmrDsn | 2014-01-01 | 2014-12-31 | Constant | 1 | [23 empty] | From eQ_Lib.dat in MASControl 2017
D_Htl_FacMnt_LitLF_Yr | Lighting | FRACTION | WntrDsn | 2014-01-01 | 2014-12-31 | Constant | 0 | [23 empty] | From eQ_Lib.dat in MASControl 2017
D_Htl_FacMnt_LitLF_Yr | Lighting | FRACTION | Default¦Hol | 2014-01-01 | 2014-12-31 | Hourly | 0.15 | 0.15 | 0.15 | 0.15 | 0.21 | 0.33 | 0.53 | 0.73 | 0.8 | 0.83 | 0.83 | 0.83 | 0.83 | 0.83 | 0.83 | 0.8 | 0.73 | 0.53 | 0.33 | 0.21 | 0.15 | 0.15 | 0.15 | 0.15 | From eQ_Lib.dat in MASControl 2017
D_Htl_FacMnt_LitSp_Yr | Lighting | FRACTION | SmrDsn | 2014-01-01 | 2014-12-31 | Constant | 1 | [23 empty] | From eQ_Lib.dat in MASControl 2017
D_Htl_FacMnt_LitSp_Yr | Lighting | FRACTION | WntrDsn | 2014-01-01 | 2014-12-31 | Constant | 0 | [23 empty] | From eQ_Lib.dat in MASControl 2017
D_Htl_FacMnt_LitSp_Yr | Lighting | FRACTION | Default¦Hol | 2014-01-01 | 2014-12-31 | Hourly | 0.15 | 0.15 | 0.15 | 0.15 | 0.21 | 0.33 | 0.53 | 0.73 | 0.8 | 0.83 | 0.83 | 0.83 | 0.83 | 0.83 | 0.83 | 0.8 | 0.73 | 0.53 | 0.33 | 0.21 | 0.15 | 0.15 | 0.15 | 0.15 | From eQ_Lib.dat in MASControl 2017
D_Htl_GRmCi_LitCFL_Yr | Lighting | FRACTION | SmrDsn | 2014-01-01 | 2014-12-31 | Constant | 1 | [23 empty] | From eQ_Lib.dat in MASControl 2017
D_Htl_GRmCi_LitCFL_Yr | Lighting | FRACTION | WntrDsn | 2014-01-01 | 2014-12-31 | Constant | 0 | [23 empty] | From eQ_Lib.dat in MASControl 2017
D_Htl_GRmCi_LitCFL_Yr | Lighting | FRACTION | Default¦Hol | 2014-01-01 | 2014-12-31 | Constant | 0.7 | [23 empty] | From eQ_Lib.dat in MASControl 2017
D_Htl_GRmCi_LitEx_Yr | Lighting | FRACTION | SmrDsn | 2014-01-01 | 2014-12-31 | Constant | 1 | [23 empty] | From eQ_Lib.dat in MASControl 2017
D_Htl_GRmCi_LitEx_Yr | Lighting | FRACTION | WntrDsn | 2014-01-01 | 2014-12-31 | Constant | 0 | [23 empty] | From eQ_Lib.dat in MASControl 2017
D_Htl_GRmCi_LitEx_Yr | Lighting | FRACTION | Default¦Hol | 2014-01-01 | 2014-12-31 | Constant | 1 | [23 empty] | From eQ_Lib.dat in MASControl 2017
D_Htl_GRmCi_LitLF_Yr | Lighting | FRACTION | SmrDsn | 2014-01-01 | 2014-12-31 | Constant | 1 | [23 empty] | From eQ_Lib.dat in MASControl 2017
D_Htl_GRmCi_LitLF_Yr | Lighting | FRACTION | WntrDsn | 2014-01-01 | 2014-12-31 | Constant | 0 | [23 empty] | From eQ_Lib.dat in MASControl 2017
D_Htl_GRmCi_LitLF_Yr | Lighting | FRACTION | Default¦Hol | 2014-01-01 | 2014-12-31 | Constant | 0.9 | [23 empty] | From eQ_Lib.dat in MASControl 2017
D_Htl_GRmCi_LitSp_Yr | Lighting | FRACTION | SmrDsn | 2014-01-01 | 2014-12-31 | Constant | 1 | [23 empty] | From eQ_Lib.dat in MASControl 2017
D_Htl_GRmCi_LitSp_Yr | Lighting | FRACTION | WntrDsn | 2014-01-01 | 2014-12-31 | Constant | 0 | [23 empty] | From eQ_Lib.dat in MASControl 2017
D_Htl_GRmCi_LitSp_Yr | Lighting | FRACTION | Default¦Hol | 2014-01-01 | 2014-12-31 | Constant | 0.9 | [23 empty] | From eQ_Lib.dat in MASControl 2017
D_Htl_GRmO_LitCFL_Yr | Lighting | FRACTION | SmrDsn | 2014-01-01 | 2014-12-31 | Constant | 1 | [23 empty] | From eQ_Lib.dat in MASControl 2017
D_Htl_GRmO_LitCFL_Yr | Lighting | FRACTION | WntrDsn | 2014-01-01 | 2014-12-31 | Constant | 0 | [23 empty] | From eQ_Lib.dat in MASControl 2017
D_Htl_GRmO_LitCFL_Yr | Lighting | FRACTION | Default¦Hol | 2014-01-01 | 2014-12-31 | Hourly | 0.0952 | 0.0694 | 0.0562 | 0.0487 | 0.0468 | 0.0669 | 0.0899 | 0.1124 | 0.1451 | 0.1492 | 0.1552 | 0.1341 | 0.123 | 0.1213 | 0.111 | 0.0972 | 0.1185 | 0.1415 | 0.1754 | 0.1889 | 0.1938 | 0.1912 | 0.1687 | 0.1177 | From eQ_Lib.dat in MASControl 2017
D_Htl_GRmO_LitEx_Yr | Lighting | FRACTION | SmrDsn | 2014-01-01 | 2014-12-31 | Constant | 1 | [23 empty] | From eQ_Lib.dat in MASControl 2017
D_Htl_GRmO_LitEx_Yr | Lighting | FRACTION | WntrDsn | 2014-01-01 | 2014-12-31 | Constant | 0 | [23 empty] | From eQ_Lib.dat in MASControl 2017
D_Htl_GRmO_LitEx_Yr | Lighting | FRACTION | Default¦Hol | 2014-01-01 | 2014-12-31 | Constant | 1 | [23 empty] | From eQ_Lib.dat in MASControl 2017
D_Htl_GRmO_LitLF_Yr | Lighting | FRACTION | SmrDsn | 2014-01-01 | 2014-12-31 | Constant | 1 | [23 empty] | From eQ_Lib.dat in MASControl 2017
D_Htl_GRmO_LitLF_Yr | Lighting | FRACTION | WntrDsn | 2014-01-01 | 2014-12-31 | Constant | 0 | [23 empty] | From eQ_Lib.dat in MASControl 2017
D_Htl_GRmO_LitLF_Yr | Lighting | FRACTION | Default¦Hol | 2014-01-01 | 2014-12-31 | Hourly | 0.0952 | 0.0694 | 0.0562 | 0.0487 | 0.0468 | 0.0669 | 0.0899 | 0.1124 | 0.1451 | 0.1492 | 0.1552 | 0.1341 | 0.123 | 0.1213 | 0.111 | 0.0972 | 0.1185 | 0.1415 | 0.1754 | 0.1889 | 0.1938 | 0.1912 | 0.1687 | 0.1177 | From eQ_Lib.dat in MASControl 2017
D_Htl_GRmO_LitSp_Yr | Lighting | FRACTION | SmrDsn | 2014-01-01 | 2014-12-31 | Constant | 1 | [23 empty] | From eQ_Lib.dat in MASControl 2017
D_Htl_GRmO_LitSp_Yr | Lighting | FRACTION | WntrDsn | 2014-01-01 | 2014-12-31 | Constant | 0 | [23 empty] | From eQ_Lib.dat in MASControl 2017
D_Htl_GRmO_LitSp_Yr | Lighting | FRACTION | Default¦Hol | 2014-01-01 | 2014-12-31 | Hourly | 0.0952 | 0.0694 | 0.0562 | 0.0487 | 0.0468 | 0.0669 | 0.0899 | 0.1124 | 0.1451 | 0.1492 | 0.1552 | 0.1341 | 0.123 | 0.1213 | 0.111 | 0.0972 | 0.1185 | 0.1415 | 0.1754 | 0.1889 | 0.1938 | 0.1912 | 0.1687 | 0.1177 | From eQ_Lib.dat in MASControl 2017
D_Htl_GRmU_LitCFL_Yr | Lighting | FRACTION | SmrDsn | 2014-01-01 | 2014-12-31 | Constant | 1 | [23 empty] | From eQ_Lib.dat in MASControl 2017
D_Htl_GRmU_LitCFL_Yr | Lighting | FRACTION | WntrDsn | 2014-01-01 | 2014-12-31 | Constant | 0 | [23 empty] | From eQ_Lib.dat in MASControl 2017
D_Htl_GRmU_LitCFL_Yr | Lighting | FRACTION | Default¦Hol | 2014-01-01 | 2014-12-31 | Constant | 0 | [23 empty] | From eQ_Lib.dat in MASControl 2017
D_Htl_GRmU_LitEx_Yr | Lighting | FRACTION | SmrDsn | 2014-01-01 | 2014-12-31 | Constant | 1 | [23 empty] | From eQ_Lib.dat in MASControl 2017
D_Htl_GRmU_LitEx_Yr | Lighting | FRACTION | WntrDsn | 2014-01-01 | 2014-12-31 | Constant | 0 | [23 empty] | From eQ_Lib.dat in MASControl 2017
D_Htl_GRmU_LitEx_Yr | Lighting | FRACTION | Default¦Hol | 2014-01-01 | 2014-12-31 | Constant | 1 | [23 empty] | From eQ_Lib.dat in MASControl 2017
D_Htl_GRmU_LitLF_Yr | Lighting | FRACTION | SmrDsn | 2014-01-01 | 2014-12-31 | Constant | 1 | [23 empty] | From eQ_Lib.dat in MASControl 2017
D_Htl_GRmU_LitLF_Yr | Lighting | FRACTION | WntrDsn | 2014-01-01 | 2014-12-31 | Constant | 0 | [23 empty] | From eQ_Lib.dat in MASControl 2017
D_Htl_GRmU_LitLF_Yr | Lighting | FRACTION | Default¦Hol | 2014-01-01 | 2014-12-31 | Constant | 0 | [23 empty] | From eQ_Lib.dat in MASControl 2017
D_Htl_GRmU_LitSp_Yr | Lighting | FRACTION | SmrDsn | 2014-01-01 | 2014-12-31 | Constant | 1 | [23 empty] | From eQ_Lib.dat in MASControl 2017
D_Htl_GRmU_LitSp_Yr | Lighting | FRACTION | WntrDsn | 2014-01-01 | 2014-12-31 | Constant | 0 | [23 empty] | From eQ_Lib.dat in MASControl 2017
D_Htl_GRmU_LitSp_Yr | Lighting | FRACTION | Default¦Hol | 2014-01-01 | 2014-12-31 | Constant | 0 | [23 empty] | From eQ_Lib.dat in MASControl 2017
D_Htl_Ktchn_LitCFL_Yr | Lighting | FRACTION | Default¦Wkdy | 2014-01-01 | 2014-12-31 | Hourly | 0.25 | 0.25 | 0.25 | 0.25 | 0.25 | 0.25 | 0.2534 | 0.3482 | 0.4547 | 0.5732 | 0.66 | 0.66 | 0.66 | 0.66 | 0.66 | 0.66 | 0.66 | 0.585 | 0.4547 | 0.4074 | 0.3363 | 0.3245 | 0.25 | 0.25 | From eQ_Lib.dat in MASControl 2017
D_Htl_Ktchn_LitCFL_Yr | Lighting | FRACTION | Wknd | 2014-01-01 | 2014-12-31 | Hourly | 0.25 | 0.25 | 0.25 | 0.25 | 0.25 | 0.25 | 0.25 | 0.2959 | 0.3865 | 0.4872 | 0.561 | 0.561 | 0.561 | 0.561 | 0.561 | 0.561 | 0.561 | 0.4973 | 0.3865 | 0.3463 | 0.2859 | 0.2758 | 0.25 | 0.25 | From eQ_Lib.dat in MASControl 2017
D_Htl_Ktchn_LitCFL_Yr | Lighting | FRACTION | WntrDsn | 2014-01-01 | 2014-12-31 | Constant | 0 | [23 empty] | From eQ_Lib.dat in MASControl 2017
D_Htl_Ktchn_LitCFL_Yr | Lighting | FRACTION | SmrDsn | 2014-01-01 | 2014-12-31 | Constant | 1 | [23 empty] | From eQ_Lib.dat in MASControl 2017
D_Htl_Ktchn_LitCFL_Yr | Lighting | FRACTION | Hol | 2014-01-01 | 2014-12-31 | Hourly | 0.25 | 0.25 | 0.25 | 0.25 | 0.25 | 0.25 | 0.25 | 0.2959 | 0.3865 | 0.4872 | 0.561 | 0.561 | 0.561 | 0.561 | 0.561 | 0.561 | 0.561 | 0.4973 | 0.3865 | 0.3463 | 0.2859 | 0.2758 | 0.25 | 0.25 | From eQ_Lib.dat in MASControl 2017
D_Htl_Ktchn_LitEx_Yr | Lighting | FRACTION | SmrDsn | 2014-01-01 | 2014-12-31 | Constant | 1 | [23 empty] | From eQ_Lib.dat in MASControl 2017
D_Htl_Ktchn_LitEx_Yr | Lighting | FRACTION | WntrDsn | 2014-01-01 | 2014-12-31 | Constant | 0 | [23 empty] | From eQ_Lib.dat in MASControl 2017
D_Htl_Ktchn_LitEx_Yr | Lighting | FRACTION | Default¦Hol | 2014-01-01 | 2014-12-31 | Constant | 1 | [23 empty] | From eQ_Lib.dat in MASControl 2017
D_Htl_Ktchn_LitLF_Yr | Lighting | FRACTION | Default¦Wkdy | 2014-01-01 | 2014-12-31 | Hourly | 0.2 | 0.2 | 0.2 | 0.2 | 0.2 | 0.2274 | 0.3379 | 0.4642 | 0.6063 | 0.7642 | 0.88 | 0.88 | 0.88 | 0.88 | 0.88 | 0.88 | 0.88 | 0.78 | 0.6063 | 0.5432 | 0.4484 | 0.4326 | 0.3063 | 0.2747 | From eQ_Lib.dat in MASControl 2017
D_Htl_Ktchn_LitLF_Yr | Lighting | FRACTION | Wknd | 2014-01-01 | 2014-12-31 | Hourly | 0.2 | 0.2 | 0.2 | 0.2 | 0.2 | 0.2 | 0.2872 | 0.3946 | 0.5154 | 0.6496 | 0.748 | 0.748 | 0.748 | 0.748 | 0.748 | 0.748 | 0.748 | 0.663 | 0.5154 | 0.4617 | 0.3812 | 0.3677 | 0.2604 | 0.2335 | From eQ_Lib.dat in MASControl 2017
D_Htl_Ktchn_LitLF_Yr | Lighting | FRACTION | WntrDsn | 2014-01-01 | 2014-12-31 | Constant | 0 | [23 empty] | From eQ_Lib.dat in MASControl 2017
D_Htl_Ktchn_LitLF_Yr | Lighting | FRACTION | SmrDsn | 2014-01-01 | 2014-12-31 | Constant | 1 | [23 empty] | From eQ_Lib.dat in MASControl 2017
D_Htl_Ktchn_LitLF_Yr | Lighting | FRACTION | Hol | 2014-01-01 | 2014-12-31 | Hourly | 0.2 | 0.2 | 0.2 | 0.2 | 0.2 | 0.2 | 0.2872 | 0.3946 | 0.5154 | 0.6496 | 0.748 | 0.748 | 0.748 | 0.748 | 0.748 | 0.748 | 0.748 | 0.663 | 0.5154 | 0.4617 | 0.3812 | 0.3677 | 0.2604 | 0.2335 | From eQ_Lib.dat in MASControl 2017
D_Htl_Ktchn_LitSp_Yr | Lighting | FRACTION | Default¦Wkdy | 2014-01-01 | 2014-12-31 | Hourly | 0.2 | 0.2 | 0.2 | 0.2 | 0.2 | 0.2274 | 0.3379 | 0.4642 | 0.6063 | 0.7642 | 0.88 | 0.88 | 0.88 | 0.88 | 0.88 | 0.88 | 0.88 | 0.78 | 0.6063 | 0.5432 | 0.4484 | 0.4326 | 0.3063 | 0.2747 | From eQ_Lib.dat in MASControl 2017
D_Htl_Ktchn_LitSp_Yr | Lighting | FRACTION | Wknd | 2014-01-01 | 2014-12-31 | Hourly | 0.2 | 0.2 | 0.2 | 0.2 | 0.2 | 0.2 | 0.2872 | 0.3946 | 0.5154 | 0.6496 | 0.748 | 0.748 | 0.748 | 0.748 | 0.748 | 0.748 | 0.748 | 0.663 | 0.5154 | 0.4617 | 0.3812 | 0.3677 | 0.2604 | 0.2335 | From eQ_Lib.dat in MASControl 2017
D_Htl_Ktchn_LitSp_Yr | Lighting | FRACTION | WntrDsn | 2014-01-01 | 2014-12-31 | Constant | 0 | [23 empty] | From eQ_Lib.dat in MASControl 2017
D_Htl_Ktchn_LitSp_Yr | Lighting | FRACTION | SmrDsn | 2014-01-01 | 2014-12-31 | Constant | 1 | [23 empty] | From eQ_Lib.dat in MASControl 2017
D_Htl_Ktchn_LitSp_Yr | Lighting | FRACTION | Hol | 2014-01-01 | 2014-12-31 | Hourly | 0.2 | 0.2 | 0.2 | 0.2 | 0.2 | 0.2 | 0.2872 | 0.3946 | 0.5154 | 0.6496 | 0.748 | 0.748 | 0.748 | 0.748 | 0.748 | 0.748 | 0.748 | 0.663 | 0.5154 | 0.4617 | 0.3812 | 0.3677 | 0.2604 | 0.2335 | From eQ_Lib.dat in MASControl 2017
D_Htl_Lng_LitCFL_Yr | Lighting | FRACTION | Default¦Wkdy | 2014-01-01 | 2014-12-31 | Hourly | 0.25 | 0.25 | 0.25 | 0.25 | 0.25 | 0.25 | 0.25 | 0.2901 | 0.3789 | 0.4776 | 0.5763 | 0.5862 | 0.6257 | 0.675 | 0.6553 | 0.6257 | 0.5763 | 0.4875 | 0.3789 | 0.3395 | 0.2803 | 0.2704 | 0.25 | 0.25 | From eQ_Lib.dat in MASControl 2017
D_Htl_Lng_LitCFL_Yr | Lighting | FRACTION | Wknd | 2014-01-01 | 2014-12-31 | Hourly | 0.25 | 0.25 | 0.25 | 0.25 | 0.25 | 0.25 | 0.25 | 0.25 | 0.25 | 0.25 | 0.2862 | 0.2913 | 0.3118 | 0.3375 | 0.3272 | 0.3118 | 0.2862 | 0.25 | 0.25 | 0.25 | 0.25 | 0.25 | 0.25 | 0.25 | From eQ_Lib.dat in MASControl 2017
D_Htl_Lng_LitCFL_Yr | Lighting | FRACTION | WntrDsn | 2014-01-01 | 2014-12-31 | Constant | 0 | [23 empty] | From eQ_Lib.dat in MASControl 2017
D_Htl_Lng_LitCFL_Yr | Lighting | FRACTION | SmrDsn | 2014-01-01 | 2014-12-31 | Constant | 1 | [23 empty] | From eQ_Lib.dat in MASControl 2017
D_Htl_Lng_LitCFL_Yr | Lighting | FRACTION | Hol | 2014-01-01 | 2014-12-31 | Hourly | 0.25 | 0.25 | 0.25 | 0.25 | 0.25 | 0.25 | 0.25 | 0.25 | 0.25 | 0.25 | 0.2862 | 0.2913 | 0.3118 | 0.3375 | 0.3272 | 0.3118 | 0.2862 | 0.25 | 0.25 | 0.25 | 0.25 | 0.25 | 0.25 | 0.25 | From eQ_Lib.dat in MASControl 2017
D_Htl_Lng_LitEx_Yr | Lighting | FRACTION | SmrDsn | 2014-01-01 | 2014-12-31 | Constant | 1 | [23 empty] | From eQ_Lib.dat in MASControl 2017
D_Htl_Lng_LitEx_Yr | Lighting | FRACTION | WntrDsn | 2014-01-01 | 2014-12-31 | Constant | 0 | [23 empty] | From eQ_Lib.dat in MASControl 2017
D_Htl_Lng_LitEx_Yr | Lighting | FRACTION | Default¦Hol | 2014-01-01 | 2014-12-31 | Constant | 1 | [23 empty] | From eQ_Lib.dat in MASControl 2017
D_Htl_Lng_LitLF_Yr | Lighting | FRACTION | Default¦Wkdy | 2014-01-01 | 2014-12-31 | Hourly | 0.1763 | 0.1632 | 0.15 | 0.15 | 0.1632 | 0.1895 | 0.2816 | 0.3868 | 0.5053 | 0.6368 | 0.7684 | 0.7816 | 0.8342 | 0.9 | 0.8737 | 0.8342 | 0.7684 | 0.65 | 0.5053 | 0.4526 | 0.3737 | 0.3605 | 0.2553 | 0.2289 | From eQ_Lib.dat in MASControl 2017
D_Htl_Lng_LitLF_Yr | Lighting | FRACTION | Wknd | 2014-01-01 | 2014-12-31 | Hourly | 0.0737 | 0.0668 | 0.06 | 0.06 | 0.0668 | 0.0805 | 0.1284 | 0.1832 | 0.2447 | 0.3132 | 0.3816 | 0.3884 | 0.4158 | 0.45 | 0.4363 | 0.4158 | 0.3816 | 0.32 | 0.2447 | 0.2174 | 0.1763 | 0.1695 | 0.1147 | 0.1011 | From eQ_Lib.dat in MASControl 2017
D_Htl_Lng_LitLF_Yr | Lighting | FRACTION | WntrDsn | 2014-01-01 | 2014-12-31 | Constant | 0 | [23 empty] | From eQ_Lib.dat in MASControl 2017
D_Htl_Lng_LitLF_Yr | Lighting | FRACTION | SmrDsn | 2014-01-01 | 2014-12-31 | Constant | 1 | [23 empty] | From eQ_Lib.dat in MASControl 2017
D_Htl_Lng_LitLF_Yr | Lighting | FRACTION | Hol | 2014-01-01 | 2014-12-31 | Hourly | 0.0737 | 0.0668 | 0.06 | 0.06 | 0.0668 | 0.0805 | 0.1284 | 0.1832 | 0.2447 | 0.3132 | 0.3816 | 0.3884 | 0.4158 | 0.45 | 0.4363 | 0.4158 | 0.3816 | 0.32 | 0.2447 | 0.2174 | 0.1763 | 0.1695 | 0.1147 | 0.1011 | From eQ_Lib.dat in MASControl 2017
D_Htl_Lng_LitSp_Yr | Lighting | FRACTION | Default¦Wkdy | 2014-01-01 | 2014-12-31 | Hourly | 0.1763 | 0.1632 | 0.15 | 0.15 | 0.1632 | 0.1895 | 0.2816 | 0.3868 | 0.5053 | 0.6368 | 0.7684 | 0.7816 | 0.8342 | 0.9 | 0.8737 | 0.8342 | 0.7684 | 0.65 | 0.5053 | 0.4526 | 0.3737 | 0.3605 | 0.2553 | 0.2289 | From eQ_Lib.dat in MASControl 2017
D_Htl_Lng_LitSp_Yr | Lighting | FRACTION | Wknd | 2014-01-01 | 2014-12-31 | Hourly | 0.0737 | 0.0668 | 0.06 | 0.06 | 0.0668 | 0.0805 | 0.1284 | 0.1832 | 0.2447 | 0.3132 | 0.3816 | 0.3884 | 0.4158 | 0.45 | 0.4363 | 0.4158 | 0.3816 | 0.32 | 0.2447 | 0.2174 | 0.1763 | 0.1695 | 0.1147 | 0.1011 | From eQ_Lib.dat in MASControl 2017
D_Htl_Lng_LitSp_Yr | Lighting | FRACTION | WntrDsn | 2014-01-01 | 2014-12-31 | Constant | 0 | [23 empty] | From eQ_Lib.dat in MASControl 2017
D_Htl_Lng_LitSp_Yr | Lighting | FRACTION | SmrDsn | 2014-01-01 | 2014-12-31 | Constant | 1 | [23 empty] | From eQ_Lib.dat in MASControl 2017
D_Htl_Lng_LitSp_Yr | Lighting | FRACTION | Hol | 2014-01-01 | 2014-12-31 | Hourly | 0.0737 | 0.0668 | 0.06 | 0.06 | 0.0668 | 0.0805 | 0.1284 | 0.1832 | 0.2447 | 0.3132 | 0.3816 | 0.3884 | 0.4158 | 0.45 | 0.4363 | 0.4158 | 0.3816 | 0.32 | 0.2447 | 0.2174 | 0.1763 | 0.1695 | 0.1147 | 0.1011 | From eQ_Lib.dat in MASControl 2017
D_Htl_Lob_LitCFL_Yr | Lighting | FRACTION | SmrDsn | 2014-01-01 | 2014-12-31 | Constant | 1 | [23 empty] | From eQ_Lib.dat in MASControl 2017
D_Htl_Lob_LitCFL_Yr | Lighting | FRACTION | WntrDsn | 2014-01-01 | 2014-12-31 | Constant | 0 | [23 empty] | From eQ_Lib.dat in MASControl 2017
D_Htl_Lob_LitCFL_Yr | Lighting | FRACTION | Default¦Hol | 2014-01-01 | 2014-12-31 | Constant | 0.675 | [23 empty] | From eQ_Lib.dat in MASControl 2017
D_Htl_Lob_LitEx_Yr | Lighting | FRACTION | SmrDsn | 2014-01-01 | 2014-12-31 | Constant | 1 | [23 empty] | From eQ_Lib.dat in MASControl 2017
D_Htl_Lob_LitEx_Yr | Lighting | FRACTION | WntrDsn | 2014-01-01 | 2014-12-31 | Constant | 0 | [23 empty] | From eQ_Lib.dat in MASControl 2017
D_Htl_Lob_LitEx_Yr | Lighting | FRACTION | Default¦Hol | 2014-01-01 | 2014-12-31 | Constant | 1 | [23 empty] | From eQ_Lib.dat in MASControl 2017
D_Htl_Lob_LitLF_Yr | Lighting | FRACTION | SmrDsn | 2014-01-01 | 2014-12-31 | Constant | 1 | [23 empty] | From eQ_Lib.dat in MASControl 2017
D_Htl_Lob_LitLF_Yr | Lighting | FRACTION | WntrDsn | 2014-01-01 | 2014-12-31 | Constant | 0 | [23 empty] | From eQ_Lib.dat in MASControl 2017
D_Htl_Lob_LitLF_Yr | Lighting | FRACTION | Default¦Hol | 2014-01-01 | 2014-12-31 | Constant | 0.9 | [23 empty] | From eQ_Lib.dat in MASControl 2017
D_Htl_Lob_LitSp_Yr | Lighting | FRACTION | SmrDsn | 2014-01-01 | 2014-12-31 | Constant | 1 | [23 empty] | From eQ_Lib.dat in MASControl 2017
D_Htl_Lob_LitSp_Yr | Lighting | FRACTION | WntrDsn | 2014-01-01 | 2014-12-31 | Constant | 0 | [23 empty] | From eQ_Lib.dat in MASControl 2017
D_Htl_Lob_LitSp_Yr | Lighting | FRACTION | Default¦Hol | 2014-01-01 | 2014-12-31 | Constant | 0.9 | [23 empty] | From eQ_Lib.dat in MASControl 2017
D_Htl_OffGen_LitCFL_Yr | Lighting | FRACTION | Default¦Wkdy | 2014-01-01 | 2014-12-31 | Hourly | 0.25 | 0.25 | 0.25 | 0.25 | 0.25 | 0.25 | 0.25 | 0.3375 | 0.525 | 0.5475 | 0.5475 | 0.5475 | 0.5475 | 0.5475 | 0.5475 | 0.5475 | 0.5025 | 0.4275 | 0.3225 | 0.25 | 0.25 | 0.25 | 0.25 | 0.25 | From eQ_Lib.dat in MASControl 2017
D_Htl_OffGen_LitCFL_Yr | Lighting | FRACTION | Wknd | 2014-01-01 | 2014-12-31 | Hourly | 0.25 | 0.25 | 0.25 | 0.25 | 0.25 | 0.25 | 0.25 | 0.25 | 0.315 | 0.3285 | 0.3285 | 0.3285 | 0.3285 | 0.3285 | 0.3285 | 0.3285 | 0.3015 | 0.2565 | 0.25 | 0.25 | 0.25 | 0.25 | 0.25 | 0.25 | From eQ_Lib.dat in MASControl 2017
D_Htl_OffGen_LitCFL_Yr | Lighting | FRACTION | WntrDsn | 2014-01-01 | 2014-12-31 | Constant | 0 | [23 empty] | From eQ_Lib.dat in MASControl 2017
D_Htl_OffGen_LitCFL_Yr | Lighting | FRACTION | SmrDsn | 2014-01-01 | 2014-12-31 | Constant | 1 | [23 empty] | From eQ_Lib.dat in MASControl 2017
D_Htl_OffGen_LitCFL_Yr | Lighting | FRACTION | Hol | 2014-01-01 | 2014-12-31 | Hourly | 0.25 | 0.25 | 0.25 | 0.25 | 0.25 | 0.25 | 0.25 | 0.25 | 0.315 | 0.3285 | 0.3285 | 0.3285 | 0.3285 | 0.3285 | 0.3285 | 0.3285 | 0.3015 | 0.2565 | 0.25 | 0.25 | 0.25 | 0.25 | 0.25 | 0.25 | From eQ_Lib.dat in MASControl 2017
D_Htl_OffGen_LitEx_Yr | Lighting | FRACTION | SmrDsn | 2014-01-01 | 2014-12-31 | Constant | 1 | [23 empty] | From eQ_Lib.dat in MASControl 2017
D_Htl_OffGen_LitEx_Yr | Lighting | FRACTION | WntrDsn | 2014-01-01 | 2014-12-31 | Constant | 0 | [23 empty] | From eQ_Lib.dat in MASControl 2017
D_Htl_OffGen_LitEx_Yr | Lighting | FRACTION | Default¦Hol | 2014-01-01 | 2014-12-31 | Constant | 1 | [23 empty] | From eQ_Lib.dat in MASControl 2017
D_Htl_OffGen_LitLF_Yr | Lighting | FRACTION | Default¦Wkdy | 2014-01-01 | 2014-12-31 | Hourly | 0.16 | 0.16 | 0.16 | 0.16 | 0.16 | 0.18 | 0.28 | 0.45 | 0.7 | 0.73 | 0.73 | 0.73 | 0.73 | 0.73 | 0.73 | 0.73 | 0.67 | 0.57 | 0.43 | 0.3 | 0.2 | 0.16 | 0.16 | 0.16 | From eQ_Lib.dat in MASControl 2017
D_Htl_OffGen_LitLF_Yr | Lighting | FRACTION | Wknd | 2014-01-01 | 2014-12-31 | Hourly | 0.16 | 0.16 | 0.16 | 0.16 | 0.16 | 0.16 | 0.168 | 0.27 | 0.42 | 0.438 | 0.438 | 0.438 | 0.438 | 0.438 | 0.438 | 0.438 | 0.402 | 0.342 | 0.258 | 0.18 | 0.16 | 0.16 | 0.16 | 0.16 | From eQ_Lib.dat in MASControl 2017
D_Htl_OffGen_LitLF_Yr | Lighting | FRACTION | WntrDsn | 2014-01-01 | 2014-12-31 | Constant | 0 | [23 empty] | From eQ_Lib.dat in MASControl 2017
D_Htl_OffGen_LitLF_Yr | Lighting | FRACTION | SmrDsn | 2014-01-01 | 2014-12-31 | Constant | 1 | [23 empty] | From eQ_Lib.dat in MASControl 2017
D_Htl_OffGen_LitLF_Yr | Lighting | FRACTION | Hol | 2014-01-01 | 2014-12-31 | Hourly | 0.16 | 0.16 | 0.16 | 0.16 | 0.16 | 0.16 | 0.168 | 0.27 | 0.42 | 0.438 | 0.438 | 0.438 | 0.438 | 0.438 | 0.438 | 0.438 | 0.402 | 0.342 | 0.258 | 0.18 | 0.16 | 0.16 | 0.16 | 0.16 | From eQ_Lib.dat in MASControl 2017
D_Htl_OffGen_LitSp_Yr | Lighting | FRACTION | Default¦Wkdy | 2014-01-01 | 2014-12-31 | Hourly | 0.16 | 0.16 | 0.16 | 0.16 | 0.16 | 0.18 | 0.28 | 0.45 | 0.7 | 0.73 | 0.73 | 0.73 | 0.73 | 0.73 | 0.73 | 0.73 | 0.67 | 0.57 | 0.43 | 0.3 | 0.2 | 0.16 | 0.16 | 0.16 | From eQ_Lib.dat in MASControl 2017
D_Htl_OffGen_LitSp_Yr | Lighting | FRACTION | Wknd | 2014-01-01 | 2014-12-31 | Hourly | 0.16 | 0.16 | 0.16 | 0.16 | 0.16 | 0.16 | 0.168 | 0.27 | 0.42 | 0.438 | 0.438 | 0.438 | 0.438 | 0.438 | 0.438 | 0.438 | 0.402 | 0.342 | 0.258 | 0.18 | 0.16 | 0.16 | 0.16 | 0.16 | From eQ_Lib.dat in MASControl 2017
D_Htl_OffGen_LitSp_Yr | Lighting | FRACTION | WntrDsn | 2014-01-01 | 2014-12-31 | Constant | 0 | [23 empty] | From eQ_Lib.dat in MASControl 2017
D_Htl_OffGen_LitSp_Yr | Lighting | FRACTION | SmrDsn | 2014-01-01 | 2014-12-31 | Constant | 1 | [23 empty] | From eQ_Lib.dat in MASControl 2017
D_Htl_OffGen_LitSp_Yr | Lighting | FRACTION | Hol | 2014-01-01 | 2014-12-31 | Hourly | 0.16 | 0.16 | 0.16 | 0.16 | 0.16 | 0.16 | 0.168 | 0.27 | 0.42 | 0.438 | 0.438 | 0.438 | 0.438 | 0.438 | 0.438 | 0.438 | 0.402 | 0.342 | 0.258 | 0.18 | 0.16 | 0.16 | 0.16 | 0.16 | From eQ_Lib.dat in MASControl 2017
D_MBT_Caf_LitCFL_Yr | Lighting | FRACTION | Default¦Wkdy | 2014-01-01 | 2014-12-31 | Hourly | 0.1 | 0.1 | 0.1 | 0.1 | 0.1 | 0.1 | 0.2263 | 0.7316 | 0.85 | 0.85 | 0.85 | 0.85 | 0.85 | 0.85 | 0.85 | 0.85 | 0.6895 | 0.5211 | 0.1842 | 0.1 | 0.1 | 0.1 | 0.1 | 0.1 | From eQ_Lib.dat in MASControl 2017
D_MBT_Caf_LitCFL_Yr | Lighting | FRACTION | Wknd | 2014-01-01 | 2014-12-31 | Constant | 0.05 | [23 empty] | From eQ_Lib.dat in MASControl 2017
D_MBT_Caf_LitCFL_Yr | Lighting | FRACTION | WntrDsn | 2014-01-01 | 2014-12-31 | Constant | 0 | [23 empty] | From eQ_Lib.dat in MASControl 2017
D_MBT_Caf_LitCFL_Yr | Lighting | FRACTION | SmrDsn | 2014-01-01 | 2014-12-31 | Constant | 1 | [23 empty] | From eQ_Lib.dat in MASControl 2017
D_MBT_Caf_LitCFL_Yr | Lighting | FRACTION | Hol | 2014-01-01 | 2014-12-31 | Constant | 0.05 | [23 empty] | From eQ_Lib.dat in MASControl 2017
D_MBT_Caf_LitEx_Yr | Lighting | FRACTION | SmrDsn | 2014-01-01 | 2014-12-31 | Constant | 1 | [23 empty] | From eQ_Lib.dat in MASControl 2017
D_MBT_Caf_LitEx_Yr | Lighting | FRACTION | WntrDsn | 2014-01-01 | 2014-12-31 | Constant | 0 | [23 empty] | From eQ_Lib.dat in MASControl 2017
D_MBT_Caf_LitEx_Yr | Lighting | FRACTION | Default¦Hol | 2014-01-01 | 2014-12-31 | Constant | 1 | [23 empty] | From eQ_Lib.dat in MASControl 2017
D_MBT_Caf_LitLF_Yr | Lighting | FRACTION | Default¦Wkdy | 2014-01-01 | 2014-12-31 | Hourly | 0.15 | 0.15 | 0.15 | 0.15 | 0.15 | 0.15 | 0.2842 | 0.8211 | 0.9 | 0.9 | 0.9 | 0.9 | 0.9 | 0.9 | 0.9 | 0.9 | 0.7763 | 0.5974 | 0.2395 | 0.15 | 0.15 | 0.15 | 0.15 | 0.15 | From eQ_Lib.dat in MASControl 2017
D_MBT_Caf_LitLF_Yr | Lighting | FRACTION | Wknd | 2014-01-01 | 2014-12-31 | Constant | 0.05 | [23 empty] | From eQ_Lib.dat in MASControl 2017
D_MBT_Caf_LitLF_Yr | Lighting | FRACTION | WntrDsn | 2014-01-01 | 2014-12-31 | Constant | 0 | [23 empty] | From eQ_Lib.dat in MASControl 2017
D_MBT_Caf_LitLF_Yr | Lighting | FRACTION | SmrDsn | 2014-01-01 | 2014-12-31 | Constant | 1 | [23 empty] | From eQ_Lib.dat in MASControl 2017
D_MBT_Caf_LitLF_Yr | Lighting | FRACTION | Hol | 2014-01-01 | 2014-12-31 | Constant | 0.05 | [23 empty] | From eQ_Lib.dat in MASControl 2017
D_MBT_Caf_LitSp_Yr | Lighting | FRACTION | Default¦Wkdy | 2014-01-01 | 2014-12-31 | Hourly | 0.15 | 0.15 | 0.15 | 0.15 | 0.15 | 0.15 | 0.2842 | 0.8211 | 0.9 | 0.9 | 0.9 | 0.9 | 0.9 | 0.9 | 0.9 | 0.9 | 0.7763 | 0.5974 | 0.2395 | 0.15 | 0.15 | 0.15 | 0.15 | 0.15 | From eQ_Lib.dat in MASControl 2017
D_MBT_Caf_LitSp_Yr | Lighting | FRACTION | Wknd | 2014-01-01 | 2014-12-31 | Constant | 0.05 | [23 empty] | From eQ_Lib.dat in MASControl 2017
D_MBT_Caf_LitSp_Yr | Lighting | FRACTION | WntrDsn | 2014-01-01 | 2014-12-31 | Constant | 0 | [23 empty] | From eQ_Lib.dat in MASControl 2017
D_MBT_Caf_LitSp_Yr | Lighting | FRACTION | SmrDsn | 2014-01-01 | 2014-12-31 | Constant | 1 | [23 empty] | From eQ_Lib.dat in MASControl 2017
D_MBT_Caf_LitSp_Yr | Lighting | FRACTION | Hol | 2014-01-01 | 2014-12-31 | Constant | 0.05 | [23 empty] | From eQ_Lib.dat in MASControl 2017
D_MBT_CompDC_LitCFL_Yr | Lighting | FRACTION | Default¦Wkdy | 2014-01-01 | 2014-12-31 | Hourly | 0.08 | 0.08 | 0.08 | 0.08 | 0.08 | 0.08 | 0.2016 | 0.6879 | 0.85 | 0.85 | 0.85 | 0.85 | 0.6879 | 0.85 | 0.85 | 0.85 | 0.6474 | 0.4853 | 0.1611 | 0.08 | 0.08 | 0.08 | 0.08 | 0.08 | From eQ_Lib.dat in MASControl 2017
D_MBT_CompDC_LitCFL_Yr | Lighting | FRACTION | Wknd | 2014-01-01 | 2014-12-31 | Constant | 0.05 | [23 empty] | From eQ_Lib.dat in MASControl 2017
D_MBT_CompDC_LitCFL_Yr | Lighting | FRACTION | WntrDsn | 2014-01-01 | 2014-12-31 | Constant | 0 | [23 empty] | From eQ_Lib.dat in MASControl 2017
D_MBT_CompDC_LitCFL_Yr | Lighting | FRACTION | SmrDsn | 2014-01-01 | 2014-12-31 | Constant | 1 | [23 empty] | From eQ_Lib.dat in MASControl 2017
D_MBT_CompDC_LitCFL_Yr | Lighting | FRACTION | Hol | 2014-01-01 | 2014-12-31 | Constant | 0.05 | [23 empty] | From eQ_Lib.dat in MASControl 2017
D_MBT_CompDC_LitEx_Yr | Lighting | FRACTION | SmrDsn | 2014-01-01 | 2014-12-31 | Constant | 1 | [23 empty] | From eQ_Lib.dat in MASControl 2017
D_MBT_CompDC_LitEx_Yr | Lighting | FRACTION | WntrDsn | 2014-01-01 | 2014-12-31 | Constant | 0 | [23 empty] | From eQ_Lib.dat in MASControl 2017
D_MBT_CompDC_LitEx_Yr | Lighting | FRACTION | Default¦Hol | 2014-01-01 | 2014-12-31 | Constant | 1 | [23 empty] | From eQ_Lib.dat in MASControl 2017
D_MBT_CompDC_LitLF_Yr | Lighting | FRACTION | Default¦Wkdy | 2014-01-01 | 2014-12-31 | Hourly | 0.15 | 0.15 | 0.15 | 0.15 | 0.15 | 0.15 | 0.2842 | 0.8211 | 0.9 | 0.9 | 0.9 | 0.9 | 0.9 | 0.9 | 0.9 | 0.9 | 0.7763 | 0.5974 | 0.2395 | 0.15 | 0.15 | 0.15 | 0.15 | 0.15 | From eQ_Lib.dat in MASControl 2017
D_MBT_CompDC_LitLF_Yr | Lighting | FRACTION | Wknd | 2014-01-01 | 2014-12-31 | Constant | 0.05 | [23 empty] | From eQ_Lib.dat in MASControl 2017
D_MBT_CompDC_LitLF_Yr | Lighting | FRACTION | WntrDsn | 2014-01-01 | 2014-12-31 | Constant | 0 | [23 empty] | From eQ_Lib.dat in MASControl 2017
D_MBT_CompDC_LitLF_Yr | Lighting | FRACTION | SmrDsn | 2014-01-01 | 2014-12-31 | Constant | 1 | [23 empty] | From eQ_Lib.dat in MASControl 2017
D_MBT_CompDC_LitLF_Yr | Lighting | FRACTION | Hol | 2014-01-01 | 2014-12-31 | Constant | 0.05 | [23 empty] | From eQ_Lib.dat in MASControl 2017
D_MBT_CompDC_LitSp_Yr | Lighting | FRACTION | Default¦Wkdy | 2014-01-01 | 2014-12-31 | Hourly | 0.15 | 0.15 | 0.15 | 0.15 | 0.15 | 0.15 | 0.2842 | 0.8211 | 0.9 | 0.9 | 0.9 | 0.9 | 0.9 | 0.9 | 0.9 | 0.9 | 0.7763 | 0.5974 | 0.2395 | 0.15 | 0.15 | 0.15 | 0.15 | 0.15 | From eQ_Lib.dat in MASControl 2017
D_MBT_CompDC_LitSp_Yr | Lighting | FRACTION | Wknd | 2014-01-01 | 2014-12-31 | Constant | 0.05 | [23 empty] | From eQ_Lib.dat in MASControl 2017
D_MBT_CompDC_LitSp_Yr | Lighting | FRACTION | WntrDsn | 2014-01-01 | 2014-12-31 | Constant | 0 | [23 empty] | From eQ_Lib.dat in MASControl 2017
D_MBT_CompDC_LitSp_Yr | Lighting | FRACTION | SmrDsn | 2014-01-01 | 2014-12-31 | Constant | 1 | [23 empty] | From eQ_Lib.dat in MASControl 2017
D_MBT_CompDC_LitSp_Yr | Lighting | FRACTION | Hol | 2014-01-01 | 2014-12-31 | Constant | 0.05 | [23 empty] | From eQ_Lib.dat in MASControl 2017
D_MBT_Conf_LitCFL_Yr | Lighting | FRACTION | Default¦Wkdy | 2014-01-01 | 2014-12-31 | Hourly | 0.08 | 0.08 | 0.08 | 0.08 | 0.08 | 0.08 | 0.08 | 0.675 | 0.675 | 0.3775 | 0.675 | 0.675 | 0.675 | 0.675 | 0.675 | 0.675 | 0.3775 | 0.08 | 0.675 | 0.675 | 0.675 | 0.3775 | 0.3775 | 0.3775 | From eQ_Lib.dat in MASControl 2017
D_MBT_Conf_LitCFL_Yr | Lighting | FRACTION | Wknd | 2014-01-01 | 2014-12-31 | Constant | 0 | [23 empty] | From eQ_Lib.dat in MASControl 2017
D_MBT_Conf_LitCFL_Yr | Lighting | FRACTION | WntrDsn | 2014-01-01 | 2014-12-31 | Constant | 0 | [23 empty] | From eQ_Lib.dat in MASControl 2017
D_MBT_Conf_LitCFL_Yr | Lighting | FRACTION | SmrDsn | 2014-01-01 | 2014-12-31 | Constant | 1 | [23 empty] | From eQ_Lib.dat in MASControl 2017
D_MBT_Conf_LitCFL_Yr | Lighting | FRACTION | Hol | 2014-01-01 | 2014-12-31 | Constant | 0 | [23 empty] | From eQ_Lib.dat in MASControl 2017
D_MBT_Conf_LitEx_Yr | Lighting | FRACTION | SmrDsn | 2014-01-01 | 2014-12-31 | Constant | 1 | [23 empty] | From eQ_Lib.dat in MASControl 2017
D_MBT_Conf_LitEx_Yr | Lighting | FRACTION | WntrDsn | 2014-01-01 | 2014-12-31 | Constant | 0 | [23 empty] | From eQ_Lib.dat in MASControl 2017
D_MBT_Conf_LitEx_Yr | Lighting | FRACTION | Default¦Hol | 2014-01-01 | 2014-12-31 | Constant | 1 | [23 empty] | From eQ_Lib.dat in MASControl 2017
D_MBT_Conf_LitLF_Yr | Lighting | FRACTION | Default¦Wkdy | 2014-01-01 | 2014-12-31 | Hourly | 0.15 | 0.15 | 0.15 | 0.15 | 0.15 | 0.15 | 0.15 | 0.9 | 0.9 | 0.9 | 0.9 | 0.9 | 0.9 | 0.9 | 0.9 | 0.9 | 0.525 | 0.15 | 0.9 | 0.9 | 0.9 | 0.525 | 0.525 | 0.525 | From eQ_Lib.dat in MASControl 2017
D_MBT_Conf_LitLF_Yr | Lighting | FRACTION | Wknd | 2014-01-01 | 2014-12-31 | Constant | 0 | [23 empty] | From eQ_Lib.dat in MASControl 2017
D_MBT_Conf_LitLF_Yr | Lighting | FRACTION | WntrDsn | 2014-01-01 | 2014-12-31 | Constant | 0 | [23 empty] | From eQ_Lib.dat in MASControl 2017
D_MBT_Conf_LitLF_Yr | Lighting | FRACTION | SmrDsn | 2014-01-01 | 2014-12-31 | Constant | 1 | [23 empty] | From eQ_Lib.dat in MASControl 2017
D_MBT_Conf_LitLF_Yr | Lighting | FRACTION | Hol | 2014-01-01 | 2014-12-31 | Constant | 0 | [23 empty] | From eQ_Lib.dat in MASControl 2017
D_MBT_Conf_LitSp_Yr | Lighting | FRACTION | Default¦Wkdy | 2014-01-01 | 2014-12-31 | Hourly | 0.15 | 0.15 | 0.15 | 0.15 | 0.15 | 0.15 | 0.15 | 0.9 | 0.9 | 0.9 | 0.9 | 0.9 | 0.9 | 0.9 | 0.9 | 0.9 | 0.525 | 0.15 | 0.9 | 0.9 | 0.9 | 0.525 | 0.525 | 0.525 | From eQ_Lib.dat in MASControl 2017
D_MBT_Conf_LitSp_Yr | Lighting | FRACTION | Wknd | 2014-01-01 | 2014-12-31 | Constant | 0 | [23 empty] | From eQ_Lib.dat in MASControl 2017
D_MBT_Conf_LitSp_Yr | Lighting | FRACTION | WntrDsn | 2014-01-01 | 2014-12-31 | Constant | 0 | [23 empty] | From eQ_Lib.dat in MASControl 2017
D_MBT_Conf_LitSp_Yr | Lighting | FRACTION | SmrDsn | 2014-01-01 | 2014-12-31 | Constant | 1 | [23 empty] | From eQ_Lib.dat in MASControl 2017
D_MBT_Conf_LitSp_Yr | Lighting | FRACTION | Hol | 2014-01-01 | 2014-12-31 | Constant | 0 | [23 empty] | From eQ_Lib.dat in MASControl 2017
D_MBT_Cordr_LitCFL_Yr | Lighting | FRACTION | Default¦Wkdy | 2014-01-01 | 2014-12-31 | Constant | 0.8 | [23 empty] | From eQ_Lib.dat in MASControl 2017
D_MBT_Cordr_LitCFL_Yr | Lighting | FRACTION | Wknd | 2014-01-01 | 2014-12-31 | Constant | 1 | [23 empty] | From eQ_Lib.dat in MASControl 2017
D_MBT_Cordr_LitCFL_Yr | Lighting | FRACTION | WntrDsn | 2014-01-01 | 2014-12-31 | Constant | 0 | [23 empty] | From eQ_Lib.dat in MASControl 2017
D_MBT_Cordr_LitCFL_Yr | Lighting | FRACTION | SmrDsn | 2014-01-01 | 2014-12-31 | Constant | 1 | [23 empty] | From eQ_Lib.dat in MASControl 2017
D_MBT_Cordr_LitCFL_Yr | Lighting | FRACTION | Hol | 2014-01-01 | 2014-12-31 | Constant | 1 | [23 empty] | From eQ_Lib.dat in MASControl 2017
D_MBT_Cordr_LitEx_Yr | Lighting | FRACTION | SmrDsn | 2014-01-01 | 2014-12-31 | Constant | 1 | [23 empty] | From eQ_Lib.dat in MASControl 2017
D_MBT_Cordr_LitEx_Yr | Lighting | FRACTION | WntrDsn | 2014-01-01 | 2014-12-31 | Constant | 0 | [23 empty] | From eQ_Lib.dat in MASControl 2017
D_MBT_Cordr_LitEx_Yr | Lighting | FRACTION | Default¦Hol | 2014-01-01 | 2014-12-31 | Constant | 1 | [23 empty] | From eQ_Lib.dat in MASControl 2017
D_MBT_Cordr_LitLF_Yr | Lighting | FRACTION | Default¦Wkdy | 2014-01-01 | 2014-12-31 | Constant | 0.8 | [23 empty] | From eQ_Lib.dat in MASControl 2017
D_MBT_Cordr_LitLF_Yr | Lighting | FRACTION | Wknd | 2014-01-01 | 2014-12-31 | Constant | 1 | [23 empty] | From eQ_Lib.dat in MASControl 2017
D_MBT_Cordr_LitLF_Yr | Lighting | FRACTION | WntrDsn | 2014-01-01 | 2014-12-31 | Constant | 0 | [23 empty] | From eQ_Lib.dat in MASControl 2017
D_MBT_Cordr_LitLF_Yr | Lighting | FRACTION | SmrDsn | 2014-01-01 | 2014-12-31 | Constant | 1 | [23 empty] | From eQ_Lib.dat in MASControl 2017
D_MBT_Cordr_LitLF_Yr | Lighting | FRACTION | Hol | 2014-01-01 | 2014-12-31 | Constant | 1 | [23 empty] | From eQ_Lib.dat in MASControl 2017
D_MBT_Cordr_LitSp_Yr | Lighting | FRACTION | Default¦Wkdy | 2014-01-01 | 2014-12-31 | Constant | 0.8 | [23 empty] | From eQ_Lib.dat in MASControl 2017
D_MBT_Cordr_LitSp_Yr | Lighting | FRACTION | Wknd | 2014-01-01 | 2014-12-31 | Constant | 1 | [23 empty] | From eQ_Lib.dat in MASControl 2017
D_MBT_Cordr_LitSp_Yr | Lighting | FRACTION | WntrDsn | 2014-01-01 | 2014-12-31 | Constant | 0 | [23 empty] | From eQ_Lib.dat in MASControl 2017
D_MBT_Cordr_LitSp_Yr | Lighting | FRACTION | SmrDsn | 2014-01-01 | 2014-12-31 | Constant | 1 | [23 empty] | From eQ_Lib.dat in MASControl 2017
D_MBT_Cordr_LitSp_Yr | Lighting | FRACTION | Hol | 2014-01-01 | 2014-12-31 | Constant | 1 | [23 empty] | From eQ_Lib.dat in MASControl 2017
D_MBT_Ind_LitCFL_Yr | Lighting | FRACTION | Default¦Wkdy | 2014-01-01 | 2014-12-31 | Hourly | 0.08 | 0.08 | 0.08 | 0.08 | 0.08 | 0.08 | 0.2016 | 0.6879 | 0.85 | 0.85 | 0.85 | 0.85 | 0.6879 | 0.85 | 0.85 | 0.85 | 0.6474 | 0.4853 | 0.1611 | 0.08 | 0.08 | 0.08 | 0.08 | 0.08 | From eQ_Lib.dat in MASControl 2017
D_MBT_Ind_LitCFL_Yr | Lighting | FRACTION | Wknd | 2014-01-01 | 2014-12-31 | Constant | 0.05 | [23 empty] | From eQ_Lib.dat in MASControl 2017
D_MBT_Ind_LitCFL_Yr | Lighting | FRACTION | WntrDsn | 2014-01-01 | 2014-12-31 | Constant | 0 | [23 empty] | From eQ_Lib.dat in MASControl 2017
D_MBT_Ind_LitCFL_Yr | Lighting | FRACTION | SmrDsn | 2014-01-01 | 2014-12-31 | Constant | 1 | [23 empty] | From eQ_Lib.dat in MASControl 2017
D_MBT_Ind_LitCFL_Yr | Lighting | FRACTION | Hol | 2014-01-01 | 2014-12-31 | Constant | 0.05 | [23 empty] | From eQ_Lib.dat in MASControl 2017
D_MBT_Ind_LitEx_Yr | Lighting | FRACTION | SmrDsn | 2014-01-01 | 2014-12-31 | Constant | 1 | [23 empty] | From eQ_Lib.dat in MASControl 2017
D_MBT_Ind_LitEx_Yr | Lighting | FRACTION | WntrDsn | 2014-01-01 | 2014-12-31 | Constant | 0 | [23 empty] | From eQ_Lib.dat in MASControl 2017
D_MBT_Ind_LitEx_Yr | Lighting | FRACTION | Default¦Hol | 2014-01-01 | 2014-12-31 | Constant | 1 | [23 empty] | From eQ_Lib.dat in MASControl 2017
D_MBT_Ind_LitLF_Yr | Lighting | FRACTION | Default¦Wkdy | 2014-01-01 | 2014-12-31 | Hourly | 0.15 | 0.15 | 0.15 | 0.15 | 0.15 | 0.15 | 0.2842 | 0.8211 | 0.9 | 0.9 | 0.9 | 0.9 | 0.9 | 0.9 | 0.9 | 0.9 | 0.7763 | 0.5974 | 0.2395 | 0.15 | 0.15 | 0.15 | 0.15 | 0.15 | From eQ_Lib.dat in MASControl 2017
D_MBT_Ind_LitLF_Yr | Lighting | FRACTION | Wknd | 2014-01-01 | 2014-12-31 | Constant | 0.05 | [23 empty] | From eQ_Lib.dat in MASControl 2017
D_MBT_Ind_LitLF_Yr | Lighting | FRACTION | WntrDsn | 2014-01-01 | 2014-12-31 | Constant | 0 | [23 empty] | From eQ_Lib.dat in MASControl 2017
D_MBT_Ind_LitLF_Yr | Lighting | FRACTION | SmrDsn | 2014-01-01 | 2014-12-31 | Constant | 1 | [23 empty] | From eQ_Lib.dat in MASControl 2017
D_MBT_Ind_LitLF_Yr | Lighting | FRACTION | Hol | 2014-01-01 | 2014-12-31 | Constant | 0.05 | [23 empty] | From eQ_Lib.dat in MASControl 2017
D_MBT_Ind_LitSp_Yr | Lighting | FRACTION | Default¦Wkdy | 2014-01-01 | 2014-12-31 | Hourly | 0.15 | 0.15 | 0.15 | 0.15 | 0.15 | 0.15 | 0.2842 | 0.8211 | 0.9 | 0.9 | 0.9 | 0.9 | 0.9 | 0.9 | 0.9 | 0.9 | 0.7763 | 0.5974 | 0.2395 | 0.15 | 0.15 | 0.15 | 0.15 | 0.15 | From eQ_Lib.dat in MASControl 2017
D_MBT_Ind_LitSp_Yr | Lighting | FRACTION | Wknd | 2014-01-01 | 2014-12-31 | Constant | 0.05 | [23 empty] | From eQ_Lib.dat in MASControl 2017
D_MBT_Ind_LitSp_Yr | Lighting | FRACTION | WntrDsn | 2014-01-01 | 2014-12-31 | Constant | 0 | [23 empty] | From eQ_Lib.dat in MASControl 2017
D_MBT_Ind_LitSp_Yr | Lighting | FRACTION | SmrDsn | 2014-01-01 | 2014-12-31 | Constant | 1 | [23 empty] | From eQ_Lib.dat in MASControl 2017
D_MBT_Ind_LitSp_Yr | Lighting | FRACTION | Hol | 2014-01-01 | 2014-12-31 | Constant | 0.05 | [23 empty] | From eQ_Lib.dat in MASControl 2017
D_MBT_Ktchn_LitCFL_Yr | Lighting | FRACTION | Default¦Wkdy | 2014-01-01 | 2014-12-31 | Hourly | 0.08 | 0.08 | 0.08 | 0.08 | 0.08 | 0.08 | 0.2016 | 0.6879 | 0.85 | 0.85 | 0.85 | 0.85 | 0.85 | 0.85 | 0.85 | 0.85 | 0.6474 | 0.4853 | 0.1611 | 0.08 | 0.08 | 0.08 | 0.08 | 0.08 | From eQ_Lib.dat in MASControl 2017
D_MBT_Ktchn_LitCFL_Yr | Lighting | FRACTION | Wknd | 2014-01-01 | 2014-12-31 | Constant | 0.05 | [23 empty] | From eQ_Lib.dat in MASControl 2017
D_MBT_Ktchn_LitCFL_Yr | Lighting | FRACTION | WntrDsn | 2014-01-01 | 2014-12-31 | Constant | 0 | [23 empty] | From eQ_Lib.dat in MASControl 2017
D_MBT_Ktchn_LitCFL_Yr | Lighting | FRACTION | SmrDsn | 2014-01-01 | 2014-12-31 | Constant | 1 | [23 empty] | From eQ_Lib.dat in MASControl 2017
D_MBT_Ktchn_LitCFL_Yr | Lighting | FRACTION | Hol | 2014-01-01 | 2014-12-31 | Constant | 0.05 | [23 empty] | From eQ_Lib.dat in MASControl 2017
D_MBT_Ktchn_LitEx_Yr | Lighting | FRACTION | SmrDsn | 2014-01-01 | 2014-12-31 | Constant | 1 | [23 empty] | From eQ_Lib.dat in MASControl 2017
D_MBT_Ktchn_LitEx_Yr | Lighting | FRACTION | WntrDsn | 2014-01-01 | 2014-12-31 | Constant | 0 | [23 empty] | From eQ_Lib.dat in MASControl 2017
D_MBT_Ktchn_LitEx_Yr | Lighting | FRACTION | Default¦Hol | 2014-01-01 | 2014-12-31 | Constant | 1 | [23 empty] | From eQ_Lib.dat in MASControl 2017
D_MBT_Ktchn_LitLF_Yr | Lighting | FRACTION | Default¦Wkdy | 2014-01-01 | 2014-12-31 | Hourly | 0.15 | 0.15 | 0.15 | 0.15 | 0.15 | 0.15 | 0.2842 | 0.8211 | 0.9 | 0.9 | 0.9 | 0.9 | 0.9 | 0.9 | 0.9 | 0.9 | 0.7763 | 0.5974 | 0.2395 | 0.15 | 0.15 | 0.15 | 0.15 | 0.15 | From eQ_Lib.dat in MASControl 2017
D_MBT_Ktchn_LitLF_Yr | Lighting | FRACTION | Wknd | 2014-01-01 | 2014-12-31 | Constant | 0.05 | [23 empty] | From eQ_Lib.dat in MASControl 2017
D_MBT_Ktchn_LitLF_Yr | Lighting | FRACTION | WntrDsn | 2014-01-01 | 2014-12-31 | Constant | 0 | [23 empty] | From eQ_Lib.dat in MASControl 2017
D_MBT_Ktchn_LitLF_Yr | Lighting | FRACTION | SmrDsn | 2014-01-01 | 2014-12-31 | Constant | 1 | [23 empty] | From eQ_Lib.dat in MASControl 2017
D_MBT_Ktchn_LitLF_Yr | Lighting | FRACTION | Hol | 2014-01-01 | 2014-12-31 | Constant | 0.05 | [23 empty] | From eQ_Lib.dat in MASControl 2017
D_MBT_Ktchn_LitSp_Yr | Lighting | FRACTION | Default¦Wkdy | 2014-01-01 | 2014-12-31 | Hourly | 0.15 | 0.15 | 0.15 | 0.15 | 0.15 | 0.15 | 0.2842 | 0.8211 | 0.9 | 0.9 | 0.9 | 0.9 | 0.9 | 0.9 | 0.9 | 0.9 | 0.7763 | 0.5974 | 0.2395 | 0.15 | 0.15 | 0.15 | 0.15 | 0.15 | From eQ_Lib.dat in MASControl 2017
D_MBT_Ktchn_LitSp_Yr | Lighting | FRACTION | Wknd | 2014-01-01 | 2014-12-31 | Constant | 0.05 | [23 empty] | From eQ_Lib.dat in MASControl 2017
D_MBT_Ktchn_LitSp_Yr | Lighting | FRACTION | WntrDsn | 2014-01-01 | 2014-12-31 | Constant | 0 | [23 empty] | From eQ_Lib.dat in MASControl 2017
D_MBT_Ktchn_LitSp_Yr | Lighting | FRACTION | SmrDsn | 2014-01-01 | 2014-12-31 | Constant | 1 | [23 empty] | From eQ_Lib.dat in MASControl 2017
D_MBT_Ktchn_LitSp_Yr | Lighting | FRACTION | Hol | 2014-01-01 | 2014-12-31 | Constant | 0.05 | [23 empty] | From eQ_Lib.dat in MASControl 2017
D_MBT_Lab_LitCFL_Yr | Lighting | FRACTION | Default¦Wkdy | 2014-01-01 | 2014-12-31 | Hourly | 0.08 | 0.08 | 0.08 | 0.08 | 0.08 | 0.08 | 0.2016 | 0.6879 | 0.85 | 0.85 | 0.85 | 0.85 | 0.6879 | 0.85 | 0.85 | 0.85 | 0.6474 | 0.4853 | 0.1611 | 0.08 | 0.08 | 0.08 | 0.08 | 0.08 | From eQ_Lib.dat in MASControl 2017
D_MBT_Lab_LitCFL_Yr | Lighting | FRACTION | Wknd | 2014-01-01 | 2014-12-31 | Constant | 0.05 | [23 empty] | From eQ_Lib.dat in MASControl 2017
D_MBT_Lab_LitCFL_Yr | Lighting | FRACTION | WntrDsn | 2014-01-01 | 2014-12-31 | Constant | 0 | [23 empty] | From eQ_Lib.dat in MASControl 2017
D_MBT_Lab_LitCFL_Yr | Lighting | FRACTION | SmrDsn | 2014-01-01 | 2014-12-31 | Constant | 1 | [23 empty] | From eQ_Lib.dat in MASControl 2017
D_MBT_Lab_LitCFL_Yr | Lighting | FRACTION | Hol | 2014-01-01 | 2014-12-31 | Constant | 0.05 | [23 empty] | From eQ_Lib.dat in MASControl 2017
D_MBT_Lab_LitEx_Yr | Lighting | FRACTION | SmrDsn | 2014-01-01 | 2014-12-31 | Constant | 1 | [23 empty] | From eQ_Lib.dat in MASControl 2017
D_MBT_Lab_LitEx_Yr | Lighting | FRACTION | WntrDsn | 2014-01-01 | 2014-12-31 | Constant | 0 | [23 empty] | From eQ_Lib.dat in MASControl 2017
D_MBT_Lab_LitEx_Yr | Lighting | FRACTION | Default¦Hol | 2014-01-01 | 2014-12-31 | Constant | 1 | [23 empty] | From eQ_Lib.dat in MASControl 2017
D_MBT_Lab_LitLF_Yr | Lighting | FRACTION | Default¦Wkdy | 2014-01-01 | 2014-12-31 | Hourly | 0.15 | 0.15 | 0.15 | 0.15 | 0.15 | 0.15 | 0.2842 | 0.8211 | 0.9 | 0.9 | 0.9 | 0.9 | 0.9 | 0.9 | 0.9 | 0.9 | 0.7763 | 0.5974 | 0.2395 | 0.15 | 0.15 | 0.15 | 0.15 | 0.15 | From eQ_Lib.dat in MASControl 2017
D_MBT_Lab_LitLF_Yr | Lighting | FRACTION | Wknd | 2014-01-01 | 2014-12-31 | Constant | 0.05 | [23 empty] | From eQ_Lib.dat in MASControl 2017
D_MBT_Lab_LitLF_Yr | Lighting | FRACTION | WntrDsn | 2014-01-01 | 2014-12-31 | Constant | 0 | [23 empty] | From eQ_Lib.dat in MASControl 2017
D_MBT_Lab_LitLF_Yr | Lighting | FRACTION | SmrDsn | 2014-01-01 | 2014-12-31 | Constant | 1 | [23 empty] | From eQ_Lib.dat in MASControl 2017
D_MBT_Lab_LitLF_Yr | Lighting | FRACTION | Hol | 2014-01-01 | 2014-12-31 | Constant | 0.05 | [23 empty] | From eQ_Lib.dat in MASControl 2017
D_MBT_Lab_LitSp_Yr | Lighting | FRACTION | Default¦Wkdy | 2014-01-01 | 2014-12-31 | Hourly | 0.15 | 0.15 | 0.15 | 0.15 | 0.15 | 0.15 | 0.2842 | 0.8211 | 0.9 | 0.9 | 0.9 | 0.9 | 0.9 | 0.9 | 0.9 | 0.9 | 0.7763 | 0.5974 | 0.2395 | 0.15 | 0.15 | 0.15 | 0.15 | 0.15 | From eQ_Lib.dat in MASControl 2017
D_MBT_Lab_LitSp_Yr | Lighting | FRACTION | Wknd | 2014-01-01 | 2014-12-31 | Constant | 0.05 | [23 empty] | From eQ_Lib.dat in MASControl 2017
D_MBT_Lab_LitSp_Yr | Lighting | FRACTION | WntrDsn | 2014-01-01 | 2014-12-31 | Constant | 0 | [23 empty] | From eQ_Lib.dat in MASControl 2017
D_MBT_Lab_LitSp_Yr | Lighting | FRACTION | SmrDsn | 2014-01-01 | 2014-12-31 | Constant | 1 | [23 empty] | From eQ_Lib.dat in MASControl 2017
D_MBT_Lab_LitSp_Yr | Lighting | FRACTION | Hol | 2014-01-01 | 2014-12-31 | Constant | 0.05 | [23 empty] | From eQ_Lib.dat in MASControl 2017
D_MBT_OffGen_LitCFL_Yr | Lighting | FRACTION | Default¦Wkdy | 2014-01-01 | 2014-12-31 | Hourly | 0.08 | 0.08 | 0.08 | 0.08 | 0.08 | 0.08 | 0.2016 | 0.6879 | 0.85 | 0.85 | 0.85 | 0.85 | 0.6879 | 0.85 | 0.85 | 0.85 | 0.6474 | 0.4853 | 0.1611 | 0.08 | 0.08 | 0.08 | 0.08 | 0.08 | From eQ_Lib.dat in MASControl 2017
D_MBT_OffGen_LitCFL_Yr | Lighting | FRACTION | Wknd | 2014-01-01 | 2014-12-31 | Constant | 0.05 | [23 empty] | From eQ_Lib.dat in MASControl 2017
D_MBT_OffGen_LitCFL_Yr | Lighting | FRACTION | WntrDsn | 2014-01-01 | 2014-12-31 | Constant | 0 | [23 empty] | From eQ_Lib.dat in MASControl 2017
D_MBT_OffGen_LitCFL_Yr | Lighting | FRACTION | SmrDsn | 2014-01-01 | 2014-12-31 | Constant | 1 | [23 empty] | From eQ_Lib.dat in MASControl 2017
D_MBT_OffGen_LitCFL_Yr | Lighting | FRACTION | Hol | 2014-01-01 | 2014-12-31 | Constant | 0.05 | [23 empty] | From eQ_Lib.dat in MASControl 2017
D_MBT_OffGen_LitEx_Yr | Lighting | FRACTION | SmrDsn | 2014-01-01 | 2014-12-31 | Constant | 1 | [23 empty] | From eQ_Lib.dat in MASControl 2017
D_MBT_OffGen_LitEx_Yr | Lighting | FRACTION | WntrDsn | 2014-01-01 | 2014-12-31 | Constant | 0 | [23 empty] | From eQ_Lib.dat in MASControl 2017
D_MBT_OffGen_LitEx_Yr | Lighting | FRACTION | Default¦Hol | 2014-01-01 | 2014-12-31 | Constant | 1 | [23 empty] | From eQ_Lib.dat in MASControl 2017
D_MBT_OffGen_LitLF_Yr | Lighting | FRACTION | Default¦Wkdy | 2014-01-01 | 2014-12-31 | Hourly | 0.16 | 0.16 | 0.16 | 0.16 | 0.16 | 0.16 | 0.2926 | 0.8232 | 0.9 | 0.9 | 0.9 | 0.9 | 0.9 | 0.9 | 0.9 | 0.9 | 0.7789 | 0.6021 | 0.2484 | 0.16 | 0.16 | 0.16 | 0.16 | 0.16 | From eQ_Lib.dat in MASControl 2017
D_MBT_OffGen_LitLF_Yr | Lighting | FRACTION | Wknd | 2014-01-01 | 2014-12-31 | Constant | 0.05 | [23 empty] | From eQ_Lib.dat in MASControl 2017
D_MBT_OffGen_LitLF_Yr | Lighting | FRACTION | WntrDsn | 2014-01-01 | 2014-12-31 | Constant | 0 | [23 empty] | From eQ_Lib.dat in MASControl 2017
D_MBT_OffGen_LitLF_Yr | Lighting | FRACTION | SmrDsn | 2014-01-01 | 2014-12-31 | Constant | 1 | [23 empty] | From eQ_Lib.dat in MASControl 2017
D_MBT_OffGen_LitLF_Yr | Lighting | FRACTION | Hol | 2014-01-01 | 2014-12-31 | Constant | 0.05 | [23 empty] | From eQ_Lib.dat in MASControl 2017
D_MBT_OffGen_LitSp_Yr | Lighting | FRACTION | Default¦Wkdy | 2014-01-01 | 2014-12-31 | Hourly | 0.16 | 0.16 | 0.16 | 0.16 | 0.16 | 0.16 | 0.2926 | 0.8232 | 0.9 | 0.9 | 0.9 | 0.9 | 0.9 | 0.9 | 0.9 | 0.9 | 0.7789 | 0.6021 | 0.2484 | 0.16 | 0.16 | 0.16 | 0.16 | 0.16 | From eQ_Lib.dat in MASControl 2017
D_MBT_OffGen_LitSp_Yr | Lighting | FRACTION | Wknd | 2014-01-01 | 2014-12-31 | Constant | 0.05 | [23 empty] | From eQ_Lib.dat in MASControl 2017
D_MBT_OffGen_LitSp_Yr | Lighting | FRACTION | WntrDsn | 2014-01-01 | 2014-12-31 | Constant | 0 | [23 empty] | From eQ_Lib.dat in MASControl 2017
D_MBT_OffGen_LitSp_Yr | Lighting | FRACTION | SmrDsn | 2014-01-01 | 2014-12-31 | Constant | 1 | [23 empty] | From eQ_Lib.dat in MASControl 2017
D_MBT_OffGen_LitSp_Yr | Lighting | FRACTION | Hol | 2014-01-01 | 2014-12-31 | Constant | 0.05 | [23 empty] | From eQ_Lib.dat in MASControl 2017
D_MFm_MFPub_ILit_Yr | Lighting | FRACTION | Default¦Wkdy | 2014-01-01 | 2014-01-31 | Hourly | 0.7109 | 0.7074 | 0.7057 | 0.7051 | 0.7047 | 0.7054 | 0.7068 | 0.7089 | 0.7108 | 0.7126 | 0.7137 | 0.7139 | 0.7139 | 0.7141 | 0.7145 | 0.7142 | 0.7139 | 0.7145 | 0.7191 | 0.7269 | 0.731 | 0.7289 | 0.7233 | 0.7163 | From eQ_Lib.dat in MASControl 2017
D_MFm_MFPub_ILit_Yr | Lighting | FRACTION | Wknd | 2014-01-01 | 2014-01-31 | Hourly | 0.7089 | 0.7058 | 0.7045 | 0.7043 | 0.7048 | 0.7064 | 0.7086 | 0.7095 | 0.7099 | 0.7103 | 0.7111 | 0.7113 | 0.7113 | 0.7115 | 0.7117 | 0.7115 | 0.7115 | 0.7127 | 0.7179 | 0.7265 | 0.7309 | 0.7285 | 0.7225 | 0.715 | From eQ_Lib.dat in MASControl 2017
D_MFm_MFPub_ILit_Yr | Lighting | FRACTION | Default¦Wkdy | 2014-02-01 | 2014-02-28 | Hourly | 0.7109 | 0.7074 | 0.7057 | 0.7051 | 0.7047 | 0.7054 | 0.7068 | 0.7089 | 0.7108 | 0.7126 | 0.7137 | 0.7139 | 0.7139 | 0.7141 | 0.7145 | 0.7142 | 0.7139 | 0.7145 | 0.7191 | 0.7269 | 0.731 | 0.7289 | 0.7233 | 0.7163 | From eQ_Lib.dat in MASControl 2017
D_MFm_MFPub_ILit_Yr | Lighting | FRACTION | Wknd | 2014-02-01 | 2014-02-28 | Hourly | 0.7089 | 0.7058 | 0.7045 | 0.7043 | 0.7048 | 0.7064 | 0.7086 | 0.7095 | 0.7099 | 0.7103 | 0.7111 | 0.7113 | 0.7113 | 0.7115 | 0.7117 | 0.7115 | 0.7115 | 0.7127 | 0.7179 | 0.7265 | 0.7309 | 0.7285 | 0.7225 | 0.715 | From eQ_Lib.dat in MASControl 2017
D_MFm_MFPub_ILit_Yr | Lighting | FRACTION | Default¦Wkdy | 2014-03-01 | 2014-03-31 | Hourly | 0.7109 | 0.7074 | 0.7057 | 0.7051 | 0.7047 | 0.7054 | 0.7068 | 0.7089 | 0.7108 | 0.7126 | 0.7137 | 0.7139 | 0.7139 | 0.7141 | 0.7145 | 0.7142 | 0.7139 | 0.7145 | 0.7191 | 0.7269 | 0.731 | 0.7289 | 0.7233 | 0.7163 | From eQ_Lib.dat in MASControl 2017
D_MFm_MFPub_ILit_Yr | Lighting | FRACTION | Wknd | 2014-03-01 | 2014-03-31 | Hourly | 0.7089 | 0.7058 | 0.7045 | 0.7043 | 0.7048 | 0.7064 | 0.7086 | 0.7095 | 0.7099 | 0.7103 | 0.7111 | 0.7113 | 0.7113 | 0.7115 | 0.7117 | 0.7115 | 0.7115 | 0.7127 | 0.7179 | 0.7265 | 0.7309 | 0.7285 | 0.7225 | 0.715 | From eQ_Lib.dat in MASControl 2017
D_MFm_MFPub_ILit_Yr | Lighting | FRACTION | Default¦Wkdy | 2014-04-01 | 2014-04-30 | Hourly | 0.7095 | 0.7065 | 0.7049 | 0.7044 | 0.7042 | 0.705 | 0.7067 | 0.7089 | 0.7106 | 0.7119 | 0.7126 | 0.7126 | 0.7126 | 0.7127 | 0.7132 | 0.713 | 0.7127 | 0.7132 | 0.7173 | 0.7245 | 0.7286 | 0.7267 | 0.7213 | 0.7144 | From eQ_Lib.dat in MASControl 2017
D_MFm_MFPub_ILit_Yr | Lighting | FRACTION | Wknd | 2014-04-01 | 2014-04-30 | Hourly | 0.7078 | 0.7053 | 0.7042 | 0.7041 | 0.7045 | 0.7066 | 0.7089 | 0.7097 | 0.7097 | 0.71 | 0.7105 | 0.7106 | 0.7106 | 0.7108 | 0.7111 | 0.7111 | 0.7111 | 0.7121 | 0.7172 | 0.7249 | 0.7296 | 0.7274 | 0.721 | 0.7134 | From eQ_Lib.dat in MASControl 2017
D_MFm_MFPub_ILit_Yr | Lighting | FRACTION | Default¦Wkdy | 2014-05-01 | 2014-05-31 | Hourly | 0.7095 | 0.7065 | 0.7049 | 0.7044 | 0.7042 | 0.705 | 0.7067 | 0.7089 | 0.7106 | 0.7119 | 0.7126 | 0.7126 | 0.7126 | 0.7127 | 0.7132 | 0.713 | 0.7127 | 0.7132 | 0.7173 | 0.7245 | 0.7286 | 0.7267 | 0.7213 | 0.7144 | From eQ_Lib.dat in MASControl 2017
D_MFm_MFPub_ILit_Yr | Lighting | FRACTION | Wknd | 2014-05-01 | 2014-05-31 | Hourly | 0.7078 | 0.7053 | 0.7042 | 0.7041 | 0.7045 | 0.7066 | 0.7089 | 0.7097 | 0.7097 | 0.71 | 0.7105 | 0.7106 | 0.7106 | 0.7108 | 0.7111 | 0.7111 | 0.7111 | 0.7121 | 0.7172 | 0.7249 | 0.7296 | 0.7274 | 0.721 | 0.7134 | From eQ_Lib.dat in MASControl 2017
D_MFm_MFPub_ILit_Yr | Lighting | FRACTION | Default¦Wkdy | 2014-06-01 | 2014-06-30 | Hourly | 0.708 | 0.7057 | 0.7044 | 0.7039 | 0.7036 | 0.7044 | 0.7059 | 0.7077 | 0.7095 | 0.7109 | 0.7116 | 0.7116 | 0.7115 | 0.7115 | 0.712 | 0.712 | 0.7118 | 0.712 | 0.7141 | 0.7198 | 0.7247 | 0.7241 | 0.7191 | 0.7124 | From eQ_Lib.dat in MASControl 2017
D_MFm_MFPub_ILit_Yr | Lighting | FRACTION | Wknd | 2014-06-01 | 2014-06-30 | Hourly | 0.7071 | 0.7049 | 0.7038 | 0.7037 | 0.7041 | 0.7059 | 0.7082 | 0.7085 | 0.7089 | 0.7096 | 0.7103 | 0.7101 | 0.71 | 0.7101 | 0.7108 | 0.7108 | 0.7108 | 0.7114 | 0.7141 | 0.7207 | 0.7259 | 0.7247 | 0.7189 | 0.712 | From eQ_Lib.dat in MASControl 2017
D_MFm_MFPub_ILit_Yr | Lighting | FRACTION | Default¦Wkdy | 2014-07-01 | 2014-07-31 | Hourly | 0.708 | 0.7057 | 0.7044 | 0.7039 | 0.7036 | 0.7044 | 0.7059 | 0.7077 | 0.7095 | 0.7109 | 0.7116 | 0.7116 | 0.7115 | 0.7115 | 0.712 | 0.712 | 0.7118 | 0.712 | 0.7141 | 0.7198 | 0.7247 | 0.7241 | 0.7191 | 0.7124 | From eQ_Lib.dat in MASControl 2017
D_MFm_MFPub_ILit_Yr | Lighting | FRACTION | Wknd | 2014-07-01 | 2014-07-31 | Hourly | 0.7071 | 0.7049 | 0.7038 | 0.7037 | 0.7041 | 0.7059 | 0.7082 | 0.7085 | 0.7089 | 0.7096 | 0.7103 | 0.7101 | 0.71 | 0.7101 | 0.7108 | 0.7108 | 0.7108 | 0.7114 | 0.7141 | 0.7207 | 0.7259 | 0.7247 | 0.7189 | 0.712 | From eQ_Lib.dat in MASControl 2017
D_MFm_MFPub_ILit_Yr | Lighting | FRACTION | Default¦Wkdy | 2014-08-01 | 2014-08-31 | Hourly | 0.708 | 0.7057 | 0.7044 | 0.7039 | 0.7036 | 0.7044 | 0.7059 | 0.7077 | 0.7095 | 0.7109 | 0.7116 | 0.7116 | 0.7115 | 0.7115 | 0.712 | 0.712 | 0.7118 | 0.712 | 0.7141 | 0.7198 | 0.7247 | 0.7241 | 0.7191 | 0.7124 | From eQ_Lib.dat in MASControl 2017
D_MFm_MFPub_ILit_Yr | Lighting | FRACTION | Wknd | 2014-08-01 | 2014-08-31 | Hourly | 0.7071 | 0.7049 | 0.7038 | 0.7037 | 0.7041 | 0.7059 | 0.7082 | 0.7085 | 0.7089 | 0.7096 | 0.7103 | 0.7101 | 0.71 | 0.7101 | 0.7108 | 0.7108 | 0.7108 | 0.7114 | 0.7141 | 0.7207 | 0.7259 | 0.7247 | 0.7189 | 0.712 | From eQ_Lib.dat in MASControl 2017
D_MFm_MFPub_ILit_Yr | Lighting | FRACTION | Default¦Wkdy | 2014-09-01 | 2014-09-30 | Hourly | 0.708 | 0.7057 | 0.7044 | 0.7039 | 0.7036 | 0.7044 | 0.7059 | 0.7077 | 0.7095 | 0.7109 | 0.7116 | 0.7116 | 0.7115 | 0.7115 | 0.712 | 0.712 | 0.7118 | 0.712 | 0.7141 | 0.7198 | 0.7247 | 0.7241 | 0.7191 | 0.7124 | From eQ_Lib.dat in MASControl 2017
D_MFm_MFPub_ILit_Yr | Lighting | FRACTION | Wknd | 2014-09-01 | 2014-09-30 | Hourly | 0.7071 | 0.7049 | 0.7038 | 0.7037 | 0.7041 | 0.7059 | 0.7082 | 0.7085 | 0.7089 | 0.7096 | 0.7103 | 0.7101 | 0.71 | 0.7101 | 0.7108 | 0.7108 | 0.7108 | 0.7114 | 0.7141 | 0.7207 | 0.7259 | 0.7247 | 0.7189 | 0.712 | From eQ_Lib.dat in MASControl 2017
D_MFm_MFPub_ILit_Yr | Lighting | FRACTION | Default¦Wkdy | 2014-10-01 | 2014-10-31 | Hourly | 0.7095 | 0.7065 | 0.7049 | 0.7044 | 0.7042 | 0.705 | 0.7067 | 0.7089 | 0.7106 | 0.7119 | 0.7126 | 0.7126 | 0.7126 | 0.7127 | 0.7132 | 0.713 | 0.7127 | 0.7132 | 0.7173 | 0.7245 | 0.7286 | 0.7267 | 0.7213 | 0.7144 | From eQ_Lib.dat in MASControl 2017
D_MFm_MFPub_ILit_Yr | Lighting | FRACTION | Wknd | 2014-10-01 | 2014-10-31 | Hourly | 0.7078 | 0.7053 | 0.7042 | 0.7041 | 0.7045 | 0.7066 | 0.7089 | 0.7097 | 0.7097 | 0.71 | 0.7105 | 0.7106 | 0.7106 | 0.7108 | 0.7111 | 0.7111 | 0.7111 | 0.7121 | 0.7172 | 0.7249 | 0.7296 | 0.7274 | 0.721 | 0.7134 | From eQ_Lib.dat in MASControl 2017
D_MFm_MFPub_ILit_Yr | Lighting | FRACTION | Default¦Wkdy | 2014-11-01 | 2014-11-30 | Hourly | 0.7095 | 0.7065 | 0.7049 | 0.7044 | 0.7042 | 0.705 | 0.7067 | 0.7089 | 0.7106 | 0.7119 | 0.7126 | 0.7126 | 0.7126 | 0.7127 | 0.7132 | 0.713 | 0.7127 | 0.7132 | 0.7173 | 0.7245 | 0.7286 | 0.7267 | 0.7213 | 0.7144 | From eQ_Lib.dat in MASControl 2017
D_MFm_MFPub_ILit_Yr | Lighting | FRACTION | Wknd | 2014-11-01 | 2014-11-30 | Hourly | 0.7078 | 0.7053 | 0.7042 | 0.7041 | 0.7045 | 0.7066 | 0.7089 | 0.7097 | 0.7097 | 0.71 | 0.7105 | 0.7106 | 0.7106 | 0.7108 | 0.7111 | 0.7111 | 0.7111 | 0.7121 | 0.7172 | 0.7249 | 0.7296 | 0.7274 | 0.721 | 0.7134 | From eQ_Lib.dat in MASControl 2017
D_MFm_MFPub_ILit_Yr | Lighting | FRACTION | Default¦Wkdy | 2014-12-01 | 2014-12-31 | Hourly | 0.7109 | 0.7074 | 0.7057 | 0.7051 | 0.7047 | 0.7054 | 0.7068 | 0.7089 | 0.7108 | 0.7126 | 0.7137 | 0.7139 | 0.7139 | 0.7141 | 0.7145 | 0.7142 | 0.7139 | 0.7145 | 0.7191 | 0.7269 | 0.731 | 0.7289 | 0.7233 | 0.7163 | From eQ_Lib.dat in MASControl 2017
D_MFm_MFPub_ILit_Yr | Lighting | FRACTION | Wknd | 2014-12-01 | 2014-12-31 | Hourly | 0.7089 | 0.7058 | 0.7045 | 0.7043 | 0.7048 | 0.7064 | 0.7086 | 0.7095 | 0.7099 | 0.7103 | 0.7111 | 0.7113 | 0.7113 | 0.7115 | 0.7117 | 0.7115 | 0.7115 | 0.7127 | 0.7179 | 0.7265 | 0.7309 | 0.7285 | 0.7225 | 0.715 | From eQ_Lib.dat in MASControl 2017
D_MFm_MFPub_ILit_Yr | Lighting | FRACTION | WntrDsn | 2014-01-01 | 2014-12-31 | Constant | 0 | [23 empty] | From eQ_Lib.dat in MASControl 2017
D_MFm_MFPub_ILit_Yr | Lighting | FRACTION | SmrDsn | 2014-01-01 | 2014-12-31 | Constant | 1 | [23 empty] | From eQ_Lib.dat in MASControl 2017
D_MFm_MFPub_ILit_Yr | Lighting | FRACTION | Hol | 2014-01-01 | 2014-12-31 | Hourly | 0.7071 | 0.7049 | 0.7038 | 0.7037 | 0.7041 | 0.7059 | 0.7082 | 0.7085 | 0.7089 | 0.7096 | 0.7103 | 0.7101 | 0.71 | 0.7101 | 0.7108 | 0.7108 | 0.7108 | 0.7114 | 0.7141 | 0.7207 | 0.7259 | 0.7247 | 0.7189 | 0.712 | From eQ_Lib.dat in MASControl 2017
D_MLI_Ind_LitCFL_Yr | Lighting | FRACTION | Default¦Wkdy | 2014-01-01 | 2014-12-31 | Hourly | 0.08 | 0.08 | 0.08 | 0.08 | 0.08 | 0.08 | 0.2016 | 0.6879 | 0.85 | 0.85 | 0.85 | 0.85 | 0.6879 | 0.85 | 0.85 | 0.85 | 0.6474 | 0.4853 | 0.1611 | 0.08 | 0.08 | 0.08 | 0.08 | 0.08 | From eQ_Lib.dat in MASControl 2017
D_MLI_Ind_LitCFL_Yr | Lighting | FRACTION | Wknd | 2014-01-01 | 2014-12-31 | Constant | 0.05 | [23 empty] | From eQ_Lib.dat in MASControl 2017
D_MLI_Ind_LitCFL_Yr | Lighting | FRACTION | WntrDsn | 2014-01-01 | 2014-12-31 | Constant | 0 | [23 empty] | From eQ_Lib.dat in MASControl 2017
D_MLI_Ind_LitCFL_Yr | Lighting | FRACTION | SmrDsn | 2014-01-01 | 2014-12-31 | Constant | 1 | [23 empty] | From eQ_Lib.dat in MASControl 2017
D_MLI_Ind_LitCFL_Yr | Lighting | FRACTION | Hol | 2014-01-01 | 2014-12-31 | Constant | 0.05 | [23 empty] | From eQ_Lib.dat in MASControl 2017
D_MLI_Ind_LitEx_Yr | Lighting | FRACTION | SmrDsn | 2014-01-01 | 2014-12-31 | Constant | 1 | [23 empty] | From eQ_Lib.dat in MASControl 2017
D_MLI_Ind_LitEx_Yr | Lighting | FRACTION | WntrDsn | 2014-01-01 | 2014-12-31 | Constant | 0 | [23 empty] | From eQ_Lib.dat in MASControl 2017
D_MLI_Ind_LitEx_Yr | Lighting | FRACTION | Default¦Hol | 2014-01-01 | 2014-12-31 | Constant | 1 | [23 empty] | From eQ_Lib.dat in MASControl 2017
D_MLI_Ind_LitLF_Yr | Lighting | FRACTION | Default¦Wkdy | 2014-01-01 | 2014-12-31 | Hourly | 0.15 | 0.15 | 0.15 | 0.15 | 0.15 | 0.15 | 0.2842 | 0.8211 | 1 | 1 | 1 | 1 | 0.8211 | 1 | 1 | 1 | 0.7763 | 0.5974 | 0.2395 | 0.15 | 0.15 | 0.15 | 0.15 | 0.15 | From eQ_Lib.dat in MASControl 2017
D_MLI_Ind_LitLF_Yr | Lighting | FRACTION | Wknd | 2014-01-01 | 2014-12-31 | Constant | 0.05 | [23 empty] | From eQ_Lib.dat in MASControl 2017
D_MLI_Ind_LitLF_Yr | Lighting | FRACTION | WntrDsn | 2014-01-01 | 2014-12-31 | Constant | 0 | [23 empty] | From eQ_Lib.dat in MASControl 2017
D_MLI_Ind_LitLF_Yr | Lighting | FRACTION | SmrDsn | 2014-01-01 | 2014-12-31 | Constant | 1 | [23 empty] | From eQ_Lib.dat in MASControl 2017
D_MLI_Ind_LitLF_Yr | Lighting | FRACTION | Hol | 2014-01-01 | 2014-12-31 | Constant | 0.05 | [23 empty] | From eQ_Lib.dat in MASControl 2017
D_MLI_Ind_LitSp_Yr | Lighting | FRACTION | Default¦Wkdy | 2014-01-01 | 2014-12-31 | Hourly | 0.05 | 0.05 | 0.05 | 0.05 | 0.05 | 0.05 | 0.2 | 0.8 | 1 | 1 | 1 | 1 | 0.8 | 1 | 1 | 1 | 0.75 | 0.55 | 0.15 | 0.05 | 0.05 | 0.05 | 0.05 | 0.05 | From eQ_Lib.dat in MASControl 2017
D_MLI_Ind_LitSp_Yr | Lighting | FRACTION | Wknd | 2014-01-01 | 2014-12-31 | Constant | 0.05 | [23 empty] | From eQ_Lib.dat in MASControl 2017
D_MLI_Ind_LitSp_Yr | Lighting | FRACTION | WntrDsn | 2014-01-01 | 2014-12-31 | Constant | 0 | [23 empty] | From eQ_Lib.dat in MASControl 2017
D_MLI_Ind_LitSp_Yr | Lighting | FRACTION | SmrDsn | 2014-01-01 | 2014-12-31 | Constant | 1 | [23 empty] | From eQ_Lib.dat in MASControl 2017
D_MLI_Ind_LitSp_Yr | Lighting | FRACTION | Hol | 2014-01-01 | 2014-12-31 | Constant | 0.05 | [23 empty] | From eQ_Lib.dat in MASControl 2017
D_MLI_Stor_LitCFL_Yr | Lighting | FRACTION | Default¦Wkdy | 2014-01-01 | 2014-12-31 | Hourly | 0.08 | 0.08 | 0.08 | 0.08 | 0.08 | 0.6571 | 0.6571 | 0.725 | 0.725 | 0.725 | 0.725 | 0.725 | 0.725 | 0.725 | 0.725 | 0.725 | 0.725 | 0.3176 | 0.1479 | 0.08 | 0.08 | 0.08 | 0.08 | 0.08 | From eQ_Lib.dat in MASControl 2017
D_MLI_Stor_LitCFL_Yr | Lighting | FRACTION | Wknd | 2014-01-01 | 2014-12-31 | Constant | 0.05 | [23 empty] | From eQ_Lib.dat in MASControl 2017
D_MLI_Stor_LitCFL_Yr | Lighting | FRACTION | WntrDsn | 2014-01-01 | 2014-12-31 | Constant | 0 | [23 empty] | From eQ_Lib.dat in MASControl 2017
D_MLI_Stor_LitCFL_Yr | Lighting | FRACTION | SmrDsn | 2014-01-01 | 2014-12-31 | Constant | 1 | [23 empty] | From eQ_Lib.dat in MASControl 2017
D_MLI_Stor_LitCFL_Yr | Lighting | FRACTION | Hol | 2014-01-01 | 2014-12-31 | Constant | 0.05 | [23 empty] | From eQ_Lib.dat in MASControl 2017
D_MLI_Stor_LitEx_Yr | Lighting | FRACTION | SmrDsn | 2014-01-01 | 2014-12-31 | Constant | 1 | [23 empty] | From eQ_Lib.dat in MASControl 2017
D_MLI_Stor_LitEx_Yr | Lighting | FRACTION | WntrDsn | 2014-01-01 | 2014-12-31 | Constant | 0 | [23 empty] | From eQ_Lib.dat in MASControl 2017
D_MLI_Stor_LitEx_Yr | Lighting | FRACTION | Default¦Hol | 2014-01-01 | 2014-12-31 | Constant | 1 | [23 empty] | From eQ_Lib.dat in MASControl 2017
D_MLI_Stor_LitLF_Yr | Lighting | FRACTION | Default¦Wkdy | 2014-01-01 | 2014-12-31 | Hourly | 0.15 | 0.15 | 0.15 | 0.15 | 0.15 | 0.8211 | 0.8211 | 0.9 | 0.9 | 0.9 | 0.9 | 0.9 | 0.9 | 0.9 | 0.9 | 0.9 | 0.9 | 0.4263 | 0.2289 | 0.15 | 0.15 | 0.15 | 0.15 | 0.15 | From eQ_Lib.dat in MASControl 2017
D_MLI_Stor_LitLF_Yr | Lighting | FRACTION | Wknd | 2014-01-01 | 2014-12-31 | Constant | 0.05 | [23 empty] | From eQ_Lib.dat in MASControl 2017
D_MLI_Stor_LitLF_Yr | Lighting | FRACTION | WntrDsn | 2014-01-01 | 2014-12-31 | Constant | 0 | [23 empty] | From eQ_Lib.dat in MASControl 2017
D_MLI_Stor_LitLF_Yr | Lighting | FRACTION | SmrDsn | 2014-01-01 | 2014-12-31 | Constant | 1 | [23 empty] | From eQ_Lib.dat in MASControl 2017
D_MLI_Stor_LitLF_Yr | Lighting | FRACTION | Hol | 2014-01-01 | 2014-12-31 | Constant | 0.05 | [23 empty] | From eQ_Lib.dat in MASControl 2017
D_MLI_Stor_LitSp_Yr | Lighting | FRACTION | Default¦Wkdy | 2014-01-01 | 2014-12-31 | Hourly | 0.05 | 0.05 | 0.05 | 0.05 | 0.05 | 0.9 | 0.9 | 1 | 1 | 1 | 1 | 1 | 1 | 1 | 1 | 1 | 1 | 0.4 | 0.15 | 0.05 | 0.05 | 0.05 | 0.05 | 0.05 | From eQ_Lib.dat in MASControl 2017
D_MLI_Stor_LitSp_Yr | Lighting | FRACTION | Wknd | 2014-01-01 | 2014-12-31 | Constant | 0.05 | [23 empty] | From eQ_Lib.dat in MASControl 2017
D_MLI_Stor_LitSp_Yr | Lighting | FRACTION | WntrDsn | 2014-01-01 | 2014-12-31 | Constant | 0 | [23 empty] | From eQ_Lib.dat in MASControl 2017
D_MLI_Stor_LitSp_Yr | Lighting | FRACTION | SmrDsn | 2014-01-01 | 2014-12-31 | Constant | 1 | [23 empty] | From eQ_Lib.dat in MASControl 2017
D_MLI_Stor_LitSp_Yr | Lighting | FRACTION | Hol | 2014-01-01 | 2014-12-31 | Constant | 0.05 | [23 empty] | From eQ_Lib.dat in MASControl 2017
D_Mtl_Cordr_LitCFL_Yr | Lighting | FRACTION | SmrDsn | 2014-01-01 | 2014-12-31 | Constant | 1 | [23 empty] | From eQ_Lib.dat in MASControl 2017
D_Mtl_Cordr_LitCFL_Yr | Lighting | FRACTION | WntrDsn | 2014-01-01 | 2014-12-31 | Constant | 0 | [23 empty] | From eQ_Lib.dat in MASControl 2017
D_Mtl_Cordr_LitCFL_Yr | Lighting | FRACTION | Default¦Hol | 2014-01-01 | 2014-12-31 | Constant | 0.7 | [23 empty] | From eQ_Lib.dat in MASControl 2017
D_Mtl_Cordr_LitEx_Yr | Lighting | FRACTION | SmrDsn | 2014-01-01 | 2014-12-31 | Constant | 1 | [23 empty] | From eQ_Lib.dat in MASControl 2017
D_Mtl_Cordr_LitEx_Yr | Lighting | FRACTION | WntrDsn | 2014-01-01 | 2014-12-31 | Constant | 0 | [23 empty] | From eQ_Lib.dat in MASControl 2017
D_Mtl_Cordr_LitEx_Yr | Lighting | FRACTION | Default¦Hol | 2014-01-01 | 2014-12-31 | Constant | 1 | [23 empty] | From eQ_Lib.dat in MASControl 2017
D_Mtl_Cordr_LitLF_Yr | Lighting | FRACTION | SmrDsn | 2014-01-01 | 2014-12-31 | Constant | 1 | [23 empty] | From eQ_Lib.dat in MASControl 2017
D_Mtl_Cordr_LitLF_Yr | Lighting | FRACTION | WntrDsn | 2014-01-01 | 2014-12-31 | Constant | 0 | [23 empty] | From eQ_Lib.dat in MASControl 2017
D_Mtl_Cordr_LitLF_Yr | Lighting | FRACTION | Default¦Hol | 2014-01-01 | 2014-12-31 | Constant | 0.9 | [23 empty] | From eQ_Lib.dat in MASControl 2017
D_Mtl_Cordr_LitSp_Yr | Lighting | FRACTION | SmrDsn | 2014-01-01 | 2014-12-31 | Constant | 1 | [23 empty] | From eQ_Lib.dat in MASControl 2017
D_Mtl_Cordr_LitSp_Yr | Lighting | FRACTION | WntrDsn | 2014-01-01 | 2014-12-31 | Constant | 0 | [23 empty] | From eQ_Lib.dat in MASControl 2017
D_Mtl_Cordr_LitSp_Yr | Lighting | FRACTION | Default¦Hol | 2014-01-01 | 2014-12-31 | Constant | 0.9 | [23 empty] | From eQ_Lib.dat in MASControl 2017
D_Mtl_FacMnt_LitCFL_Yr | Lighting | FRACTION | SmrDsn | 2014-01-01 | 2014-12-31 | Constant | 1 | [23 empty] | From eQ_Lib.dat in MASControl 2017
D_Mtl_FacMnt_LitCFL_Yr | Lighting | FRACTION | WntrDsn | 2014-01-01 | 2014-12-31 | Constant | 0 | [23 empty] | From eQ_Lib.dat in MASControl 2017
D_Mtl_FacMnt_LitCFL_Yr | Lighting | FRACTION | Default¦Hol | 2014-01-01 | 2014-12-31 | Constant | 0.4 | [23 empty] | From eQ_Lib.dat in MASControl 2017
D_Mtl_FacMnt_LitEx_Yr | Lighting | FRACTION | SmrDsn | 2014-01-01 | 2014-12-31 | Constant | 1 | [23 empty] | From eQ_Lib.dat in MASControl 2017
D_Mtl_FacMnt_LitEx_Yr | Lighting | FRACTION | WntrDsn | 2014-01-01 | 2014-12-31 | Constant | 0 | [23 empty] | From eQ_Lib.dat in MASControl 2017
D_Mtl_FacMnt_LitEx_Yr | Lighting | FRACTION | Default¦Hol | 2014-01-01 | 2014-12-31 | Constant | 1 | [23 empty] | From eQ_Lib.dat in MASControl 2017
D_Mtl_FacMnt_LitLF_Yr | Lighting | FRACTION | SmrDsn | 2014-01-01 | 2014-12-31 | Constant | 1 | [23 empty] | From eQ_Lib.dat in MASControl 2017
D_Mtl_FacMnt_LitLF_Yr | Lighting | FRACTION | WntrDsn | 2014-01-01 | 2014-12-31 | Constant | 0 | [23 empty] | From eQ_Lib.dat in MASControl 2017
D_Mtl_FacMnt_LitLF_Yr | Lighting | FRACTION | Default¦Hol | 2014-01-01 | 2014-12-31 | Constant | 0.6 | [23 empty] | From eQ_Lib.dat in MASControl 2017
D_Mtl_FacMnt_LitSp_Yr | Lighting | FRACTION | SmrDsn | 2014-01-01 | 2014-12-31 | Constant | 1 | [23 empty] | From eQ_Lib.dat in MASControl 2017
D_Mtl_FacMnt_LitSp_Yr | Lighting | FRACTION | WntrDsn | 2014-01-01 | 2014-12-31 | Constant | 0 | [23 empty] | From eQ_Lib.dat in MASControl 2017
D_Mtl_FacMnt_LitSp_Yr | Lighting | FRACTION | Default¦Hol | 2014-01-01 | 2014-12-31 | Constant | 0.6 | [23 empty] | From eQ_Lib.dat in MASControl 2017
D_Mtl_GRm12_LitCFL_Yr | Lighting | FRACTION | SmrDsn | 2014-01-01 | 2014-12-31 | Constant | 1 | [23 empty] | From eQ_Lib.dat in MASControl 2017
D_Mtl_GRm12_LitCFL_Yr | Lighting | FRACTION | WntrDsn | 2014-01-01 | 2014-12-31 | Constant | 0 | [23 empty] | From eQ_Lib.dat in MASControl 2017
D_Mtl_GRm12_LitCFL_Yr | Lighting | FRACTION | Default¦Hol | 2014-01-01 | 2014-12-31 | Hourly | 0.0581 | 0.0424 | 0.0343 | 0.0297 | 0.0285 | 0.0408 | 0.0548 | 0.0822 | 0.1062 | 0.1092 | 0.1136 | 0.0981 | 0.09 | 0.0888 | 0.0812 | 0.0711 | 0.0867 | 0.1035 | 0.1284 | 0.1383 | 0.1418 | 0.1399 | 0.1235 | 0.0861 | From eQ_Lib.dat in MASControl 2017
D_Mtl_GRm12_LitEx_Yr | Lighting | FRACTION | SmrDsn | 2014-01-01 | 2014-12-31 | Constant | 1 | [23 empty] | From eQ_Lib.dat in MASControl 2017
D_Mtl_GRm12_LitEx_Yr | Lighting | FRACTION | WntrDsn | 2014-01-01 | 2014-12-31 | Constant | 0 | [23 empty] | From eQ_Lib.dat in MASControl 2017
D_Mtl_GRm12_LitEx_Yr | Lighting | FRACTION | Default¦Hol | 2014-01-01 | 2014-12-31 | Constant | 1 | [23 empty] | From eQ_Lib.dat in MASControl 2017
D_Mtl_GRm12_LitLF_Yr | Lighting | FRACTION | SmrDsn | 2014-01-01 | 2014-12-31 | Constant | 1 | [23 empty] | From eQ_Lib.dat in MASControl 2017
D_Mtl_GRm12_LitLF_Yr | Lighting | FRACTION | WntrDsn | 2014-01-01 | 2014-12-31 | Constant | 0 | [23 empty] | From eQ_Lib.dat in MASControl 2017
D_Mtl_GRm12_LitLF_Yr | Lighting | FRACTION | Default¦Hol | 2014-01-01 | 2014-12-31 | Hourly | 0.0581 | 0.0424 | 0.0343 | 0.0297 | 0.0285 | 0.0408 | 0.0548 | 0.0822 | 0.1062 | 0.1092 | 0.1136 | 0.0981 | 0.09 | 0.0888 | 0.0812 | 0.0711 | 0.0867 | 0.1035 | 0.1284 | 0.1383 | 0.1418 | 0.1399 | 0.1235 | 0.0861 | From eQ_Lib.dat in MASControl 2017
D_Mtl_GRm12_LitSp_Yr | Lighting | FRACTION | SmrDsn | 2014-01-01 | 2014-12-31 | Constant | 1 | [23 empty] | From eQ_Lib.dat in MASControl 2017
D_Mtl_GRm12_LitSp_Yr | Lighting | FRACTION | WntrDsn | 2014-01-01 | 2014-12-31 | Constant | 0 | [23 empty] | From eQ_Lib.dat in MASControl 2017
D_Mtl_GRm12_LitSp_Yr | Lighting | FRACTION | Default¦Hol | 2014-01-01 | 2014-12-31 | Hourly | 0.0581 | 0.0424 | 0.0343 | 0.0297 | 0.0285 | 0.0408 | 0.0548 | 0.0822 | 0.1062 | 0.1092 | 0.1136 | 0.0981 | 0.09 | 0.0888 | 0.0812 | 0.0711 | 0.0867 | 0.1035 | 0.1284 | 0.1383 | 0.1418 | 0.1399 | 0.1235 | 0.0861 | From eQ_Lib.dat in MASControl 2017
D_Mtl_GRm24_LitCFL_Yr | Lighting | FRACTION | SmrDsn | 2014-01-01 | 2014-12-31 | Constant | 1 | [23 empty] | From eQ_Lib.dat in MASControl 2017
D_Mtl_GRm24_LitCFL_Yr | Lighting | FRACTION | WntrDsn | 2014-01-01 | 2014-12-31 | Constant | 0 | [23 empty] | From eQ_Lib.dat in MASControl 2017
D_Mtl_GRm24_LitCFL_Yr | Lighting | FRACTION | Default¦Hol | 2014-01-01 | 2014-12-31 | Hourly | 0.0867 | 0.0632 | 0.0512 | 0.0443 | 0.0426 | 0.0609 | 0.0818 | 0.1227 | 0.1585 | 0.163 | 0.1695 | 0.1465 | 0.1343 | 0.1325 | 0.1212 | 0.1062 | 0.1295 | 0.1545 | 0.1916 | 0.2064 | 0.2116 | 0.2088 | 0.1843 | 0.1285 | From eQ_Lib.dat in MASControl 2017
D_Mtl_GRm24_LitEx_Yr | Lighting | FRACTION | SmrDsn | 2014-01-01 | 2014-12-31 | Constant | 1 | [23 empty] | From eQ_Lib.dat in MASControl 2017
D_Mtl_GRm24_LitEx_Yr | Lighting | FRACTION | WntrDsn | 2014-01-01 | 2014-12-31 | Constant | 0 | [23 empty] | From eQ_Lib.dat in MASControl 2017
D_Mtl_GRm24_LitEx_Yr | Lighting | FRACTION | Default¦Hol | 2014-01-01 | 2014-12-31 | Constant | 1 | [23 empty] | From eQ_Lib.dat in MASControl 2017
D_Mtl_GRm24_LitLF_Yr | Lighting | FRACTION | SmrDsn | 2014-01-01 | 2014-12-31 | Constant | 1 | [23 empty] | From eQ_Lib.dat in MASControl 2017
D_Mtl_GRm24_LitLF_Yr | Lighting | FRACTION | WntrDsn | 2014-01-01 | 2014-12-31 | Constant | 0 | [23 empty] | From eQ_Lib.dat in MASControl 2017
D_Mtl_GRm24_LitLF_Yr | Lighting | FRACTION | Default¦Hol | 2014-01-01 | 2014-12-31 | Hourly | 0.0867 | 0.0632 | 0.0512 | 0.0443 | 0.0426 | 0.0609 | 0.0818 | 0.1227 | 0.1585 | 0.163 | 0.1695 | 0.1465 | 0.1343 | 0.1325 | 0.1212 | 0.1062 | 0.1295 | 0.1545 | 0.1916 | 0.2064 | 0.2116 | 0.2088 | 0.1843 | 0.1285 | From eQ_Lib.dat in MASControl 2017
D_Mtl_GRm24_LitSp_Yr | Lighting | FRACTION | SmrDsn | 2014-01-01 | 2014-12-31 | Constant | 1 | [23 empty] | From eQ_Lib.dat in MASControl 2017
D_Mtl_GRm24_LitSp_Yr | Lighting | FRACTION | WntrDsn | 2014-01-01 | 2014-12-31 | Constant | 0 | [23 empty] | From eQ_Lib.dat in MASControl 2017
D_Mtl_GRm24_LitSp_Yr | Lighting | FRACTION | Default¦Hol | 2014-01-01 | 2014-12-31 | Hourly | 0.0867 | 0.0632 | 0.0512 | 0.0443 | 0.0426 | 0.0609 | 0.0818 | 0.1227 | 0.1585 | 0.163 | 0.1695 | 0.1465 | 0.1343 | 0.1325 | 0.1212 | 0.1062 | 0.1295 | 0.1545 | 0.1916 | 0.2064 | 0.2116 | 0.2088 | 0.1843 | 0.1285 | From eQ_Lib.dat in MASControl 2017
D_Mtl_GRmU_LitCFL_Yr | Lighting | FRACTION | SmrDsn | 2014-01-01 | 2014-12-31 | Constant | 1 | [23 empty] | From eQ_Lib.dat in MASControl 2017
D_Mtl_GRmU_LitCFL_Yr | Lighting | FRACTION | WntrDsn | 2014-01-01 | 2014-12-31 | Constant | 0 | [23 empty] | From eQ_Lib.dat in MASControl 2017
D_Mtl_GRmU_LitCFL_Yr | Lighting | FRACTION | Default¦Hol | 2014-01-01 | 2014-12-31 | Constant | 0 | [23 empty] | From eQ_Lib.dat in MASControl 2017
D_Mtl_GRmU_LitEx_Yr | Lighting | FRACTION | SmrDsn | 2014-01-01 | 2014-12-31 | Constant | 1 | [23 empty] | From eQ_Lib.dat in MASControl 2017
D_Mtl_GRmU_LitEx_Yr | Lighting | FRACTION | WntrDsn | 2014-01-01 | 2014-12-31 | Constant | 0 | [23 empty] | From eQ_Lib.dat in MASControl 2017
D_Mtl_GRmU_LitEx_Yr | Lighting | FRACTION | Default¦Hol | 2014-01-01 | 2014-12-31 | Constant | 1 | [23 empty] | From eQ_Lib.dat in MASControl 2017
D_Mtl_GRmU_LitLF_Yr | Lighting | FRACTION | SmrDsn | 2014-01-01 | 2014-12-31 | Constant | 1 | [23 empty] | From eQ_Lib.dat in MASControl 2017
D_Mtl_GRmU_LitLF_Yr | Lighting | FRACTION | WntrDsn | 2014-01-01 | 2014-12-31 | Constant | 0 | [23 empty] | From eQ_Lib.dat in MASControl 2017
D_Mtl_GRmU_LitLF_Yr | Lighting | FRACTION | Default¦Hol | 2014-01-01 | 2014-12-31 | Constant | 0 | [23 empty] | From eQ_Lib.dat in MASControl 2017
D_Mtl_GRmU_LitSp_Yr | Lighting | FRACTION | SmrDsn | 2014-01-01 | 2014-12-31 | Constant | 1 | [23 empty] | From eQ_Lib.dat in MASControl 2017
D_Mtl_GRmU_LitSp_Yr | Lighting | FRACTION | WntrDsn | 2014-01-01 | 2014-12-31 | Constant | 0 | [23 empty] | From eQ_Lib.dat in MASControl 2017
D_Mtl_GRmU_LitSp_Yr | Lighting | FRACTION | Default¦Hol | 2014-01-01 | 2014-12-31 | Constant | 0 | [23 empty] | From eQ_Lib.dat in MASControl 2017
D_Mtl_OffGen_LitCFL_Yr | Lighting | FRACTION | SmrDsn | 2014-01-01 | 2014-12-31 | Constant | 1 | [23 empty] | From eQ_Lib.dat in MASControl 2017
D_Mtl_OffGen_LitCFL_Yr | Lighting | FRACTION | WntrDsn | 2014-01-01 | 2014-12-31 | Constant | 0 | [23 empty] | From eQ_Lib.dat in MASControl 2017
D_Mtl_OffGen_LitCFL_Yr | Lighting | FRACTION | Default¦Hol | 2014-01-01 | 2014-12-31 | Constant | 0.7 | [23 empty] | From eQ_Lib.dat in MASControl 2017
D_Mtl_OffGen_LitEx_Yr | Lighting | FRACTION | SmrDsn | 2014-01-01 | 2014-12-31 | Constant | 1 | [23 empty] | From eQ_Lib.dat in MASControl 2017
D_Mtl_OffGen_LitEx_Yr | Lighting | FRACTION | WntrDsn | 2014-01-01 | 2014-12-31 | Constant | 0 | [23 empty] | From eQ_Lib.dat in MASControl 2017
D_Mtl_OffGen_LitEx_Yr | Lighting | FRACTION | Default¦Hol | 2014-01-01 | 2014-12-31 | Constant | 1 | [23 empty] | From eQ_Lib.dat in MASControl 2017
D_Mtl_OffGen_LitLF_Yr | Lighting | FRACTION | SmrDsn | 2014-01-01 | 2014-12-31 | Constant | 1 | [23 empty] | From eQ_Lib.dat in MASControl 2017
D_Mtl_OffGen_LitLF_Yr | Lighting | FRACTION | WntrDsn | 2014-01-01 | 2014-12-31 | Constant | 0 | [23 empty] | From eQ_Lib.dat in MASControl 2017
D_Mtl_OffGen_LitLF_Yr | Lighting | FRACTION | Default¦Hol | 2014-01-01 | 2014-12-31 | Constant | 0.7 | [23 empty] | From eQ_Lib.dat in MASControl 2017
D_Mtl_OffGen_LitSp_Yr | Lighting | FRACTION | SmrDsn | 2014-01-01 | 2014-12-31 | Constant | 1 | [23 empty] | From eQ_Lib.dat in MASControl 2017
D_Mtl_OffGen_LitSp_Yr | Lighting | FRACTION | WntrDsn | 2014-01-01 | 2014-12-31 | Constant | 0 | [23 empty] | From eQ_Lib.dat in MASControl 2017
D_Mtl_OffGen_LitSp_Yr | Lighting | FRACTION | Default¦Hol | 2014-01-01 | 2014-12-31 | Constant | 0.7 | [23 empty] | From eQ_Lib.dat in MASControl 2017
D_Nrs_Cordr_LitCFL_Yr | Lighting | FRACTION | SmrDsn | 2014-01-01 | 2014-12-31 | Constant | 1 | [23 empty] | From eQ_Lib.dat in MASControl 2017
D_Nrs_Cordr_LitCFL_Yr | Lighting | FRACTION | WntrDsn | 2014-01-01 | 2014-12-31 | Constant | 0 | [23 empty] | From eQ_Lib.dat in MASControl 2017
D_Nrs_Cordr_LitCFL_Yr | Lighting | FRACTION | Default¦Hol | 2014-01-01 | 2014-12-31 | Constant | 0.6 | [23 empty] | From eQ_Lib.dat in MASControl 2017
D_Nrs_Cordr_LitEx_Yr | Lighting | FRACTION | SmrDsn | 2014-01-01 | 2014-12-31 | Constant | 1 | [23 empty] | From eQ_Lib.dat in MASControl 2017
D_Nrs_Cordr_LitEx_Yr | Lighting | FRACTION | WntrDsn | 2014-01-01 | 2014-12-31 | Constant | 0 | [23 empty] | From eQ_Lib.dat in MASControl 2017
D_Nrs_Cordr_LitEx_Yr | Lighting | FRACTION | Default¦Hol | 2014-01-01 | 2014-12-31 | Constant | 1 | [23 empty] | From eQ_Lib.dat in MASControl 2017
D_Nrs_Cordr_LitLF_Yr | Lighting | FRACTION | SmrDsn | 2014-01-01 | 2014-12-31 | Constant | 1 | [23 empty] | From eQ_Lib.dat in MASControl 2017
D_Nrs_Cordr_LitLF_Yr | Lighting | FRACTION | WntrDsn | 2014-01-01 | 2014-12-31 | Constant | 0 | [23 empty] | From eQ_Lib.dat in MASControl 2017
D_Nrs_Cordr_LitLF_Yr | Lighting | FRACTION | Default¦Hol | 2014-01-01 | 2014-12-31 | Constant | 0.9 | [23 empty] | From eQ_Lib.dat in MASControl 2017
D_Nrs_Cordr_LitSp_Yr | Lighting | FRACTION | SmrDsn | 2014-01-01 | 2014-12-31 | Constant | 1 | [23 empty] | From eQ_Lib.dat in MASControl 2017
D_Nrs_Cordr_LitSp_Yr | Lighting | FRACTION | WntrDsn | 2014-01-01 | 2014-12-31 | Constant | 0 | [23 empty] | From eQ_Lib.dat in MASControl 2017
D_Nrs_Cordr_LitSp_Yr | Lighting | FRACTION | Default¦Hol | 2014-01-01 | 2014-12-31 | Constant | 0.9 | [23 empty] | From eQ_Lib.dat in MASControl 2017
D_Nrs_FacMnt_LitCFL_Yr | Lighting | FRACTION | SmrDsn | 2014-01-01 | 2014-12-31 | Constant | 1 | [23 empty] | From eQ_Lib.dat in MASControl 2017
D_Nrs_FacMnt_LitCFL_Yr | Lighting | FRACTION | WntrDsn | 2014-01-01 | 2014-12-31 | Constant | 0 | [23 empty] | From eQ_Lib.dat in MASControl 2017
D_Nrs_FacMnt_LitCFL_Yr | Lighting | FRACTION | Default¦Hol | 2014-01-01 | 2014-12-31 | Hourly | 0.125 | 0.125 | 0.125 | 0.125 | 0.125 | 0.125 | 0.125 | 0.125 | 0.625 | 0.625 | 0.625 | 0.625 | 0.625 | 0.625 | 0.625 | 0.625 | 0.625 | 0.625 | 0.625 | 0.625 | 0.625 | 0.125 | 0.125 | 0.125 | From eQ_Lib.dat in MASControl 2017
D_Nrs_FacMnt_LitEx_Yr | Lighting | FRACTION | SmrDsn | 2014-01-01 | 2014-12-31 | Constant | 1 | [23 empty] | From eQ_Lib.dat in MASControl 2017
D_Nrs_FacMnt_LitEx_Yr | Lighting | FRACTION | WntrDsn | 2014-01-01 | 2014-12-31 | Constant | 0 | [23 empty] | From eQ_Lib.dat in MASControl 2017
D_Nrs_FacMnt_LitEx_Yr | Lighting | FRACTION | Default¦Hol | 2014-01-01 | 2014-12-31 | Constant | 1 | [23 empty] | From eQ_Lib.dat in MASControl 2017
D_Nrs_FacMnt_LitLF_Yr | Lighting | FRACTION | SmrDsn | 2014-01-01 | 2014-12-31 | Constant | 1 | [23 empty] | From eQ_Lib.dat in MASControl 2017
D_Nrs_FacMnt_LitLF_Yr | Lighting | FRACTION | WntrDsn | 2014-01-01 | 2014-12-31 | Constant | 0 | [23 empty] | From eQ_Lib.dat in MASControl 2017
D_Nrs_FacMnt_LitLF_Yr | Lighting | FRACTION | Default¦Hol | 2014-01-01 | 2014-12-31 | Hourly | 0.1 | 0.1 | 0.1 | 0.1 | 0.1 | 0.1 | 0.1 | 0.1 | 0.7 | 0.7 | 0.7 | 0.7 | 0.7 | 0.7 | 0.7 | 0.7 | 0.7 | 0.7 | 0.7 | 0.7 | 0.7 | 0.1 | 0.1 | 0.1 | From eQ_Lib.dat in MASControl 2017
D_Nrs_FacMnt_LitSp_Yr | Lighting | FRACTION | SmrDsn | 2014-01-01 | 2014-12-31 | Constant | 1 | [23 empty] | From eQ_Lib.dat in MASControl 2017
D_Nrs_FacMnt_LitSp_Yr | Lighting | FRACTION | WntrDsn | 2014-01-01 | 2014-12-31 | Constant | 0 | [23 empty] | From eQ_Lib.dat in MASControl 2017
D_Nrs_FacMnt_LitSp_Yr | Lighting | FRACTION | Default¦Hol | 2014-01-01 | 2014-12-31 | Hourly | 0.1 | 0.1 | 0.1 | 0.1 | 0.1 | 0.1 | 0.1 | 0.1 | 0.7 | 0.7 | 0.7 | 0.7 | 0.7 | 0.7 | 0.7 | 0.7 | 0.7 | 0.7 | 0.7 | 0.7 | 0.7 | 0.1 | 0.1 | 0.1 | From eQ_Lib.dat in MASControl 2017
D_Nrs_Ktchn_LitCFL_Yr | Lighting | FRACTION | SmrDsn | 2014-01-01 | 2014-12-31 | Constant | 1 | [23 empty] | From eQ_Lib.dat in MASControl 2017
D_Nrs_Ktchn_LitCFL_Yr | Lighting | FRACTION | WntrDsn | 2014-01-01 | 2014-12-31 | Constant | 0 | [23 empty] | From eQ_Lib.dat in MASControl 2017
D_Nrs_Ktchn_LitCFL_Yr | Lighting | FRACTION | Default¦Hol | 2014-01-01 | 2014-12-31 | Hourly | 0.125 | 0.125 | 0.125 | 0.125 | 0.125 | 0.125 | 0.125 | 0.6 | 0.6 | 0.6 | 0.6 | 0.6 | 0.6 | 0.6 | 0.6 | 0.6 | 0.6 | 0.6 | 0.6 | 0.6 | 0.6 | 0.125 | 0.125 | 0.125 | From eQ_Lib.dat in MASControl 2017
D_Nrs_Ktchn_LitEx_Yr | Lighting | FRACTION | SmrDsn | 2014-01-01 | 2014-12-31 | Constant | 1 | [23 empty] | From eQ_Lib.dat in MASControl 2017
D_Nrs_Ktchn_LitEx_Yr | Lighting | FRACTION | WntrDsn | 2014-01-01 | 2014-12-31 | Constant | 0 | [23 empty] | From eQ_Lib.dat in MASControl 2017
D_Nrs_Ktchn_LitEx_Yr | Lighting | FRACTION | Default¦Hol | 2014-01-01 | 2014-12-31 | Constant | 1 | [23 empty] | From eQ_Lib.dat in MASControl 2017
D_Nrs_Ktchn_LitLF_Yr | Lighting | FRACTION | SmrDsn | 2014-01-01 | 2014-12-31 | Constant | 1 | [23 empty] | From eQ_Lib.dat in MASControl 2017
D_Nrs_Ktchn_LitLF_Yr | Lighting | FRACTION | WntrDsn | 2014-01-01 | 2014-12-31 | Constant | 0 | [23 empty] | From eQ_Lib.dat in MASControl 2017
D_Nrs_Ktchn_LitLF_Yr | Lighting | FRACTION | Default¦Hol | 2014-01-01 | 2014-12-31 | Hourly | 0.1 | 0.1 | 0.1 | 0.1 | 0.1 | 0.1 | 0.1 | 0.675 | 0.675 | 0.675 | 0.675 | 0.675 | 0.675 | 0.675 | 0.675 | 0.675 | 0.675 | 0.675 | 0.675 | 0.675 | 0.675 | 0.1 | 0.1 | 0.1 | From eQ_Lib.dat in MASControl 2017
D_Nrs_Ktchn_LitSp_Yr | Lighting | FRACTION | SmrDsn | 2014-01-01 | 2014-12-31 | Constant | 1 | [23 empty] | From eQ_Lib.dat in MASControl 2017
D_Nrs_Ktchn_LitSp_Yr | Lighting | FRACTION | WntrDsn | 2014-01-01 | 2014-12-31 | Constant | 0 | [23 empty] | From eQ_Lib.dat in MASControl 2017
D_Nrs_Ktchn_LitSp_Yr | Lighting | FRACTION | Default¦Hol | 2014-01-01 | 2014-12-31 | Hourly | 0.1 | 0.1 | 0.1 | 0.1 | 0.1 | 0.1 | 0.1 | 0.675 | 0.675 | 0.675 | 0.675 | 0.675 | 0.675 | 0.675 | 0.675 | 0.675 | 0.675 | 0.675 | 0.675 | 0.675 | 0.675 | 0.1 | 0.1 | 0.1 | From eQ_Lib.dat in MASControl 2017
D_Nrs_OffGen_LitCFL_Yr | Lighting | FRACTION | SmrDsn | 2014-01-01 | 2014-12-31 | Constant | 1 | [23 empty] | From eQ_Lib.dat in MASControl 2017
D_Nrs_OffGen_LitCFL_Yr | Lighting | FRACTION | WntrDsn | 2014-01-01 | 2014-12-31 | Constant | 0 | [23 empty] | From eQ_Lib.dat in MASControl 2017
D_Nrs_OffGen_LitCFL_Yr | Lighting | FRACTION | Default¦Hol | 2014-01-01 | 2014-12-31 | Hourly | 0.125 | 0.125 | 0.125 | 0.125 | 0.125 | 0.125 | 0.125 | 0.6 | 0.6 | 0.6 | 0.6 | 0.6 | 0.6 | 0.6 | 0.6 | 0.6 | 0.6 | 0.6 | 0.6 | 0.6 | 0.6 | 0.125 | 0.125 | 0.125 | From eQ_Lib.dat in MASControl 2017
D_Nrs_OffGen_LitEx_Yr | Lighting | FRACTION | SmrDsn | 2014-01-01 | 2014-12-31 | Constant | 1 | [23 empty] | From eQ_Lib.dat in MASControl 2017
D_Nrs_OffGen_LitEx_Yr | Lighting | FRACTION | WntrDsn | 2014-01-01 | 2014-12-31 | Constant | 0 | [23 empty] | From eQ_Lib.dat in MASControl 2017
D_Nrs_OffGen_LitEx_Yr | Lighting | FRACTION | Default¦Hol | 2014-01-01 | 2014-12-31 | Constant | 1 | [23 empty] | From eQ_Lib.dat in MASControl 2017
D_Nrs_OffGen_LitLF_Yr | Lighting | FRACTION | SmrDsn | 2014-01-01 | 2014-12-31 | Constant | 1 | [23 empty] | From eQ_Lib.dat in MASControl 2017
D_Nrs_OffGen_LitLF_Yr | Lighting | FRACTION | WntrDsn | 2014-01-01 | 2014-12-31 | Constant | 0 | [23 empty] | From eQ_Lib.dat in MASControl 2017
D_Nrs_OffGen_LitLF_Yr | Lighting | FRACTION | Default¦Hol | 2014-01-01 | 2014-12-31 | Hourly | 0.1 | 0.1 | 0.1 | 0.1 | 0.1 | 0.1 | 0.1 | 0.7 | 0.7 | 0.7 | 0.7 | 0.7 | 0.7 | 0.7 | 0.7 | 0.7 | 0.7 | 0.7 | 0.7 | 0.7 | 0.7 | 0.1 | 0.1 | 0.1 | From eQ_Lib.dat in MASControl 2017
D_Nrs_OffGen_LitSp_Yr | Lighting | FRACTION | SmrDsn | 2014-01-01 | 2014-12-31 | Constant | 1 | [23 empty] | From eQ_Lib.dat in MASControl 2017
D_Nrs_OffGen_LitSp_Yr | Lighting | FRACTION | WntrDsn | 2014-01-01 | 2014-12-31 | Constant | 0 | [23 empty] | From eQ_Lib.dat in MASControl 2017
D_Nrs_OffGen_LitSp_Yr | Lighting | FRACTION | Default¦Hol | 2014-01-01 | 2014-12-31 | Hourly | 0.1 | 0.1 | 0.1 | 0.1 | 0.1 | 0.1 | 0.1 | 0.7 | 0.7 | 0.7 | 0.7 | 0.7 | 0.7 | 0.7 | 0.7 | 0.7 | 0.7 | 0.7 | 0.7 | 0.7 | 0.7 | 0.1 | 0.1 | 0.1 | From eQ_Lib.dat in MASControl 2017
D_Nrs_Patient_LitCFL_Yr | Lighting | FRACTION | SmrDsn | 2014-01-01 | 2014-12-31 | Constant | 1 | [23 empty] | From eQ_Lib.dat in MASControl 2017
D_Nrs_Patient_LitCFL_Yr | Lighting | FRACTION | WntrDsn | 2014-01-01 | 2014-12-31 | Constant | 0 | [23 empty] | From eQ_Lib.dat in MASControl 2017
D_Nrs_Patient_LitCFL_Yr | Lighting | FRACTION | Default¦Hol | 2014-01-01 | 2014-12-31 | Hourly | 0.175 | 0.175 | 0.175 | 0.175 | 0.175 | 0.43 | 0.6 | 0.4867 | 0.4867 | 0.4867 | 0.4867 | 0.4867 | 0.4867 | 0.4867 | 0.4867 | 0.4867 | 0.4867 | 0.4867 | 0.4867 | 0.4867 | 0.4867 | 0.43 | 0.26 | 0.26 | From eQ_Lib.dat in MASControl 2017
D_Nrs_Patient_LitEx_Yr | Lighting | FRACTION | SmrDsn | 2014-01-01 | 2014-12-31 | Constant | 1 | [23 empty] | From eQ_Lib.dat in MASControl 2017
D_Nrs_Patient_LitEx_Yr | Lighting | FRACTION | WntrDsn | 2014-01-01 | 2014-12-31 | Constant | 0 | [23 empty] | From eQ_Lib.dat in MASControl 2017
D_Nrs_Patient_LitEx_Yr | Lighting | FRACTION | Default¦Hol | 2014-01-01 | 2014-12-31 | Constant | 1 | [23 empty] | From eQ_Lib.dat in MASControl 2017
D_Nrs_Patient_LitLF_Yr | Lighting | FRACTION | SmrDsn | 2014-01-01 | 2014-12-31 | Constant | 1 | [23 empty] | From eQ_Lib.dat in MASControl 2017
D_Nrs_Patient_LitLF_Yr | Lighting | FRACTION | WntrDsn | 2014-01-01 | 2014-12-31 | Constant | 0 | [23 empty] | From eQ_Lib.dat in MASControl 2017
D_Nrs_Patient_LitLF_Yr | Lighting | FRACTION | Default¦Hol | 2014-01-01 | 2014-12-31 | Hourly | 0.15 | 0.15 | 0.15 | 0.15 | 0.15 | 0.54 | 0.8 | 0.6267 | 0.6267 | 0.6267 | 0.6267 | 0.6267 | 0.6267 | 0.6267 | 0.6267 | 0.6267 | 0.6267 | 0.6267 | 0.6267 | 0.6267 | 0.6267 | 0.54 | 0.28 | 0.28 | From eQ_Lib.dat in MASControl 2017
D_Nrs_Patient_LitSp_Yr | Lighting | FRACTION | SmrDsn | 2014-01-01 | 2014-12-31 | Constant | 1 | [23 empty] | From eQ_Lib.dat in MASControl 2017
D_Nrs_Patient_LitSp_Yr | Lighting | FRACTION | WntrDsn | 2014-01-01 | 2014-12-31 | Constant | 0 | [23 empty] | From eQ_Lib.dat in MASControl 2017
D_Nrs_Patient_LitSp_Yr | Lighting | FRACTION | Default¦Hol | 2014-01-01 | 2014-12-31 | Hourly | 0.15 | 0.15 | 0.15 | 0.15 | 0.15 | 0.54 | 0.8 | 0.6267 | 0.6267 | 0.6267 | 0.6267 | 0.6267 | 0.6267 | 0.6267 | 0.6267 | 0.6267 | 0.6267 | 0.6267 | 0.6267 | 0.6267 | 0.6267 | 0.54 | 0.28 | 0.28 | From eQ_Lib.dat in MASControl 2017
D_OfL_All_LitCFL_Yr | Lighting | FRACTION | Default¦Wkdy | 2014-01-01 | 2014-12-31 | Hourly | 0.24 | 0.24 | 0.24 | 0.24 | 0.24 | 0.24 | 0.24 | 0.5733 | 0.6178 | 0.6178 | 0.64 | 0.64 | 0.5733 | 0.5733 | 0.6178 | 0.6178 | 0.64 | 0.5733 | 0.5289 | 0.4844 | 0.3956 | 0.3511 | 0.3067 | 0.3067 | From eQ_Lib.dat in MASControl 2017
D_OfL_All_LitCFL_Yr | Lighting | FRACTION | Sat | 2014-01-01 | 2014-12-31 | Hourly | 0.12 | 0.12 | 0.12 | 0.12 | 0.12 | 0.12 | 0.12 | 0.2518 | 0.2706 | 0.2706 | 0.28 | 0.28 | 0.2518 | 0.2518 | 0.2706 | 0.2706 | 0.28 | 0.12 | 0.12 | 0.12 | 0.12 | 0.12 | 0.12 | 0.12 | From eQ_Lib.dat in MASControl 2017
D_OfL_All_LitCFL_Yr | Lighting | FRACTION | Sun | 2014-01-01 | 2014-12-31 | Constant | 0.05 | [23 empty] | From eQ_Lib.dat in MASControl 2017
D_OfL_All_LitCFL_Yr | Lighting | FRACTION | WntrDsn | 2014-01-01 | 2014-12-31 | Constant | 0 | [23 empty] | From eQ_Lib.dat in MASControl 2017
D_OfL_All_LitCFL_Yr | Lighting | FRACTION | SmrDsn | 2014-01-01 | 2014-12-31 | Constant | 1 | [23 empty] | From eQ_Lib.dat in MASControl 2017
D_OfL_All_LitCFL_Yr | Lighting | FRACTION | Hol | 2014-01-01 | 2014-12-31 | Constant | 0.05 | [23 empty] | From eQ_Lib.dat in MASControl 2017
D_OfL_All_LitEx_Yr | Lighting | FRACTION | SmrDsn | 2014-01-01 | 2014-12-31 | Constant | 1 | [23 empty] | From eQ_Lib.dat in MASControl 2017
D_OfL_All_LitEx_Yr | Lighting | FRACTION | WntrDsn | 2014-01-01 | 2014-12-31 | Constant | 0 | [23 empty] | From eQ_Lib.dat in MASControl 2017
D_OfL_All_LitEx_Yr | Lighting | FRACTION | Default¦Hol | 2014-01-01 | 2014-12-31 | Constant | 1 | [23 empty] | From eQ_Lib.dat in MASControl 2017
D_OfL_All_LitLF_Yr | Lighting | FRACTION | Default¦Wkdy | 2014-01-01 | 2014-12-31 | Hourly | 0.055 | 0.055 | 0.055 | 0.055 | 0.11 | 0.18 | 0.28 | 0.45 | 0.7 | 0.73 | 0.73 | 0.73 | 0.73 | 0.73 | 0.73 | 0.73 | 0.67 | 0.57 | 0.43 | 0.3 | 0.2 | 0.15 | 0.1 | 0.1 | From eQ_Lib.dat in MASControl 2017
D_OfL_All_LitLF_Yr | Lighting | FRACTION | Sat | 2014-01-01 | 2014-12-31 | Hourly | 0.05 | 0.05 | 0.05 | 0.05 | 0.05 | 0.05 | 0.05 | 0.2147 | 0.25 | 0.25 | 0.25 | 0.25 | 0.25 | 0.25 | 0.25 | 0.25 | 0.25 | 0.05 | 0.05 | 0.05 | 0.05 | 0.05 | 0.05 | 0.05 | From eQ_Lib.dat in MASControl 2017
D_OfL_All_LitLF_Yr | Lighting | FRACTION | Sun | 2014-01-01 | 2014-12-31 | Constant | 0.05 | [23 empty] | From eQ_Lib.dat in MASControl 2017
D_OfL_All_LitLF_Yr | Lighting | FRACTION | WntrDsn | 2014-01-01 | 2014-12-31 | Constant | 0 | [23 empty] | From eQ_Lib.dat in MASControl 2017
D_OfL_All_LitLF_Yr | Lighting | FRACTION | SmrDsn | 2014-01-01 | 2014-12-31 | Constant | 1 | [23 empty] | From eQ_Lib.dat in MASControl 2017
D_OfL_All_LitLF_Yr | Lighting | FRACTION | Hol | 2014-01-01 | 2014-12-31 | Constant | 0.05 | [23 empty] | From eQ_Lib.dat in MASControl 2017
D_OfL_All_LitSp_Yr | Lighting | FRACTION | Default¦Wkdy | 2014-01-01 | 2014-12-31 | Hourly | 0.055 | 0.055 | 0.055 | 0.055 | 0.11 | 0.18 | 0.28 | 0.45 | 0.7 | 0.73 | 0.73 | 0.73 | 0.73 | 0.73 | 0.73 | 0.73 | 0.67 | 0.57 | 0.43 | 0.3 | 0.2 | 0.15 | 0.1 | 0.1 | From eQ_Lib.dat in MASControl 2017
D_OfL_All_LitSp_Yr | Lighting | FRACTION | Sat | 2014-01-01 | 2014-12-31 | Hourly | 0.05 | 0.05 | 0.05 | 0.05 | 0.05 | 0.05 | 0.05 | 0.2147 | 0.25 | 0.25 | 0.25 | 0.25 | 0.25 | 0.25 | 0.25 | 0.25 | 0.25 | 0.05 | 0.05 | 0.05 | 0.05 | 0.05 | 0.05 | 0.05 | From eQ_Lib.dat in MASControl 2017
D_OfL_All_LitSp_Yr | Lighting | FRACTION | Sun | 2014-01-01 | 2014-12-31 | Constant | 0.05 | [23 empty] | From eQ_Lib.dat in MASControl 2017
D_OfL_All_LitSp_Yr | Lighting | FRACTION | WntrDsn | 2014-01-01 | 2014-12-31 | Constant | 0 | [23 empty] | From eQ_Lib.dat in MASControl 2017
D_OfL_All_LitSp_Yr | Lighting | FRACTION | SmrDsn | 2014-01-01 | 2014-12-31 | Constant | 1 | [23 empty] | From eQ_Lib.dat in MASControl 2017
D_OfL_All_LitSp_Yr | Lighting | FRACTION | Hol | 2014-01-01 | 2014-12-31 | Constant | 0.05 | [23 empty] | From eQ_Lib.dat in MASControl 2017
D_OfS_All_LitCFL_Yr | Lighting | FRACTION | Default¦Wkdy | 2014-01-01 | 2014-12-31 | Hourly | 0.24 | 0.24 | 0.24 | 0.24 | 0.24 | 0.24 | 0.24 | 0.6233 | 0.6744 | 0.6744 | 0.7 | 0.7 | 0.6233 | 0.6233 | 0.6744 | 0.6744 | 0.6744 | 0.5722 | 0.3678 | 0.24 | 0.24 | 0.24 | 0.24 | 0.24 | From eQ_Lib.dat in MASControl 2017
D_OfS_All_LitCFL_Yr | Lighting | FRACTION | Sat | 2014-01-01 | 2014-12-31 | Hourly | 0.12 | 0.12 | 0.12 | 0.12 | 0.12 | 0.12 | 0.12 | 0.2478 | 0.35 | 0.35 | 0.35 | 0.35 | 0.2989 | 0.35 | 0.35 | 0.35 | 0.35 | 0.12 | 0.12 | 0.12 | 0.12 | 0.12 | 0.12 | 0.12 | From eQ_Lib.dat in MASControl 2017
D_OfS_All_LitCFL_Yr | Lighting | FRACTION | Sun | 2014-01-01 | 2014-12-31 | Constant | 0.05 | [23 empty] | From eQ_Lib.dat in MASControl 2017
D_OfS_All_LitCFL_Yr | Lighting | FRACTION | WntrDsn | 2014-01-01 | 2014-12-31 | Constant | 0 | [23 empty] | From eQ_Lib.dat in MASControl 2017
D_OfS_All_LitCFL_Yr | Lighting | FRACTION | SmrDsn | 2014-01-01 | 2014-12-31 | Constant | 1 | [23 empty] | From eQ_Lib.dat in MASControl 2017
D_OfS_All_LitCFL_Yr | Lighting | FRACTION | Hol | 2014-01-01 | 2014-12-31 | Constant | 0.05 | [23 empty] | From eQ_Lib.dat in MASControl 2017
D_OfS_All_LitEx_Yr | Lighting | FRACTION | SmrDsn | 2014-01-01 | 2014-12-31 | Constant | 1 | [23 empty] | From eQ_Lib.dat in MASControl 2017
D_OfS_All_LitEx_Yr | Lighting | FRACTION | WntrDsn | 2014-01-01 | 2014-12-31 | Constant | 0 | [23 empty] | From eQ_Lib.dat in MASControl 2017
D_OfS_All_LitEx_Yr | Lighting | FRACTION | Default¦Hol | 2014-01-01 | 2014-12-31 | Constant | 1 | [23 empty] | From eQ_Lib.dat in MASControl 2017
D_OfS_All_LitLF_Yr | Lighting | FRACTION | Default¦Wkdy | 2014-01-01 | 2014-12-31 | Hourly | 0.055 | 0.055 | 0.055 | 0.055 | 0.11 | 0.16 | 0.26 | 0.5 | 0.67 | 0.74 | 0.74 | 0.74 | 0.74 | 0.74 | 0.74 | 0.7 | 0.64 | 0.5 | 0.31 | 0.22 | 0.18 | 0.14 | 0.1 | 0.1 | From eQ_Lib.dat in MASControl 2017
D_OfS_All_LitLF_Yr | Lighting | FRACTION | Sat | 2014-01-01 | 2014-12-31 | Hourly | 0.05 | 0.05 | 0.05 | 0.05 | 0.05 | 0.05 | 0.05 | 0.2167 | 0.32 | 0.32 | 0.32 | 0.32 | 0.32 | 0.32 | 0.32 | 0.32 | 0.32 | 0.05 | 0.05 | 0.05 | 0.05 | 0.05 | 0.05 | 0.05 | From eQ_Lib.dat in MASControl 2017
D_OfS_All_LitLF_Yr | Lighting | FRACTION | Sun | 2014-01-01 | 2014-12-31 | Constant | 0.05 | [23 empty] | From eQ_Lib.dat in MASControl 2017
D_OfS_All_LitLF_Yr | Lighting | FRACTION | WntrDsn | 2014-01-01 | 2014-12-31 | Constant | 0 | [23 empty] | From eQ_Lib.dat in MASControl 2017
D_OfS_All_LitLF_Yr | Lighting | FRACTION | SmrDsn | 2014-01-01 | 2014-12-31 | Constant | 1 | [23 empty] | From eQ_Lib.dat in MASControl 2017
D_OfS_All_LitLF_Yr | Lighting | FRACTION | Hol | 2014-01-01 | 2014-12-31 | Constant | 0.05 | [23 empty] | From eQ_Lib.dat in MASControl 2017
D_OfS_All_LitSp_Yr | Lighting | FRACTION | Default¦Wkdy | 2014-01-01 | 2014-12-31 | Hourly | 0.055 | 0.055 | 0.055 | 0.055 | 0.11 | 0.16 | 0.26 | 0.5 | 0.67 | 0.74 | 0.74 | 0.74 | 0.74 | 0.74 | 0.74 | 0.7 | 0.64 | 0.5 | 0.31 | 0.22 | 0.18 | 0.14 | 0.1 | 0.1 | From eQ_Lib.dat in MASControl 2017
D_OfS_All_LitSp_Yr | Lighting | FRACTION | Sat | 2014-01-01 | 2014-12-31 | Hourly | 0.05 | 0.05 | 0.05 | 0.05 | 0.05 | 0.05 | 0.05 | 0.2167 | 0.32 | 0.32 | 0.32 | 0.32 | 0.32 | 0.32 | 0.32 | 0.32 | 0.32 | 0.05 | 0.05 | 0.05 | 0.05 | 0.05 | 0.05 | 0.05 | From eQ_Lib.dat in MASControl 2017
D_OfS_All_LitSp_Yr | Lighting | FRACTION | Sun | 2014-01-01 | 2014-12-31 | Constant | 0.05 | [23 empty] | From eQ_Lib.dat in MASControl 2017
D_OfS_All_LitSp_Yr | Lighting | FRACTION | WntrDsn | 2014-01-01 | 2014-12-31 | Constant | 0 | [23 empty] | From eQ_Lib.dat in MASControl 2017
D_OfS_All_LitSp_Yr | Lighting | FRACTION | SmrDsn | 2014-01-01 | 2014-12-31 | Constant | 1 | [23 empty] | From eQ_Lib.dat in MASControl 2017
D_OfS_All_LitSp_Yr | Lighting | FRACTION | Hol | 2014-01-01 | 2014-12-31 | Constant | 0.05 | [23 empty] | From eQ_Lib.dat in MASControl 2017
D_RFF_Din_LitCFL_Yr | Lighting | FRACTION | Default¦Wkdy | 2014-01-01 | 2014-12-31 | Hourly | 0.14 | 0.14 | 0.14 | 0.14 | 0.14 | 0.2482 | 0.3563 | 0.3924 | 0.3924 | 0.3924 | 0.6447 | 0.8125 | 0.8125 | 0.8125 | 0.8125 | 0.8125 | 0.8125 | 0.8125 | 0.8125 | 0.8125 | 0.8125 | 0.8125 | 0.6 | 0.6 | From eQ_Lib.dat in MASControl 2017
D_RFF_Din_LitCFL_Yr | Lighting | FRACTION | Wknd | 2014-01-01 | 2014-12-31 | Hourly | 0.14 | 0.14 | 0.14 | 0.14 | 0.14 | 0.265 | 0.37 | 0.405 | 0.405 | 0.405 | 0.65 | 0.8125 | 0.8125 | 0.8125 | 0.8125 | 0.8125 | 0.8125 | 0.8125 | 0.8125 | 0.8125 | 0.8125 | 0.8125 | 0.6 | 0.6 | From eQ_Lib.dat in MASControl 2017
D_RFF_Din_LitCFL_Yr | Lighting | FRACTION | WntrDsn | 2014-01-01 | 2014-12-31 | Constant | 0 | [23 empty] | From eQ_Lib.dat in MASControl 2017
D_RFF_Din_LitCFL_Yr | Lighting | FRACTION | SmrDsn | 2014-01-01 | 2014-12-31 | Constant | 1 | [23 empty] | From eQ_Lib.dat in MASControl 2017
D_RFF_Din_LitCFL_Yr | Lighting | FRACTION | Hol | 2014-01-01 | 2014-12-31 | Hourly | 0.14 | 0.14 | 0.14 | 0.14 | 0.14 | 0.265 | 0.37 | 0.405 | 0.405 | 0.405 | 0.65 | 0.8125 | 0.8125 | 0.8125 | 0.8125 | 0.8125 | 0.8125 | 0.8125 | 0.8125 | 0.8125 | 0.8125 | 0.8125 | 0.6 | 0.6 | From eQ_Lib.dat in MASControl 2017
D_RFF_Din_LitEx_Yr | Lighting | FRACTION | SmrDsn | 2014-01-01 | 2014-12-31 | Constant | 1 | [23 empty] | From eQ_Lib.dat in MASControl 2017
D_RFF_Din_LitEx_Yr | Lighting | FRACTION | WntrDsn | 2014-01-01 | 2014-12-31 | Constant | 0 | [23 empty] | From eQ_Lib.dat in MASControl 2017
D_RFF_Din_LitEx_Yr | Lighting | FRACTION | Default¦Hol | 2014-01-01 | 2014-12-31 | Constant | 1 | [23 empty] | From eQ_Lib.dat in MASControl 2017
D_RFF_Din_LitLF_Yr | Lighting | FRACTION | Default¦Wkdy | 2014-01-01 | 2014-12-31 | Hourly | 0.14 | 0.14 | 0.14 | 0.14 | 0.14 | 0.2482 | 0.3563 | 0.3924 | 0.3924 | 0.3924 | 0.6447 | 0.8125 | 0.8125 | 0.8125 | 0.8125 | 0.8125 | 0.8125 | 0.8125 | 0.8125 | 0.8125 | 0.8125 | 0.8125 | 0.6 | 0.6 | From eQ_Lib.dat in MASControl 2017
D_RFF_Din_LitLF_Yr | Lighting | FRACTION | Wknd | 2014-01-01 | 2014-12-31 | Hourly | 0.14 | 0.14 | 0.14 | 0.14 | 0.14 | 0.265 | 0.37 | 0.405 | 0.405 | 0.405 | 0.65 | 0.8125 | 0.8125 | 0.8125 | 0.8125 | 0.8125 | 0.8125 | 0.8125 | 0.8125 | 0.8125 | 0.8125 | 0.8125 | 0.6 | 0.6 | From eQ_Lib.dat in MASControl 2017
D_RFF_Din_LitLF_Yr | Lighting | FRACTION | WntrDsn | 2014-01-01 | 2014-12-31 | Constant | 0 | [23 empty] | From eQ_Lib.dat in MASControl 2017
D_RFF_Din_LitLF_Yr | Lighting | FRACTION | SmrDsn | 2014-01-01 | 2014-12-31 | Constant | 1 | [23 empty] | From eQ_Lib.dat in MASControl 2017
D_RFF_Din_LitLF_Yr | Lighting | FRACTION | Hol | 2014-01-01 | 2014-12-31 | Hourly | 0.14 | 0.14 | 0.14 | 0.14 | 0.14 | 0.265 | 0.37 | 0.405 | 0.405 | 0.405 | 0.65 | 0.8125 | 0.8125 | 0.8125 | 0.8125 | 0.8125 | 0.8125 | 0.8125 | 0.8125 | 0.8125 | 0.8125 | 0.8125 | 0.6 | 0.6 | From eQ_Lib.dat in MASControl 2017
D_RFF_Din_LitSp_Yr | Lighting | FRACTION | Default¦Wkdy | 2014-01-01 | 2014-12-31 | Hourly | 0.14 | 0.14 | 0.14 | 0.14 | 0.14 | 0.2482 | 0.3563 | 0.3924 | 0.3924 | 0.3924 | 0.6447 | 0.8125 | 0.8125 | 0.8125 | 0.8125 | 0.8125 | 0.8125 | 0.8125 | 0.8125 | 0.8125 | 0.8125 | 0.8125 | 0.6 | 0.6 | From eQ_Lib.dat in MASControl 2017
D_RFF_Din_LitSp_Yr | Lighting | FRACTION | Wknd | 2014-01-01 | 2014-12-31 | Hourly | 0.14 | 0.14 | 0.14 | 0.14 | 0.14 | 0.265 | 0.37 | 0.405 | 0.405 | 0.405 | 0.65 | 0.8125 | 0.8125 | 0.8125 | 0.8125 | 0.8125 | 0.8125 | 0.8125 | 0.8125 | 0.8125 | 0.8125 | 0.8125 | 0.6 | 0.6 | From eQ_Lib.dat in MASControl 2017
D_RFF_Din_LitSp_Yr | Lighting | FRACTION | WntrDsn | 2014-01-01 | 2014-12-31 | Constant | 0 | [23 empty] | From eQ_Lib.dat in MASControl 2017
D_RFF_Din_LitSp_Yr | Lighting | FRACTION | SmrDsn | 2014-01-01 | 2014-12-31 | Constant | 1 | [23 empty] | From eQ_Lib.dat in MASControl 2017
D_RFF_Din_LitSp_Yr | Lighting | FRACTION | Hol | 2014-01-01 | 2014-12-31 | Hourly | 0.14 | 0.14 | 0.14 | 0.14 | 0.14 | 0.265 | 0.37 | 0.405 | 0.405 | 0.405 | 0.65 | 0.8125 | 0.8125 | 0.8125 | 0.8125 | 0.8125 | 0.8125 | 0.8125 | 0.8125 | 0.8125 | 0.8125 | 0.8125 | 0.6 | 0.6 | From eQ_Lib.dat in MASControl 2017
D_RFF_Ktchn_LitCFL_Yr | Lighting | FRACTION | SmrDsn | 2014-01-01 | 2014-12-31 | Constant | 1 | [23 empty] | From eQ_Lib.dat in MASControl 2017
D_RFF_Ktchn_LitCFL_Yr | Lighting | FRACTION | WntrDsn | 2014-01-01 | 2014-12-31 | Constant | 0 | [23 empty] | From eQ_Lib.dat in MASControl 2017
D_RFF_Ktchn_LitCFL_Yr | Lighting | FRACTION | Default¦Hol | 2014-01-01 | 2014-12-31 | Hourly | 0.05 | 0.05 | 0.05 | 0.05 | 0.3 | 0.3 | 0.3395 | 0.3711 | 0.3711 | 0.3711 | 0.5921 | 0.8125 | 0.8125 | 0.8125 | 0.8125 | 0.8125 | 0.8125 | 0.8125 | 0.8125 | 0.8125 | 0.8125 | 0.8125 | 0.7 | 0.7 | From eQ_Lib.dat in MASControl 2017
D_RFF_Ktchn_LitEx_Yr | Lighting | FRACTION | SmrDsn | 2014-01-01 | 2014-12-31 | Constant | 1 | [23 empty] | From eQ_Lib.dat in MASControl 2017
D_RFF_Ktchn_LitEx_Yr | Lighting | FRACTION | WntrDsn | 2014-01-01 | 2014-12-31 | Constant | 0 | [23 empty] | From eQ_Lib.dat in MASControl 2017
D_RFF_Ktchn_LitEx_Yr | Lighting | FRACTION | Default¦Hol | 2014-01-01 | 2014-12-31 | Constant | 1 | [23 empty] | From eQ_Lib.dat in MASControl 2017
D_RFF_Ktchn_LitLF_Yr | Lighting | FRACTION | SmrDsn | 2014-01-01 | 2014-12-31 | Constant | 1 | [23 empty] | From eQ_Lib.dat in MASControl 2017
D_RFF_Ktchn_LitLF_Yr | Lighting | FRACTION | WntrDsn | 2014-01-01 | 2014-12-31 | Constant | 0 | [23 empty] | From eQ_Lib.dat in MASControl 2017
D_RFF_Ktchn_LitLF_Yr | Lighting | FRACTION | Default¦Hol | 2014-01-01 | 2014-12-31 | Hourly | 0.05 | 0.05 | 0.05 | 0.05 | 0.3 | 0.3 | 0.3395 | 0.3711 | 0.3711 | 0.3711 | 0.5921 | 0.8125 | 0.8125 | 0.8125 | 0.8125 | 0.8125 | 0.8125 | 0.8125 | 0.8125 | 0.8125 | 0.8125 | 0.8125 | 0.7 | 0.7 | From eQ_Lib.dat in MASControl 2017
D_RFF_Ktchn_LitSp_Yr | Lighting | FRACTION | SmrDsn | 2014-01-01 | 2014-12-31 | Constant | 1 | [23 empty] | From eQ_Lib.dat in MASControl 2017
D_RFF_Ktchn_LitSp_Yr | Lighting | FRACTION | WntrDsn | 2014-01-01 | 2014-12-31 | Constant | 0 | [23 empty] | From eQ_Lib.dat in MASControl 2017
D_RFF_Ktchn_LitSp_Yr | Lighting | FRACTION | Default¦Hol | 2014-01-01 | 2014-12-31 | Hourly | 0.05 | 0.05 | 0.05 | 0.05 | 0.3 | 0.3 | 0.3395 | 0.3711 | 0.3711 | 0.3711 | 0.5921 | 0.8125 | 0.8125 | 0.8125 | 0.8125 | 0.8125 | 0.8125 | 0.8125 | 0.8125 | 0.8125 | 0.8125 | 0.8125 | 0.7 | 0.7 | From eQ_Lib.dat in MASControl 2017
D_RSD_Din_LitCFL_Yr | Lighting | FRACTION | Default¦Wkdy | 2014-01-01 | 2014-12-31 | Hourly | 0.14 | 0.14 | 0.14 | 0.14 | 0.14 | 0.14 | 0.14 | 0.4645 | 0.8 | 0.8 | 0.8 | 0.8 | 0.8 | 0.8 | 0.8 | 0.8 | 0.8 | 0.8 | 0.8 | 0.8 | 0.8 | 0.6087 | 0.4645 | 0.1761 | From eQ_Lib.dat in MASControl 2017
D_RSD_Din_LitCFL_Yr | Lighting | FRACTION | Wknd | 2014-01-01 | 2014-12-31 | Hourly | 0.14 | 0.14 | 0.14 | 0.14 | 0.14 | 0.14 | 0.14 | 0.4645 | 0.8 | 0.8 | 0.8 | 0.8 | 0.8 | 0.8 | 0.8 | 0.8 | 0.8 | 0.8 | 0.8 | 0.8 | 0.8 | 0.8 | 0.475 | 0.475 | From eQ_Lib.dat in MASControl 2017
D_RSD_Din_LitCFL_Yr | Lighting | FRACTION | WntrDsn | 2014-01-01 | 2014-12-31 | Constant | 0 | [23 empty] | From eQ_Lib.dat in MASControl 2017
D_RSD_Din_LitCFL_Yr | Lighting | FRACTION | SmrDsn | 2014-01-01 | 2014-12-31 | Constant | 1 | [23 empty] | From eQ_Lib.dat in MASControl 2017
D_RSD_Din_LitCFL_Yr | Lighting | FRACTION | Hol | 2014-01-01 | 2014-12-31 | Hourly | 0.14 | 0.14 | 0.14 | 0.14 | 0.14 | 0.14 | 0.14 | 0.4645 | 0.8 | 0.8 | 0.8 | 0.8 | 0.8 | 0.8 | 0.8 | 0.8 | 0.8 | 0.8 | 0.8 | 0.8 | 0.8 | 0.8 | 0.475 | 0.475 | From eQ_Lib.dat in MASControl 2017
D_RSD_Din_LitEx_Yr | Lighting | FRACTION | SmrDsn | 2014-01-01 | 2014-12-31 | Constant | 1 | [23 empty] | From eQ_Lib.dat in MASControl 2017
D_RSD_Din_LitEx_Yr | Lighting | FRACTION | WntrDsn | 2014-01-01 | 2014-12-31 | Constant | 0 | [23 empty] | From eQ_Lib.dat in MASControl 2017
D_RSD_Din_LitEx_Yr | Lighting | FRACTION | Default¦Hol | 2014-01-01 | 2014-12-31 | Constant | 1 | [23 empty] | From eQ_Lib.dat in MASControl 2017
D_RSD_Din_LitLF_Yr | Lighting | FRACTION | Default¦Wkdy | 2014-01-01 | 2014-12-31 | Hourly | 0.14 | 0.14 | 0.14 | 0.14 | 0.14 | 0.14 | 0.14 | 0.4645 | 0.8 | 0.8 | 0.8 | 0.8 | 0.8 | 0.8 | 0.8 | 0.8 | 0.8 | 0.8 | 0.8 | 0.8 | 0.8 | 0.6087 | 0.4645 | 0.1761 | From eQ_Lib.dat in MASControl 2017
D_RSD_Din_LitLF_Yr | Lighting | FRACTION | Wknd | 2014-01-01 | 2014-12-31 | Hourly | 0.14 | 0.14 | 0.14 | 0.14 | 0.14 | 0.14 | 0.14 | 0.4645 | 0.8 | 0.8 | 0.8 | 0.8 | 0.8 | 0.8 | 0.8 | 0.8 | 0.8 | 0.8 | 0.8 | 0.8 | 0.8 | 0.8 | 0.475 | 0.475 | From eQ_Lib.dat in MASControl 2017
D_RSD_Din_LitLF_Yr | Lighting | FRACTION | WntrDsn | 2014-01-01 | 2014-12-31 | Constant | 0 | [23 empty] | From eQ_Lib.dat in MASControl 2017
D_RSD_Din_LitLF_Yr | Lighting | FRACTION | SmrDsn | 2014-01-01 | 2014-12-31 | Constant | 1 | [23 empty] | From eQ_Lib.dat in MASControl 2017
D_RSD_Din_LitLF_Yr | Lighting | FRACTION | Hol | 2014-01-01 | 2014-12-31 | Hourly | 0.14 | 0.14 | 0.14 | 0.14 | 0.14 | 0.14 | 0.14 | 0.4645 | 0.8 | 0.8 | 0.8 | 0.8 | 0.8 | 0.8 | 0.8 | 0.8 | 0.8 | 0.8 | 0.8 | 0.8 | 0.8 | 0.8 | 0.475 | 0.475 | From eQ_Lib.dat in MASControl 2017
D_RSD_Din_LitSp_Yr | Lighting | FRACTION | Default¦Wkdy | 2014-01-01 | 2014-12-31 | Hourly | 0.14 | 0.14 | 0.14 | 0.14 | 0.14 | 0.14 | 0.14 | 0.4645 | 0.8 | 0.8 | 0.8 | 0.8 | 0.8 | 0.8 | 0.8 | 0.8 | 0.8 | 0.8 | 0.8 | 0.8 | 0.8 | 0.6087 | 0.4645 | 0.1761 | From eQ_Lib.dat in MASControl 2017
D_RSD_Din_LitSp_Yr | Lighting | FRACTION | Wknd | 2014-01-01 | 2014-12-31 | Hourly | 0.14 | 0.14 | 0.14 | 0.14 | 0.14 | 0.14 | 0.14 | 0.4645 | 0.8 | 0.8 | 0.8 | 0.8 | 0.8 | 0.8 | 0.8 | 0.8 | 0.8 | 0.8 | 0.8 | 0.8 | 0.8 | 0.8 | 0.475 | 0.475 | From eQ_Lib.dat in MASControl 2017
D_RSD_Din_LitSp_Yr | Lighting | FRACTION | WntrDsn | 2014-01-01 | 2014-12-31 | Constant | 0 | [23 empty] | From eQ_Lib.dat in MASControl 2017
D_RSD_Din_LitSp_Yr | Lighting | FRACTION | SmrDsn | 2014-01-01 | 2014-12-31 | Constant | 1 | [23 empty] | From eQ_Lib.dat in MASControl 2017
D_RSD_Din_LitSp_Yr | Lighting | FRACTION | Hol | 2014-01-01 | 2014-12-31 | Hourly | 0.14 | 0.14 | 0.14 | 0.14 | 0.14 | 0.14 | 0.14 | 0.4645 | 0.8 | 0.8 | 0.8 | 0.8 | 0.8 | 0.8 | 0.8 | 0.8 | 0.8 | 0.8 | 0.8 | 0.8 | 0.8 | 0.8 | 0.475 | 0.475 | From eQ_Lib.dat in MASControl 2017
D_RSD_Ktchn_LitCFL_Yr | Lighting | FRACTION | Default¦Wkdy | 2014-01-01 | 2014-12-31 | Hourly | 0.05 | 0.05 | 0.05 | 0.05 | 0.05 | 0.05 | 0.5 | 0.5 | 0.8 | 0.8 | 0.8 | 0.8 | 0.8 | 0.8 | 0.8 | 0.8 | 0.8 | 0.8 | 0.8 | 0.8 | 0.8 | 0.6087 | 0.5 | 0.2 | From eQ_Lib.dat in MASControl 2017
D_RSD_Ktchn_LitCFL_Yr | Lighting | FRACTION | Wknd | 2014-01-01 | 2014-12-31 | Hourly | 0.05 | 0.05 | 0.05 | 0.05 | 0.05 | 0.05 | 0.5 | 0.5 | 0.8 | 0.8 | 0.8 | 0.8 | 0.8 | 0.8 | 0.8 | 0.8 | 0.8 | 0.8 | 0.8 | 0.8 | 0.8 | 0.8 | 0.5 | 0.5 | From eQ_Lib.dat in MASControl 2017
D_RSD_Ktchn_LitCFL_Yr | Lighting | FRACTION | WntrDsn | 2014-01-01 | 2014-12-31 | Constant | 0 | [23 empty] | From eQ_Lib.dat in MASControl 2017
D_RSD_Ktchn_LitCFL_Yr | Lighting | FRACTION | SmrDsn | 2014-01-01 | 2014-12-31 | Constant | 1 | [23 empty] | From eQ_Lib.dat in MASControl 2017
D_RSD_Ktchn_LitCFL_Yr | Lighting | FRACTION | Hol | 2014-01-01 | 2014-12-31 | Hourly | 0.05 | 0.05 | 0.05 | 0.05 | 0.05 | 0.05 | 0.5 | 0.5 | 0.8 | 0.8 | 0.8 | 0.8 | 0.8 | 0.8 | 0.8 | 0.8 | 0.8 | 0.8 | 0.8 | 0.8 | 0.8 | 0.8 | 0.5 | 0.5 | From eQ_Lib.dat in MASControl 2017
D_RSD_Ktchn_LitEx_Yr | Lighting | FRACTION | SmrDsn | 2014-01-01 | 2014-12-31 | Constant | 1 | [23 empty] | From eQ_Lib.dat in MASControl 2017
D_RSD_Ktchn_LitEx_Yr | Lighting | FRACTION | WntrDsn | 2014-01-01 | 2014-12-31 | Constant | 0 | [23 empty] | From eQ_Lib.dat in MASControl 2017
D_RSD_Ktchn_LitEx_Yr | Lighting | FRACTION | Default¦Hol | 2014-01-01 | 2014-12-31 | Constant | 1 | [23 empty] | From eQ_Lib.dat in MASControl 2017
D_RSD_Ktchn_LitLF_Yr | Lighting | FRACTION | Default¦Wkdy | 2014-01-01 | 2014-12-31 | Hourly | 0.05 | 0.05 | 0.05 | 0.05 | 0.05 | 0.05 | 0.5 | 0.5 | 0.8 | 0.8 | 0.8 | 0.8 | 0.8 | 0.8 | 0.8 | 0.8 | 0.8 | 0.8 | 0.8 | 0.8 | 0.8 | 0.6087 | 0.5 | 0.2 | From eQ_Lib.dat in MASControl 2017
D_RSD_Ktchn_LitLF_Yr | Lighting | FRACTION | Wknd | 2014-01-01 | 2014-12-31 | Hourly | 0.05 | 0.05 | 0.05 | 0.05 | 0.05 | 0.05 | 0.5 | 0.5 | 0.8 | 0.8 | 0.8 | 0.8 | 0.8 | 0.8 | 0.8 | 0.8 | 0.8 | 0.8 | 0.8 | 0.8 | 0.8 | 0.8 | 0.5 | 0.5 | From eQ_Lib.dat in MASControl 2017
D_RSD_Ktchn_LitLF_Yr | Lighting | FRACTION | WntrDsn | 2014-01-01 | 2014-12-31 | Constant | 0 | [23 empty] | From eQ_Lib.dat in MASControl 2017
D_RSD_Ktchn_LitLF_Yr | Lighting | FRACTION | SmrDsn | 2014-01-01 | 2014-12-31 | Constant | 1 | [23 empty] | From eQ_Lib.dat in MASControl 2017
D_RSD_Ktchn_LitLF_Yr | Lighting | FRACTION | Hol | 2014-01-01 | 2014-12-31 | Hourly | 0.05 | 0.05 | 0.05 | 0.05 | 0.05 | 0.05 | 0.5 | 0.5 | 0.8 | 0.8 | 0.8 | 0.8 | 0.8 | 0.8 | 0.8 | 0.8 | 0.8 | 0.8 | 0.8 | 0.8 | 0.8 | 0.8 | 0.5 | 0.5 | From eQ_Lib.dat in MASControl 2017
D_RSD_Ktchn_LitSp_Yr | Lighting | FRACTION | Default¦Wkdy | 2014-01-01 | 2014-12-31 | Hourly | 0.05 | 0.05 | 0.05 | 0.05 | 0.05 | 0.05 | 0.5 | 0.5 | 0.8 | 0.8 | 0.8 | 0.8 | 0.8 | 0.8 | 0.8 | 0.8 | 0.8 | 0.8 | 0.8 | 0.8 | 0.8 | 0.6087 | 0.5 | 0.2 | From eQ_Lib.dat in MASControl 2017
D_RSD_Ktchn_LitSp_Yr | Lighting | FRACTION | Wknd | 2014-01-01 | 2014-12-31 | Hourly | 0.05 | 0.05 | 0.05 | 0.05 | 0.05 | 0.05 | 0.5 | 0.5 | 0.8 | 0.8 | 0.8 | 0.8 | 0.8 | 0.8 | 0.8 | 0.8 | 0.8 | 0.8 | 0.8 | 0.8 | 0.8 | 0.8 | 0.5 | 0.5 | From eQ_Lib.dat in MASControl 2017
D_RSD_Ktchn_LitSp_Yr | Lighting | FRACTION | WntrDsn | 2014-01-01 | 2014-12-31 | Constant | 0 | [23 empty] | From eQ_Lib.dat in MASControl 2017
D_RSD_Ktchn_LitSp_Yr | Lighting | FRACTION | SmrDsn | 2014-01-01 | 2014-12-31 | Constant | 1 | [23 empty] | From eQ_Lib.dat in MASControl 2017
D_RSD_Ktchn_LitSp_Yr | Lighting | FRACTION | Hol | 2014-01-01 | 2014-12-31 | Hourly | 0.05 | 0.05 | 0.05 | 0.05 | 0.05 | 0.05 | 0.5 | 0.5 | 0.8 | 0.8 | 0.8 | 0.8 | 0.8 | 0.8 | 0.8 | 0.8 | 0.8 | 0.8 | 0.8 | 0.8 | 0.8 | 0.8 | 0.5 | 0.5 | From eQ_Lib.dat in MASControl 2017
D_Rt3_OffGen_LitCFL_Yr | Lighting | FRACTION | Default¦Wkdy | 2014-01-01 | 2014-12-31 | Hourly | 0.065 | 0.065 | 0.065 | 0.065 | 0.065 | 0.065 | 0.065 | 0.065 | 0.1997 | 0.55 | 0.55 | 0.55 | 0.55 | 0.55 | 0.55 | 0.55 | 0.55 | 0.55 | 0.55 | 0.55 | 0.3075 | 0.2536 | 0.065 | 0.065 | From eQ_Lib.dat in MASControl 2017
D_Rt3_OffGen_LitCFL_Yr | Lighting | FRACTION | Sat | 2014-01-01 | 2014-12-31 | Hourly | 0.065 | 0.065 | 0.065 | 0.065 | 0.065 | 0.065 | 0.065 | 0.065 | 0.1858 | 0.5 | 0.5 | 0.5 | 0.5 | 0.5 | 0.5 | 0.5 | 0.5 | 0.5 | 0.4275 | 0.3308 | 0.1858 | 0.065 | 0.065 | 0.065 | From eQ_Lib.dat in MASControl 2017
D_Rt3_OffGen_LitCFL_Yr | Lighting | FRACTION | Sun | 2014-01-01 | 2014-12-31 | Hourly | 0.065 | 0.065 | 0.065 | 0.065 | 0.065 | 0.065 | 0.065 | 0.065 | 0.1858 | 0.3792 | 0.5 | 0.5 | 0.5 | 0.5 | 0.5 | 0.5 | 0.5 | 0.5 | 0.3308 | 0.065 | 0.065 | 0.065 | 0.065 | 0.065 | From eQ_Lib.dat in MASControl 2017
D_Rt3_OffGen_LitCFL_Yr | Lighting | FRACTION | WntrDsn | 2014-01-01 | 2014-12-31 | Constant | 0 | [23 empty] | From eQ_Lib.dat in MASControl 2017
D_Rt3_OffGen_LitCFL_Yr | Lighting | FRACTION | SmrDsn | 2014-01-01 | 2014-12-31 | Constant | 1 | [23 empty] | From eQ_Lib.dat in MASControl 2017
D_Rt3_OffGen_LitCFL_Yr | Lighting | FRACTION | Hol | 2014-01-01 | 2014-12-31 | Hourly | 0.065 | 0.065 | 0.065 | 0.065 | 0.065 | 0.065 | 0.065 | 0.065 | 0.1858 | 0.3792 | 0.5 | 0.5 | 0.5 | 0.5 | 0.5 | 0.5 | 0.5 | 0.5 | 0.3308 | 0.065 | 0.065 | 0.065 | 0.065 | 0.065 | From eQ_Lib.dat in MASControl 2017
D_Rt3_OffGen_LitEx_Yr | Lighting | FRACTION | SmrDsn | 2014-01-01 | 2014-12-31 | Constant | 1 | [23 empty] | From eQ_Lib.dat in MASControl 2017
D_Rt3_OffGen_LitEx_Yr | Lighting | FRACTION | WntrDsn | 2014-01-01 | 2014-12-31 | Constant | 0 | [23 empty] | From eQ_Lib.dat in MASControl 2017
D_Rt3_OffGen_LitEx_Yr | Lighting | FRACTION | Default¦Hol | 2014-01-01 | 2014-12-31 | Constant | 1 | [23 empty] | From eQ_Lib.dat in MASControl 2017
D_Rt3_OffGen_LitLF_Yr | Lighting | FRACTION | Default¦Wkdy | 2014-01-01 | 2014-12-31 | Hourly | 0.05 | 0.05 | 0.05 | 0.05 | 0.05 | 0.05 | 0.05 | 0.05 | 0.1958 | 0.575 | 0.575 | 0.575 | 0.575 | 0.575 | 0.575 | 0.575 | 0.575 | 0.575 | 0.575 | 0.575 | 0.3125 | 0.2542 | 0.05 | 0.05 | From eQ_Lib.dat in MASControl 2017
D_Rt3_OffGen_LitLF_Yr | Lighting | FRACTION | Sat | 2014-01-01 | 2014-12-31 | Hourly | 0.05 | 0.05 | 0.05 | 0.05 | 0.05 | 0.05 | 0.05 | 0.05 | 0.1819 | 0.525 | 0.525 | 0.525 | 0.525 | 0.525 | 0.525 | 0.525 | 0.525 | 0.525 | 0.4458 | 0.3403 | 0.1819 | 0.05 | 0.05 | 0.05 | From eQ_Lib.dat in MASControl 2017
D_Rt3_OffGen_LitLF_Yr | Lighting | FRACTION | Sun | 2014-01-01 | 2014-12-31 | Hourly | 0.05 | 0.05 | 0.05 | 0.05 | 0.05 | 0.05 | 0.05 | 0.05 | 0.1819 | 0.3931 | 0.525 | 0.525 | 0.525 | 0.525 | 0.525 | 0.525 | 0.525 | 0.525 | 0.3403 | 0.05 | 0.05 | 0.05 | 0.05 | 0.05 | From eQ_Lib.dat in MASControl 2017
D_Rt3_OffGen_LitLF_Yr | Lighting | FRACTION | WntrDsn | 2014-01-01 | 2014-12-31 | Constant | 0 | [23 empty] | From eQ_Lib.dat in MASControl 2017
D_Rt3_OffGen_LitLF_Yr | Lighting | FRACTION | SmrDsn | 2014-01-01 | 2014-12-31 | Constant | 1 | [23 empty] | From eQ_Lib.dat in MASControl 2017
D_Rt3_OffGen_LitLF_Yr | Lighting | FRACTION | Hol | 2014-01-01 | 2014-12-31 | Hourly | 0.05 | 0.05 | 0.05 | 0.05 | 0.05 | 0.05 | 0.05 | 0.05 | 0.1819 | 0.3931 | 0.525 | 0.525 | 0.525 | 0.525 | 0.525 | 0.525 | 0.525 | 0.525 | 0.3403 | 0.05 | 0.05 | 0.05 | 0.05 | 0.05 | From eQ_Lib.dat in MASControl 2017
D_Rt3_OffGen_LitSp_Yr | Lighting | FRACTION | Default¦Wkdy | 2014-01-01 | 2014-12-31 | Hourly | 0.05 | 0.05 | 0.05 | 0.05 | 0.05 | 0.05 | 0.05 | 0.05 | 0.3 | 0.95 | 0.95 | 0.95 | 0.95 | 0.95 | 0.95 | 0.95 | 0.95 | 0.95 | 0.95 | 0.95 | 0.5 | 0.4 | 0.05 | 0.05 | From eQ_Lib.dat in MASControl 2017
D_Rt3_OffGen_LitSp_Yr | Lighting | FRACTION | Sat | 2014-01-01 | 2014-12-31 | Hourly | 0.05 | 0.05 | 0.05 | 0.05 | 0.05 | 0.05 | 0.05 | 0.05 | 0.3 | 0.95 | 0.95 | 0.95 | 0.95 | 0.95 | 0.95 | 0.95 | 0.95 | 0.95 | 0.8 | 0.6 | 0.3 | 0.05 | 0.05 | 0.05 | From eQ_Lib.dat in MASControl 2017
D_Rt3_OffGen_LitSp_Yr | Lighting | FRACTION | Sun | 2014-01-01 | 2014-12-31 | Hourly | 0.05 | 0.05 | 0.05 | 0.05 | 0.05 | 0.05 | 0.05 | 0.05 | 0.3 | 0.7 | 0.95 | 0.95 | 0.95 | 0.95 | 0.95 | 0.95 | 0.95 | 0.95 | 0.6 | 0.05 | 0.05 | 0.05 | 0.05 | 0.05 | From eQ_Lib.dat in MASControl 2017
D_Rt3_OffGen_LitSp_Yr | Lighting | FRACTION | WntrDsn | 2014-01-01 | 2014-12-31 | Constant | 0 | [23 empty] | From eQ_Lib.dat in MASControl 2017
D_Rt3_OffGen_LitSp_Yr | Lighting | FRACTION | SmrDsn | 2014-01-01 | 2014-12-31 | Constant | 1 | [23 empty] | From eQ_Lib.dat in MASControl 2017
D_Rt3_OffGen_LitSp_Yr | Lighting | FRACTION | Hol | 2014-01-01 | 2014-12-31 | Hourly | 0.05 | 0.05 | 0.05 | 0.05 | 0.05 | 0.05 | 0.05 | 0.05 | 0.3 | 0.7 | 0.95 | 0.95 | 0.95 | 0.95 | 0.95 | 0.95 | 0.95 | 0.95 | 0.6 | 0.05 | 0.05 | 0.05 | 0.05 | 0.05 | From eQ_Lib.dat in MASControl 2017
D_Rt3_Sales_LitCFL_Yr | Lighting | FRACTION | Default¦Wkdy | 2014-01-01 | 2014-12-31 | Hourly | 0.3 | 0.3 | 0.3 | 0.3 | 0.3 | 0.3 | 0.3 | 0.3 | 0.3972 | 0.65 | 0.65 | 0.65 | 0.65 | 0.65 | 0.65 | 0.65 | 0.65 | 0.65 | 0.65 | 0.65 | 0.475 | 0.4361 | 0.3 | 0.3 | From eQ_Lib.dat in MASControl 2017
D_Rt3_Sales_LitCFL_Yr | Lighting | FRACTION | Sat | 2014-01-01 | 2014-12-31 | Hourly | 0.3 | 0.3 | 0.3 | 0.3 | 0.3 | 0.3 | 0.3 | 0.3 | 0.3694 | 0.55 | 0.55 | 0.55 | 0.55 | 0.55 | 0.55 | 0.55 | 0.55 | 0.55 | 0.5083 | 0.4528 | 0.3694 | 0.3 | 0.3 | 0.3 | From eQ_Lib.dat in MASControl 2017
D_Rt3_Sales_LitCFL_Yr | Lighting | FRACTION | Sun | 2014-01-01 | 2014-12-31 | Hourly | 0.3 | 0.3 | 0.3 | 0.3 | 0.3 | 0.3 | 0.3 | 0.3 | 0.3694 | 0.4806 | 0.55 | 0.55 | 0.55 | 0.55 | 0.55 | 0.55 | 0.55 | 0.55 | 0.4528 | 0.3 | 0.3 | 0.3 | 0.3 | 0.3 | From eQ_Lib.dat in MASControl 2017
D_Rt3_Sales_LitCFL_Yr | Lighting | FRACTION | WntrDsn | 2014-01-01 | 2014-12-31 | Constant | 0 | [23 empty] | From eQ_Lib.dat in MASControl 2017
D_Rt3_Sales_LitCFL_Yr | Lighting | FRACTION | SmrDsn | 2014-01-01 | 2014-12-31 | Constant | 1 | [23 empty] | From eQ_Lib.dat in MASControl 2017
D_Rt3_Sales_LitCFL_Yr | Lighting | FRACTION | Hol | 2014-01-01 | 2014-12-31 | Hourly | 0.3 | 0.3 | 0.3 | 0.3 | 0.3 | 0.3 | 0.3 | 0.3 | 0.3694 | 0.4806 | 0.55 | 0.55 | 0.55 | 0.55 | 0.55 | 0.55 | 0.55 | 0.55 | 0.4528 | 0.3 | 0.3 | 0.3 | 0.3 | 0.3 | From eQ_Lib.dat in MASControl 2017
D_Rt3_Sales_LitEx_Yr | Lighting | FRACTION | SmrDsn | 2014-01-01 | 2014-12-31 | Constant | 1 | [23 empty] | From eQ_Lib.dat in MASControl 2017
D_Rt3_Sales_LitEx_Yr | Lighting | FRACTION | WntrDsn | 2014-01-01 | 2014-12-31 | Constant | 0 | [23 empty] | From eQ_Lib.dat in MASControl 2017
D_Rt3_Sales_LitEx_Yr | Lighting | FRACTION | Default¦Hol | 2014-01-01 | 2014-12-31 | Constant | 1 | [23 empty] | From eQ_Lib.dat in MASControl 2017
D_Rt3_Sales_LitLF_Yr | Lighting | FRACTION | Default¦Wkdy | 2014-01-01 | 2014-12-31 | Hourly | 0.05 | 0.05 | 0.05 | 0.05 | 0.05 | 0.05 | 0.05 | 0.05 | 0.2583 | 0.8 | 0.8 | 0.8 | 0.8 | 0.8 | 0.8 | 0.8 | 0.8 | 0.8 | 0.8 | 0.8 | 0.425 | 0.3417 | 0.05 | 0.05 | From eQ_Lib.dat in MASControl 2017
D_Rt3_Sales_LitLF_Yr | Lighting | FRACTION | Sat | 2014-01-01 | 2014-12-31 | Hourly | 0.05 | 0.05 | 0.05 | 0.05 | 0.05 | 0.05 | 0.05 | 0.05 | 0.2444 | 0.75 | 0.75 | 0.75 | 0.75 | 0.75 | 0.75 | 0.75 | 0.75 | 0.75 | 0.6333 | 0.4778 | 0.2444 | 0.05 | 0.05 | 0.05 | From eQ_Lib.dat in MASControl 2017
D_Rt3_Sales_LitLF_Yr | Lighting | FRACTION | Sun | 2014-01-01 | 2014-12-31 | Hourly | 0.05 | 0.05 | 0.05 | 0.05 | 0.05 | 0.05 | 0.05 | 0.05 | 0.2444 | 0.5556 | 0.75 | 0.75 | 0.75 | 0.75 | 0.75 | 0.75 | 0.75 | 0.75 | 0.4778 | 0.05 | 0.05 | 0.05 | 0.05 | 0.05 | From eQ_Lib.dat in MASControl 2017
D_Rt3_Sales_LitLF_Yr | Lighting | FRACTION | WntrDsn | 2014-01-01 | 2014-12-31 | Constant | 0 | [23 empty] | From eQ_Lib.dat in MASControl 2017
D_Rt3_Sales_LitLF_Yr | Lighting | FRACTION | SmrDsn | 2014-01-01 | 2014-12-31 | Constant | 1 | [23 empty] | From eQ_Lib.dat in MASControl 2017
D_Rt3_Sales_LitLF_Yr | Lighting | FRACTION | Hol | 2014-01-01 | 2014-12-31 | Hourly | 0.05 | 0.05 | 0.05 | 0.05 | 0.05 | 0.05 | 0.05 | 0.05 | 0.2444 | 0.5556 | 0.75 | 0.75 | 0.75 | 0.75 | 0.75 | 0.75 | 0.75 | 0.75 | 0.4778 | 0.05 | 0.05 | 0.05 | 0.05 | 0.05 | From eQ_Lib.dat in MASControl 2017
D_Rt3_Sales_LitSp_Yr | Lighting | FRACTION | Default¦Wkdy | 2014-01-01 | 2014-12-31 | Hourly | 0.05 | 0.05 | 0.05 | 0.05 | 0.05 | 0.05 | 0.05 | 0.05 | 0.3 | 0.95 | 0.95 | 0.95 | 0.95 | 0.95 | 0.95 | 0.95 | 0.95 | 0.95 | 0.95 | 0.95 | 0.5 | 0.4 | 0.05 | 0.05 | From eQ_Lib.dat in MASControl 2017
D_Rt3_Sales_LitSp_Yr | Lighting | FRACTION | Sat | 2014-01-01 | 2014-12-31 | Hourly | 0.05 | 0.05 | 0.05 | 0.05 | 0.05 | 0.05 | 0.05 | 0.05 | 0.3 | 0.95 | 0.95 | 0.95 | 0.95 | 0.95 | 0.95 | 0.95 | 0.95 | 0.95 | 0.8 | 0.6 | 0.3 | 0.05 | 0.05 | 0.05 | From eQ_Lib.dat in MASControl 2017
D_Rt3_Sales_LitSp_Yr | Lighting | FRACTION | Sun | 2014-01-01 | 2014-12-31 | Hourly | 0.05 | 0.05 | 0.05 | 0.05 | 0.05 | 0.05 | 0.05 | 0.05 | 0.3 | 0.7 | 0.95 | 0.95 | 0.95 | 0.95 | 0.95 | 0.95 | 0.95 | 0.95 | 0.6 | 0.05 | 0.05 | 0.05 | 0.05 | 0.05 | From eQ_Lib.dat in MASControl 2017
D_Rt3_Sales_LitSp_Yr | Lighting | FRACTION | WntrDsn | 2014-01-01 | 2014-12-31 | Constant | 0 | [23 empty] | From eQ_Lib.dat in MASControl 2017
D_Rt3_Sales_LitSp_Yr | Lighting | FRACTION | SmrDsn | 2014-01-01 | 2014-12-31 | Constant | 1 | [23 empty] | From eQ_Lib.dat in MASControl 2017
D_Rt3_Sales_LitSp_Yr | Lighting | FRACTION | Hol | 2014-01-01 | 2014-12-31 | Hourly | 0.05 | 0.05 | 0.05 | 0.05 | 0.05 | 0.05 | 0.05 | 0.05 | 0.3 | 0.7 | 0.95 | 0.95 | 0.95 | 0.95 | 0.95 | 0.95 | 0.95 | 0.95 | 0.6 | 0.05 | 0.05 | 0.05 | 0.05 | 0.05 | From eQ_Lib.dat in MASControl 2017
D_Rt3_Stor_LitCFL_Yr | Lighting | FRACTION | Default¦Wkdy | 2014-01-01 | 2014-12-31 | Hourly | 0.065 | 0.065 | 0.065 | 0.065 | 0.065 | 0.065 | 0.065 | 0.065 | 0.1997 | 0.55 | 0.55 | 0.55 | 0.55 | 0.55 | 0.55 | 0.55 | 0.55 | 0.55 | 0.55 | 0.55 | 0.3075 | 0.2536 | 0.065 | 0.065 | From eQ_Lib.dat in MASControl 2017
D_Rt3_Stor_LitCFL_Yr | Lighting | FRACTION | Sat | 2014-01-01 | 2014-12-31 | Hourly | 0.065 | 0.065 | 0.065 | 0.065 | 0.065 | 0.065 | 0.065 | 0.065 | 0.1858 | 0.5 | 0.5 | 0.5 | 0.5 | 0.5 | 0.5 | 0.5 | 0.5 | 0.5 | 0.4275 | 0.3308 | 0.1858 | 0.065 | 0.065 | 0.065 | From eQ_Lib.dat in MASControl 2017
D_Rt3_Stor_LitCFL_Yr | Lighting | FRACTION | Sun | 2014-01-01 | 2014-12-31 | Hourly | 0.065 | 0.065 | 0.065 | 0.065 | 0.065 | 0.065 | 0.065 | 0.065 | 0.1858 | 0.3792 | 0.5 | 0.5 | 0.5 | 0.5 | 0.5 | 0.5 | 0.5 | 0.5 | 0.3308 | 0.065 | 0.065 | 0.065 | 0.065 | 0.065 | From eQ_Lib.dat in MASControl 2017
D_Rt3_Stor_LitCFL_Yr | Lighting | FRACTION | WntrDsn | 2014-01-01 | 2014-12-31 | Constant | 0 | [23 empty] | From eQ_Lib.dat in MASControl 2017
D_Rt3_Stor_LitCFL_Yr | Lighting | FRACTION | SmrDsn | 2014-01-01 | 2014-12-31 | Constant | 1 | [23 empty] | From eQ_Lib.dat in MASControl 2017
D_Rt3_Stor_LitCFL_Yr | Lighting | FRACTION | Hol | 2014-01-01 | 2014-12-31 | Hourly | 0.065 | 0.065 | 0.065 | 0.065 | 0.065 | 0.065 | 0.065 | 0.065 | 0.1858 | 0.3792 | 0.5 | 0.5 | 0.5 | 0.5 | 0.5 | 0.5 | 0.5 | 0.5 | 0.3308 | 0.065 | 0.065 | 0.065 | 0.065 | 0.065 | From eQ_Lib.dat in MASControl 2017
D_Rt3_Stor_LitEx_Yr | Lighting | FRACTION | SmrDsn | 2014-01-01 | 2014-12-31 | Constant | 1 | [23 empty] | From eQ_Lib.dat in MASControl 2017
D_Rt3_Stor_LitEx_Yr | Lighting | FRACTION | WntrDsn | 2014-01-01 | 2014-12-31 | Constant | 0 | [23 empty] | From eQ_Lib.dat in MASControl 2017
D_Rt3_Stor_LitEx_Yr | Lighting | FRACTION | Default¦Hol | 2014-01-01 | 2014-12-31 | Constant | 1 | [23 empty] | From eQ_Lib.dat in MASControl 2017
D_Rt3_Stor_LitLF_Yr | Lighting | FRACTION | Default¦Wkdy | 2014-01-01 | 2014-12-31 | Hourly | 0.05 | 0.05 | 0.05 | 0.05 | 0.05 | 0.05 | 0.05 | 0.05 | 0.2028 | 0.6 | 0.6 | 0.6 | 0.6 | 0.6 | 0.6 | 0.6 | 0.6 | 0.6 | 0.6 | 0.6 | 0.325 | 0.2639 | 0.05 | 0.05 | From eQ_Lib.dat in MASControl 2017
D_Rt3_Stor_LitLF_Yr | Lighting | FRACTION | Sat | 2014-01-01 | 2014-12-31 | Hourly | 0.05 | 0.05 | 0.05 | 0.05 | 0.05 | 0.05 | 0.05 | 0.05 | 0.1889 | 0.55 | 0.55 | 0.55 | 0.55 | 0.55 | 0.55 | 0.55 | 0.55 | 0.55 | 0.4667 | 0.3556 | 0.1889 | 0.05 | 0.05 | 0.05 | From eQ_Lib.dat in MASControl 2017
D_Rt3_Stor_LitLF_Yr | Lighting | FRACTION | Sun | 2014-01-01 | 2014-12-31 | Hourly | 0.05 | 0.05 | 0.05 | 0.05 | 0.05 | 0.05 | 0.05 | 0.05 | 0.1889 | 0.4111 | 0.55 | 0.55 | 0.55 | 0.55 | 0.55 | 0.55 | 0.55 | 0.55 | 0.3556 | 0.05 | 0.05 | 0.05 | 0.05 | 0.05 | From eQ_Lib.dat in MASControl 2017
D_Rt3_Stor_LitLF_Yr | Lighting | FRACTION | WntrDsn | 2014-01-01 | 2014-12-31 | Constant | 0 | [23 empty] | From eQ_Lib.dat in MASControl 2017
D_Rt3_Stor_LitLF_Yr | Lighting | FRACTION | SmrDsn | 2014-01-01 | 2014-12-31 | Constant | 1 | [23 empty] | From eQ_Lib.dat in MASControl 2017
D_Rt3_Stor_LitLF_Yr | Lighting | FRACTION | Hol | 2014-01-01 | 2014-12-31 | Hourly | 0.05 | 0.05 | 0.05 | 0.05 | 0.05 | 0.05 | 0.05 | 0.05 | 0.1889 | 0.4111 | 0.55 | 0.55 | 0.55 | 0.55 | 0.55 | 0.55 | 0.55 | 0.55 | 0.3556 | 0.05 | 0.05 | 0.05 | 0.05 | 0.05 | From eQ_Lib.dat in MASControl 2017
D_Rt3_Stor_LitSp_Yr | Lighting | FRACTION | Default¦Wkdy | 2014-01-01 | 2014-12-31 | Hourly | 0.05 | 0.05 | 0.05 | 0.05 | 0.05 | 0.05 | 0.05 | 0.05 | 0.3 | 0.95 | 0.95 | 0.95 | 0.95 | 0.95 | 0.95 | 0.95 | 0.95 | 0.95 | 0.95 | 0.95 | 0.5 | 0.4 | 0.05 | 0.05 | From eQ_Lib.dat in MASControl 2017
D_Rt3_Stor_LitSp_Yr | Lighting | FRACTION | Sat | 2014-01-01 | 2014-12-31 | Hourly | 0.05 | 0.05 | 0.05 | 0.05 | 0.05 | 0.05 | 0.05 | 0.05 | 0.3 | 0.95 | 0.95 | 0.95 | 0.95 | 0.95 | 0.95 | 0.95 | 0.95 | 0.95 | 0.8 | 0.6 | 0.3 | 0.05 | 0.05 | 0.05 | From eQ_Lib.dat in MASControl 2017
D_Rt3_Stor_LitSp_Yr | Lighting | FRACTION | Sun | 2014-01-01 | 2014-12-31 | Hourly | 0.05 | 0.05 | 0.05 | 0.05 | 0.05 | 0.05 | 0.05 | 0.05 | 0.3 | 0.7 | 0.95 | 0.95 | 0.95 | 0.95 | 0.95 | 0.95 | 0.95 | 0.95 | 0.6 | 0.05 | 0.05 | 0.05 | 0.05 | 0.05 | From eQ_Lib.dat in MASControl 2017
D_Rt3_Stor_LitSp_Yr | Lighting | FRACTION | WntrDsn | 2014-01-01 | 2014-12-31 | Constant | 0 | [23 empty] | From eQ_Lib.dat in MASControl 2017
D_Rt3_Stor_LitSp_Yr | Lighting | FRACTION | SmrDsn | 2014-01-01 | 2014-12-31 | Constant | 1 | [23 empty] | From eQ_Lib.dat in MASControl 2017
D_Rt3_Stor_LitSp_Yr | Lighting | FRACTION | Hol | 2014-01-01 | 2014-12-31 | Hourly | 0.05 | 0.05 | 0.05 | 0.05 | 0.05 | 0.05 | 0.05 | 0.05 | 0.3 | 0.7 | 0.95 | 0.95 | 0.95 | 0.95 | 0.95 | 0.95 | 0.95 | 0.95 | 0.6 | 0.05 | 0.05 | 0.05 | 0.05 | 0.05 | From eQ_Lib.dat in MASControl 2017
D_RtL_AutoShop_LitCFL_Yr | Lighting | FRACTION | Default¦Wkdy | 2014-01-01 | 2014-12-31 | Hourly | 0.3 | 0.3 | 0.3 | 0.3 | 0.3 | 0.3 | 0.3 | 0.3 | 0.6 | 0.6 | 0.6 | 0.6 | 0.6 | 0.6 | 0.6 | 0.6 | 0.6 | 0.6 | 0.6 | 0.6 | 0.6 | 0.6 | 0.3632 | 0.3 | From eQ_Lib.dat in MASControl 2017
D_RtL_AutoShop_LitCFL_Yr | Lighting | FRACTION | Wknd | 2014-01-01 | 2014-12-31 | Hourly | 0.3 | 0.3 | 0.3 | 0.3 | 0.3 | 0.3 | 0.3 | 0.3 | 0.5 | 0.5 | 0.5 | 0.5 | 0.5 | 0.5 | 0.5 | 0.5 | 0.5 | 0.5 | 0.5 | 0.5 | 0.5 | 0.5 | 0.3421 | 0.3 | From eQ_Lib.dat in MASControl 2017
D_RtL_AutoShop_LitCFL_Yr | Lighting | FRACTION | WntrDsn | 2014-01-01 | 2014-12-31 | Constant | 0 | [23 empty] | From eQ_Lib.dat in MASControl 2017
D_RtL_AutoShop_LitCFL_Yr | Lighting | FRACTION | SmrDsn | 2014-01-01 | 2014-12-31 | Constant | 1 | [23 empty] | From eQ_Lib.dat in MASControl 2017
D_RtL_AutoShop_LitCFL_Yr | Lighting | FRACTION | Hol | 2014-01-01 | 2014-12-31 | Hourly | 0.3 | 0.3 | 0.3 | 0.3 | 0.3 | 0.3 | 0.3 | 0.3 | 0.5 | 0.5 | 0.5 | 0.5 | 0.5 | 0.5 | 0.5 | 0.5 | 0.5 | 0.5 | 0.5 | 0.5 | 0.5 | 0.5 | 0.3421 | 0.3 | From eQ_Lib.dat in MASControl 2017
D_RtL_AutoShop_LitEx_Yr | Lighting | FRACTION | SmrDsn | 2014-01-01 | 2014-12-31 | Constant | 1 | [23 empty] | From eQ_Lib.dat in MASControl 2017
D_RtL_AutoShop_LitEx_Yr | Lighting | FRACTION | WntrDsn | 2014-01-01 | 2014-12-31 | Constant | 0 | [23 empty] | From eQ_Lib.dat in MASControl 2017
D_RtL_AutoShop_LitEx_Yr | Lighting | FRACTION | Default¦Hol | 2014-01-01 | 2014-12-31 | Constant | 1 | [23 empty] | From eQ_Lib.dat in MASControl 2017
D_RtL_AutoShop_LitLF_Yr | Lighting | FRACTION | Default¦Wkdy | 2014-01-01 | 2014-12-31 | Hourly | 0.05 | 0.05 | 0.05 | 0.05 | 0.05 | 0.05 | 0.05 | 0.05 | 0.65 | 0.65 | 0.65 | 0.65 | 0.65 | 0.65 | 0.65 | 0.65 | 0.65 | 0.65 | 0.65 | 0.65 | 0.65 | 0.65 | 0.1763 | 0.05 | From eQ_Lib.dat in MASControl 2017
D_RtL_AutoShop_LitLF_Yr | Lighting | FRACTION | Wknd | 2014-01-01 | 2014-12-31 | Hourly | 0.05 | 0.05 | 0.05 | 0.05 | 0.05 | 0.05 | 0.05 | 0.05 | 0.575 | 0.575 | 0.575 | 0.575 | 0.575 | 0.575 | 0.575 | 0.575 | 0.575 | 0.575 | 0.575 | 0.575 | 0.575 | 0.575 | 0.1605 | 0.05 | From eQ_Lib.dat in MASControl 2017
D_RtL_AutoShop_LitLF_Yr | Lighting | FRACTION | WntrDsn | 2014-01-01 | 2014-12-31 | Constant | 0 | [23 empty] | From eQ_Lib.dat in MASControl 2017
D_RtL_AutoShop_LitLF_Yr | Lighting | FRACTION | SmrDsn | 2014-01-01 | 2014-12-31 | Constant | 1 | [23 empty] | From eQ_Lib.dat in MASControl 2017
D_RtL_AutoShop_LitLF_Yr | Lighting | FRACTION | Hol | 2014-01-01 | 2014-12-31 | Hourly | 0.05 | 0.05 | 0.05 | 0.05 | 0.05 | 0.05 | 0.05 | 0.05 | 0.575 | 0.575 | 0.575 | 0.575 | 0.575 | 0.575 | 0.575 | 0.575 | 0.575 | 0.575 | 0.575 | 0.575 | 0.575 | 0.575 | 0.1605 | 0.05 | From eQ_Lib.dat in MASControl 2017
D_RtL_AutoShop_LitSp_Yr | Lighting | FRACTION | SmrDsn | 2014-01-01 | 2014-12-31 | Constant | 1 | [23 empty] | From eQ_Lib.dat in MASControl 2017
D_RtL_AutoShop_LitSp_Yr | Lighting | FRACTION | WntrDsn | 2014-01-01 | 2014-12-31 | Constant | 0 | [23 empty] | From eQ_Lib.dat in MASControl 2017
D_RtL_AutoShop_LitSp_Yr | Lighting | FRACTION | Default¦Hol | 2014-01-01 | 2014-12-31 | Hourly | 0.05 | 0.05 | 0.05 | 0.05 | 0.05 | 0.05 | 0.05 | 0.05 | 1 | 1 | 1 | 1 | 1 | 1 | 1 | 1 | 1 | 1 | 1 | 1 | 1 | 1 | 0.25 | 0.05 | From eQ_Lib.dat in MASControl 2017
D_RtL_Din_LitCFL_Yr | Lighting | FRACTION | Default¦Wkdy | 2014-01-01 | 2014-12-31 | Hourly | 0.315 | 0.315 | 0.315 | 0.315 | 0.315 | 0.315 | 0.315 | 0.315 | 0.315 | 0.6 | 0.6 | 0.6 | 0.6 | 0.6 | 0.6 | 0.6 | 0.6 | 0.6 | 0.6 | 0.6 | 0.6 | 0.6 | 0.3 | 0.3 | From eQ_Lib.dat in MASControl 2017
D_RtL_Din_LitCFL_Yr | Lighting | FRACTION | Wknd | 2014-01-01 | 2014-12-31 | Hourly | 0.31 | 0.31 | 0.31 | 0.31 | 0.31 | 0.31 | 0.31 | 0.31 | 0.31 | 0.5 | 0.5 | 0.5 | 0.5 | 0.5 | 0.5 | 0.5 | 0.5 | 0.5 | 0.5 | 0.5 | 0.5 | 0.5 | 0.3 | 0.3 | From eQ_Lib.dat in MASControl 2017
D_RtL_Din_LitCFL_Yr | Lighting | FRACTION | WntrDsn | 2014-01-01 | 2014-12-31 | Constant | 0 | [23 empty] | From eQ_Lib.dat in MASControl 2017
D_RtL_Din_LitCFL_Yr | Lighting | FRACTION | SmrDsn | 2014-01-01 | 2014-12-31 | Constant | 1 | [23 empty] | From eQ_Lib.dat in MASControl 2017
D_RtL_Din_LitCFL_Yr | Lighting | FRACTION | Hol | 2014-01-01 | 2014-12-31 | Hourly | 0.31 | 0.31 | 0.31 | 0.31 | 0.31 | 0.31 | 0.31 | 0.31 | 0.31 | 0.5 | 0.5 | 0.5 | 0.5 | 0.5 | 0.5 | 0.5 | 0.5 | 0.5 | 0.5 | 0.5 | 0.5 | 0.5 | 0.3 | 0.3 | From eQ_Lib.dat in MASControl 2017
D_RtL_Din_LitEx_Yr | Lighting | FRACTION | SmrDsn | 2014-01-01 | 2014-12-31 | Constant | 1 | [23 empty] | From eQ_Lib.dat in MASControl 2017
D_RtL_Din_LitEx_Yr | Lighting | FRACTION | WntrDsn | 2014-01-01 | 2014-12-31 | Constant | 0 | [23 empty] | From eQ_Lib.dat in MASControl 2017
D_RtL_Din_LitEx_Yr | Lighting | FRACTION | Default¦Hol | 2014-01-01 | 2014-12-31 | Constant | 1 | [23 empty] | From eQ_Lib.dat in MASControl 2017
D_RtL_Din_LitLF_Yr | Lighting | FRACTION | Default¦Wkdy | 2014-01-01 | 2014-12-31 | Hourly | 0.0363 | 0.0363 | 0.0363 | 0.0363 | 0.0363 | 0.0363 | 0.0363 | 0.0363 | 0.0363 | 0.725 | 0.725 | 0.725 | 0.725 | 0.725 | 0.725 | 0.725 | 0.725 | 0.725 | 0.725 | 0.725 | 0.725 | 0.725 | 0 | 0 | From eQ_Lib.dat in MASControl 2017
D_RtL_Din_LitLF_Yr | Lighting | FRACTION | Wknd | 2014-01-01 | 2014-12-31 | Hourly | 0.03 | 0.03 | 0.03 | 0.03 | 0.03 | 0.03 | 0.03 | 0.03 | 0.03 | 0.6 | 0.6 | 0.6 | 0.6 | 0.6 | 0.6 | 0.6 | 0.6 | 0.6 | 0.6 | 0.6 | 0.6 | 0.6 | 0 | 0 | From eQ_Lib.dat in MASControl 2017
D_RtL_Din_LitLF_Yr | Lighting | FRACTION | WntrDsn | 2014-01-01 | 2014-12-31 | Constant | 0 | [23 empty] | From eQ_Lib.dat in MASControl 2017
D_RtL_Din_LitLF_Yr | Lighting | FRACTION | SmrDsn | 2014-01-01 | 2014-12-31 | Constant | 1 | [23 empty] | From eQ_Lib.dat in MASControl 2017
D_RtL_Din_LitLF_Yr | Lighting | FRACTION | Hol | 2014-01-01 | 2014-12-31 | Hourly | 0.03 | 0.03 | 0.03 | 0.03 | 0.03 | 0.03 | 0.03 | 0.03 | 0.03 | 0.6 | 0.6 | 0.6 | 0.6 | 0.6 | 0.6 | 0.6 | 0.6 | 0.6 | 0.6 | 0.6 | 0.6 | 0.6 | 0 | 0 | From eQ_Lib.dat in MASControl 2017
D_RtL_Din_LitSp_Yr | Lighting | FRACTION | SmrDsn | 2014-01-01 | 2014-12-31 | Constant | 1 | [23 empty] | From eQ_Lib.dat in MASControl 2017
D_RtL_Din_LitSp_Yr | Lighting | FRACTION | WntrDsn | 2014-01-01 | 2014-12-31 | Constant | 0 | [23 empty] | From eQ_Lib.dat in MASControl 2017
D_RtL_Din_LitSp_Yr | Lighting | FRACTION | Default¦Hol | 2014-01-01 | 2014-12-31 | Hourly | 0.05 | 0.05 | 0.05 | 0.05 | 0.05 | 0.05 | 0.05 | 0.05 | 0.05 | 1 | 1 | 1 | 1 | 1 | 1 | 1 | 1 | 1 | 1 | 1 | 1 | 1 | 0 | 0 | From eQ_Lib.dat in MASControl 2017
D_RtL_OffGen_LitCFL_Yr | Lighting | FRACTION | Default¦Wkdy | 2014-01-01 | 2014-12-31 | Hourly | 0.065 | 0.065 | 0.065 | 0.065 | 0.065 | 0.065 | 0.065 | 0.1024 | 0.775 | 0.775 | 0.775 | 0.775 | 0.775 | 0.775 | 0.775 | 0.775 | 0.775 | 0.775 | 0.065 | 0.065 | 0.065 | 0.065 | 0.065 | 0.065 | From eQ_Lib.dat in MASControl 2017
D_RtL_OffGen_LitCFL_Yr | Lighting | FRACTION | Sat | 2014-01-01 | 2014-12-31 | Hourly | 0.065 | 0.065 | 0.065 | 0.065 | 0.065 | 0.065 | 0.065 | 0.065 | 0.3747 | 0.65 | 0.65 | 0.65 | 0.65 | 0.65 | 0.65 | 0.65 | 0.65 | 0.65 | 0.0994 | 0.065 | 0.065 | 0.065 | 0.065 | 0.065 | From eQ_Lib.dat in MASControl 2017
D_RtL_OffGen_LitCFL_Yr | Lighting | FRACTION | Sun | 2014-01-01 | 2014-12-31 | Hourly | 0.065 | 0.065 | 0.065 | 0.065 | 0.065 | 0.065 | 0.065 | 0.065 | 0.13 | 0.65 | 0.65 | 0.13 | 0.13 | 0.065 | 0.065 | 0.065 | 0.065 | 0.065 | 0.065 | 0.065 | 0.065 | 0.065 | 0.065 | 0.065 | From eQ_Lib.dat in MASControl 2017
D_RtL_OffGen_LitCFL_Yr | Lighting | FRACTION | WntrDsn | 2014-01-01 | 2014-12-31 | Constant | 0 | [23 empty] | From eQ_Lib.dat in MASControl 2017
D_RtL_OffGen_LitCFL_Yr | Lighting | FRACTION | SmrDsn | 2014-01-01 | 2014-12-31 | Constant | 1 | [23 empty] | From eQ_Lib.dat in MASControl 2017
D_RtL_OffGen_LitCFL_Yr | Lighting | FRACTION | Hol | 2014-01-01 | 2014-12-31 | Hourly | 0.065 | 0.065 | 0.065 | 0.065 | 0.065 | 0.065 | 0.065 | 0.065 | 0.13 | 0.65 | 0.65 | 0.13 | 0.13 | 0.065 | 0.065 | 0.065 | 0.065 | 0.065 | 0.065 | 0.065 | 0.065 | 0.065 | 0.065 | 0.065 | From eQ_Lib.dat in MASControl 2017
D_RtL_OffGen_LitEx_Yr | Lighting | FRACTION | SmrDsn | 2014-01-01 | 2014-12-31 | Constant | 1 | [23 empty] | From eQ_Lib.dat in MASControl 2017
D_RtL_OffGen_LitEx_Yr | Lighting | FRACTION | WntrDsn | 2014-01-01 | 2014-12-31 | Constant | 0 | [23 empty] | From eQ_Lib.dat in MASControl 2017
D_RtL_OffGen_LitEx_Yr | Lighting | FRACTION | Default¦Hol | 2014-01-01 | 2014-12-31 | Constant | 1 | [23 empty] | From eQ_Lib.dat in MASControl 2017
D_RtL_OffGen_LitLF_Yr | Lighting | FRACTION | Default¦Wkdy | 2014-01-01 | 2014-12-31 | Hourly | 0.05 | 0.05 | 0.05 | 0.05 | 0.05 | 0.05 | 0.05 | 0.0921 | 0.85 | 0.85 | 0.85 | 0.85 | 0.85 | 0.85 | 0.85 | 0.85 | 0.85 | 0.85 | 0.05 | 0.05 | 0.05 | 0.05 | 0.05 | 0.05 | From eQ_Lib.dat in MASControl 2017
D_RtL_OffGen_LitLF_Yr | Lighting | FRACTION | Sat | 2014-01-01 | 2014-12-31 | Hourly | 0.05 | 0.05 | 0.05 | 0.05 | 0.05 | 0.05 | 0.05 | 0.05 | 0.2618 | 0.45 | 0.45 | 0.45 | 0.45 | 0.45 | 0.45 | 0.45 | 0.45 | 0.45 | 0.0735 | 0.05 | 0.05 | 0.05 | 0.05 | 0.05 | From eQ_Lib.dat in MASControl 2017
D_RtL_OffGen_LitLF_Yr | Lighting | FRACTION | Sun | 2014-01-01 | 2014-12-31 | Hourly | 0.05 | 0.05 | 0.05 | 0.05 | 0.05 | 0.05 | 0.05 | 0.05 | 0.0944 | 0.45 | 0.45 | 0.0944 | 0.0944 | 0.05 | 0.05 | 0.05 | 0.05 | 0.05 | 0.05 | 0.05 | 0.05 | 0.05 | 0.05 | 0.05 | From eQ_Lib.dat in MASControl 2017
D_RtL_OffGen_LitLF_Yr | Lighting | FRACTION | WntrDsn | 2014-01-01 | 2014-12-31 | Constant | 0 | [23 empty] | From eQ_Lib.dat in MASControl 2017
D_RtL_OffGen_LitLF_Yr | Lighting | FRACTION | SmrDsn | 2014-01-01 | 2014-12-31 | Constant | 1 | [23 empty] | From eQ_Lib.dat in MASControl 2017
D_RtL_OffGen_LitLF_Yr | Lighting | FRACTION | Hol | 2014-01-01 | 2014-12-31 | Hourly | 0.05 | 0.05 | 0.05 | 0.05 | 0.05 | 0.05 | 0.05 | 0.05 | 0.0944 | 0.45 | 0.45 | 0.0944 | 0.0944 | 0.05 | 0.05 | 0.05 | 0.05 | 0.05 | 0.05 | 0.05 | 0.05 | 0.05 | 0.05 | 0.05 | From eQ_Lib.dat in MASControl 2017
D_RtL_OffGen_LitSp_Yr | Lighting | FRACTION | Default¦Wkdy | 2014-01-01 | 2014-12-31 | Hourly | 0.05 | 0.05 | 0.05 | 0.05 | 0.05 | 0.05 | 0.05 | 0.1 | 1 | 1 | 1 | 1 | 1 | 1 | 1 | 1 | 1 | 1 | 0.05 | 0.05 | 0.05 | 0.05 | 0.05 | 0.05 | From eQ_Lib.dat in MASControl 2017
D_RtL_OffGen_LitSp_Yr | Lighting | FRACTION | Sat | 2014-01-01 | 2014-12-31 | Hourly | 0.05 | 0.05 | 0.05 | 0.05 | 0.05 | 0.05 | 0.05 | 0.05 | 0.5 | 0.9 | 0.9 | 0.9 | 0.9 | 0.9 | 0.9 | 0.9 | 0.9 | 0.9 | 0.1 | 0.05 | 0.05 | 0.05 | 0.05 | 0.05 | From eQ_Lib.dat in MASControl 2017
D_RtL_OffGen_LitSp_Yr | Lighting | FRACTION | Sun | 2014-01-01 | 2014-12-31 | Hourly | 0.05 | 0.05 | 0.05 | 0.05 | 0.05 | 0.05 | 0.05 | 0.05 | 0.1 | 0.5 | 0.5 | 0.1 | 0.1 | 0.05 | 0.05 | 0.05 | 0.05 | 0.05 | 0.05 | 0.05 | 0.05 | 0.05 | 0.05 | 0.05 | From eQ_Lib.dat in MASControl 2017
D_RtL_OffGen_LitSp_Yr | Lighting | FRACTION | WntrDsn | 2014-01-01 | 2014-12-31 | Constant | 0 | [23 empty] | From eQ_Lib.dat in MASControl 2017
D_RtL_OffGen_LitSp_Yr | Lighting | FRACTION | SmrDsn | 2014-01-01 | 2014-12-31 | Constant | 1 | [23 empty] | From eQ_Lib.dat in MASControl 2017
D_RtL_OffGen_LitSp_Yr | Lighting | FRACTION | Hol | 2014-01-01 | 2014-12-31 | Hourly | 0.05 | 0.05 | 0.05 | 0.05 | 0.05 | 0.05 | 0.05 | 0.05 | 0.1 | 0.5 | 0.5 | 0.1 | 0.1 | 0.05 | 0.05 | 0.05 | 0.05 | 0.05 | 0.05 | 0.05 | 0.05 | 0.05 | 0.05 | 0.05 | From eQ_Lib.dat in MASControl 2017
D_RtL_Pharm_LitCFL_Yr | Lighting | FRACTION | Default¦Wkdy | 2014-01-01 | 2014-12-31 | Hourly | 0.3 | 0.3 | 0.3 | 0.3 | 0.3 | 0.3 | 0.3 | 0.3 | 0.6 | 0.6 | 0.6 | 0.6 | 0.6 | 0.6 | 0.6 | 0.6 | 0.6 | 0.6 | 0.6 | 0.6 | 0.6 | 0.6 | 0.3 | 0.3 | From eQ_Lib.dat in MASControl 2017
D_RtL_Pharm_LitCFL_Yr | Lighting | FRACTION | Wknd | 2014-01-01 | 2014-12-31 | Hourly | 0.3 | 0.3 | 0.3 | 0.3 | 0.3 | 0.3 | 0.3 | 0.3 | 0.5 | 0.5 | 0.5 | 0.5 | 0.5 | 0.5 | 0.5 | 0.5 | 0.5 | 0.5 | 0.5 | 0.5 | 0.5 | 0.5 | 0.3 | 0.3 | From eQ_Lib.dat in MASControl 2017
D_RtL_Pharm_LitCFL_Yr | Lighting | FRACTION | WntrDsn | 2014-01-01 | 2014-12-31 | Constant | 0 | [23 empty] | From eQ_Lib.dat in MASControl 2017
D_RtL_Pharm_LitCFL_Yr | Lighting | FRACTION | SmrDsn | 2014-01-01 | 2014-12-31 | Constant | 1 | [23 empty] | From eQ_Lib.dat in MASControl 2017
D_RtL_Pharm_LitCFL_Yr | Lighting | FRACTION | Hol | 2014-01-01 | 2014-12-31 | Hourly | 0.3 | 0.3 | 0.3 | 0.3 | 0.3 | 0.3 | 0.3 | 0.3 | 0.5 | 0.5 | 0.5 | 0.5 | 0.5 | 0.5 | 0.5 | 0.5 | 0.5 | 0.5 | 0.5 | 0.5 | 0.5 | 0.5 | 0.3 | 0.3 | From eQ_Lib.dat in MASControl 2017
D_RtL_Pharm_LitEx_Yr | Lighting | FRACTION | SmrDsn | 2014-01-01 | 2014-12-31 | Constant | 1 | [23 empty] | From eQ_Lib.dat in MASControl 2017
D_RtL_Pharm_LitEx_Yr | Lighting | FRACTION | WntrDsn | 2014-01-01 | 2014-12-31 | Constant | 0 | [23 empty] | From eQ_Lib.dat in MASControl 2017
D_RtL_Pharm_LitEx_Yr | Lighting | FRACTION | Default¦Hol | 2014-01-01 | 2014-12-31 | Constant | 1 | [23 empty] | From eQ_Lib.dat in MASControl 2017
D_RtL_Pharm_LitLF_Yr | Lighting | FRACTION | Default¦Wkdy | 2014-01-01 | 2014-12-31 | Hourly | 0.05 | 0.05 | 0.05 | 0.05 | 0.05 | 0.05 | 0.05 | 0.05 | 0.675 | 0.675 | 0.675 | 0.675 | 0.675 | 0.675 | 0.675 | 0.675 | 0.675 | 0.675 | 0.675 | 0.675 | 0.675 | 0.675 | 0.05 | 0.05 | From eQ_Lib.dat in MASControl 2017
D_RtL_Pharm_LitLF_Yr | Lighting | FRACTION | Wknd | 2014-01-01 | 2014-12-31 | Hourly | 0.05 | 0.05 | 0.05 | 0.05 | 0.05 | 0.05 | 0.05 | 0.05 | 0.575 | 0.575 | 0.575 | 0.575 | 0.575 | 0.575 | 0.575 | 0.575 | 0.575 | 0.575 | 0.575 | 0.575 | 0.575 | 0.575 | 0.05 | 0.05 | From eQ_Lib.dat in MASControl 2017
D_RtL_Pharm_LitLF_Yr | Lighting | FRACTION | WntrDsn | 2014-01-01 | 2014-12-31 | Constant | 0 | [23 empty] | From eQ_Lib.dat in MASControl 2017
D_RtL_Pharm_LitLF_Yr | Lighting | FRACTION | SmrDsn | 2014-01-01 | 2014-12-31 | Constant | 1 | [23 empty] | From eQ_Lib.dat in MASControl 2017
D_RtL_Pharm_LitLF_Yr | Lighting | FRACTION | Hol | 2014-01-01 | 2014-12-31 | Hourly | 0.05 | 0.05 | 0.05 | 0.05 | 0.05 | 0.05 | 0.05 | 0.05 | 0.575 | 0.575 | 0.575 | 0.575 | 0.575 | 0.575 | 0.575 | 0.575 | 0.575 | 0.575 | 0.575 | 0.575 | 0.575 | 0.575 | 0.05 | 0.05 | From eQ_Lib.dat in MASControl 2017
D_RtL_Pharm_LitSp_Yr | Lighting | FRACTION | SmrDsn | 2014-01-01 | 2014-12-31 | Constant | 1 | [23 empty] | From eQ_Lib.dat in MASControl 2017
D_RtL_Pharm_LitSp_Yr | Lighting | FRACTION | WntrDsn | 2014-01-01 | 2014-12-31 | Constant | 0 | [23 empty] | From eQ_Lib.dat in MASControl 2017
D_RtL_Pharm_LitSp_Yr | Lighting | FRACTION | Default¦Hol | 2014-01-01 | 2014-12-31 | Hourly | 0.05 | 0.05 | 0.05 | 0.05 | 0.05 | 0.05 | 0.05 | 0.05 | 1 | 1 | 1 | 1 | 1 | 1 | 1 | 1 | 1 | 1 | 1 | 1 | 1 | 1 | 0.05 | 0.05 | From eQ_Lib.dat in MASControl 2017
D_RtL_Sales_LitCFL_Yr | Lighting | FRACTION | Default¦Wkdy | 2014-01-01 | 2014-12-31 | Hourly | 0.3 | 0.3 | 0.3 | 0.3 | 0.3 | 0.3 | 0.3 | 0.3 | 0.7 | 0.7 | 0.7 | 0.7 | 0.7 | 0.7 | 0.7 | 0.7 | 0.7 | 0.7 | 0.7 | 0.7 | 0.7 | 0.7 | 0.3 | 0.3 | From eQ_Lib.dat in MASControl 2017
D_RtL_Sales_LitCFL_Yr | Lighting | FRACTION | Wknd | 2014-01-01 | 2014-12-31 | Hourly | 0.3 | 0.3 | 0.3 | 0.3 | 0.3 | 0.3 | 0.3 | 0.3 | 0.6 | 0.6 | 0.6 | 0.6 | 0.6 | 0.6 | 0.6 | 0.6 | 0.6 | 0.6 | 0.6 | 0.6 | 0.6 | 0.6 | 0.3 | 0.3 | From eQ_Lib.dat in MASControl 2017
D_RtL_Sales_LitCFL_Yr | Lighting | FRACTION | WntrDsn | 2014-01-01 | 2014-12-31 | Constant | 0 | [23 empty] | From eQ_Lib.dat in MASControl 2017
D_RtL_Sales_LitCFL_Yr | Lighting | FRACTION | SmrDsn | 2014-01-01 | 2014-12-31 | Constant | 1 | [23 empty] | From eQ_Lib.dat in MASControl 2017
D_RtL_Sales_LitCFL_Yr | Lighting | FRACTION | Hol | 2014-01-01 | 2014-12-31 | Hourly | 0.3 | 0.3 | 0.3 | 0.3 | 0.3 | 0.3 | 0.3 | 0.3 | 0.6 | 0.6 | 0.6 | 0.6 | 0.6 | 0.6 | 0.6 | 0.6 | 0.6 | 0.6 | 0.6 | 0.6 | 0.6 | 0.6 | 0.3 | 0.3 | From eQ_Lib.dat in MASControl 2017
D_RtL_Sales_LitEx_Yr | Lighting | FRACTION | SmrDsn | 2014-01-01 | 2014-12-31 | Constant | 1 | [23 empty] | From eQ_Lib.dat in MASControl 2017
D_RtL_Sales_LitEx_Yr | Lighting | FRACTION | WntrDsn | 2014-01-01 | 2014-12-31 | Constant | 0 | [23 empty] | From eQ_Lib.dat in MASControl 2017
D_RtL_Sales_LitEx_Yr | Lighting | FRACTION | Default¦Hol | 2014-01-01 | 2014-12-31 | Constant | 1 | [23 empty] | From eQ_Lib.dat in MASControl 2017
D_RtL_Sales_LitLF_Yr | Lighting | FRACTION | Default¦Wkdy | 2014-01-01 | 2014-12-31 | Hourly | 0.05 | 0.05 | 0.05 | 0.05 | 0.05 | 0.05 | 0.05 | 0.05 | 0.875 | 0.875 | 0.875 | 0.875 | 0.875 | 0.875 | 0.875 | 0.875 | 0.875 | 0.875 | 0.875 | 0.875 | 0.875 | 0.875 | 0.05 | 0.05 | From eQ_Lib.dat in MASControl 2017
D_RtL_Sales_LitLF_Yr | Lighting | FRACTION | Wknd | 2014-01-01 | 2014-12-31 | Hourly | 0.05 | 0.05 | 0.05 | 0.05 | 0.05 | 0.05 | 0.05 | 0.05 | 0.75 | 0.75 | 0.75 | 0.75 | 0.75 | 0.75 | 0.75 | 0.75 | 0.75 | 0.75 | 0.75 | 0.75 | 0.75 | 0.75 | 0.05 | 0.05 | From eQ_Lib.dat in MASControl 2017
D_RtL_Sales_LitLF_Yr | Lighting | FRACTION | WntrDsn | 2014-01-01 | 2014-12-31 | Constant | 0 | [23 empty] | From eQ_Lib.dat in MASControl 2017
D_RtL_Sales_LitLF_Yr | Lighting | FRACTION | SmrDsn | 2014-01-01 | 2014-12-31 | Constant | 1 | [23 empty] | From eQ_Lib.dat in MASControl 2017
D_RtL_Sales_LitLF_Yr | Lighting | FRACTION | Hol | 2014-01-01 | 2014-12-31 | Hourly | 0.05 | 0.05 | 0.05 | 0.05 | 0.05 | 0.05 | 0.05 | 0.05 | 0.75 | 0.75 | 0.75 | 0.75 | 0.75 | 0.75 | 0.75 | 0.75 | 0.75 | 0.75 | 0.75 | 0.75 | 0.75 | 0.75 | 0.05 | 0.05 | From eQ_Lib.dat in MASControl 2017
D_RtL_Sales_LitSp_Yr | Lighting | FRACTION | SmrDsn | 2014-01-01 | 2014-12-31 | Constant | 1 | [23 empty] | From eQ_Lib.dat in MASControl 2017
D_RtL_Sales_LitSp_Yr | Lighting | FRACTION | WntrDsn | 2014-01-01 | 2014-12-31 | Constant | 0 | [23 empty] | From eQ_Lib.dat in MASControl 2017
D_RtL_Sales_LitSp_Yr | Lighting | FRACTION | Default¦Hol | 2014-01-01 | 2014-12-31 | Hourly | 0.05 | 0.05 | 0.05 | 0.05 | 0.05 | 0.05 | 0.05 | 0.05 | 1 | 1 | 1 | 1 | 1 | 1 | 1 | 1 | 1 | 1 | 1 | 1 | 1 | 1 | 0.05 | 0.05 | From eQ_Lib.dat in MASControl 2017
D_RtL_Stock_LitCFL_Yr | Lighting | FRACTION | Default¦Wkdy | 2014-01-01 | 2014-12-31 | Hourly | 0.065 | 0.065 | 0.065 | 0.065 | 0.065 | 0.065 | 0.065 | 0.065 | 0.5 | 0.5 | 0.5 | 0.5 | 0.5 | 0.5 | 0.5 | 0.5 | 0.5 | 0.5 | 0.5 | 0.5 | 0.5 | 0.5 | 0.065 | 0.065 | From eQ_Lib.dat in MASControl 2017
D_RtL_Stock_LitCFL_Yr | Lighting | FRACTION | Wknd | 2014-01-01 | 2014-12-31 | Hourly | 0.065 | 0.065 | 0.065 | 0.065 | 0.065 | 0.065 | 0.065 | 0.065 | 0.4 | 0.4 | 0.4 | 0.4 | 0.4 | 0.4 | 0.4 | 0.4 | 0.4 | 0.4 | 0.4 | 0.4 | 0.4 | 0.4 | 0.065 | 0.065 | From eQ_Lib.dat in MASControl 2017
D_RtL_Stock_LitCFL_Yr | Lighting | FRACTION | WntrDsn | 2014-01-01 | 2014-12-31 | Constant | 0 | [23 empty] | From eQ_Lib.dat in MASControl 2017
D_RtL_Stock_LitCFL_Yr | Lighting | FRACTION | SmrDsn | 2014-01-01 | 2014-12-31 | Constant | 1 | [23 empty] | From eQ_Lib.dat in MASControl 2017
D_RtL_Stock_LitCFL_Yr | Lighting | FRACTION | Hol | 2014-01-01 | 2014-12-31 | Hourly | 0.065 | 0.065 | 0.065 | 0.065 | 0.065 | 0.065 | 0.065 | 0.065 | 0.4 | 0.4 | 0.4 | 0.4 | 0.4 | 0.4 | 0.4 | 0.4 | 0.4 | 0.4 | 0.4 | 0.4 | 0.4 | 0.4 | 0.065 | 0.065 | From eQ_Lib.dat in MASControl 2017
D_RtL_Stock_LitEx_Yr | Lighting | FRACTION | SmrDsn | 2014-01-01 | 2014-12-31 | Constant | 1 | [23 empty] | From eQ_Lib.dat in MASControl 2017
D_RtL_Stock_LitEx_Yr | Lighting | FRACTION | WntrDsn | 2014-01-01 | 2014-12-31 | Constant | 0 | [23 empty] | From eQ_Lib.dat in MASControl 2017
D_RtL_Stock_LitEx_Yr | Lighting | FRACTION | Default¦Hol | 2014-01-01 | 2014-12-31 | Constant | 1 | [23 empty] | From eQ_Lib.dat in MASControl 2017
D_RtL_Stock_LitLF_Yr | Lighting | FRACTION | SmrDsn | 2014-01-01 | 2014-12-31 | Constant | 1 | [23 empty] | From eQ_Lib.dat in MASControl 2017
D_RtL_Stock_LitLF_Yr | Lighting | FRACTION | WntrDsn | 2014-01-01 | 2014-12-31 | Constant | 0 | [23 empty] | From eQ_Lib.dat in MASControl 2017
D_RtL_Stock_LitLF_Yr | Lighting | FRACTION | Default¦Hol | 2014-01-01 | 2014-12-31 | Hourly | 0.05 | 0.05 | 0.05 | 0.05 | 0.05 | 0.05 | 0.05 | 0.05 | 0.5 | 0.5 | 0.5 | 0.5 | 0.5 | 0.5 | 0.5 | 0.5 | 0.5 | 0.5 | 0.5 | 0.5 | 0.5 | 0.5 | 0.05 | 0.05 | From eQ_Lib.dat in MASControl 2017
D_RtL_Stock_LitSp_Yr | Lighting | FRACTION | SmrDsn | 2014-01-01 | 2014-12-31 | Constant | 1 | [23 empty] | From eQ_Lib.dat in MASControl 2017
D_RtL_Stock_LitSp_Yr | Lighting | FRACTION | WntrDsn | 2014-01-01 | 2014-12-31 | Constant | 0 | [23 empty] | From eQ_Lib.dat in MASControl 2017
D_RtL_Stock_LitSp_Yr | Lighting | FRACTION | Default¦Hol | 2014-01-01 | 2014-12-31 | Hourly | 0.05 | 0.05 | 0.05 | 0.05 | 0.05 | 0.05 | 0.05 | 0.05 | 1 | 1 | 1 | 1 | 1 | 1 | 1 | 1 | 1 | 1 | 1 | 1 | 1 | 1 | 0.05 | 0.05 | From eQ_Lib.dat in MASControl 2017
D_RtS_All_LitCFL_Yr | Lighting | FRACTION | Default¦Wkdy | 2014-01-01 | 2014-12-31 | Hourly | 0.3 | 0.3 | 0.3 | 0.3 | 0.3 | 0.3 | 0.3 | 0.3 | 0.3706 | 0.7 | 0.7 | 0.7 | 0.7 | 0.7 | 0.7 | 0.7 | 0.7 | 0.6529 | 0.6059 | 0.6059 | 0.3706 | 0.3 | 0.3 | 0.3 | From eQ_Lib.dat in MASControl 2017
D_RtS_All_LitCFL_Yr | Lighting | FRACTION | Sat | 2014-01-01 | 2014-12-31 | Hourly | 0.3 | 0.3 | 0.3 | 0.3 | 0.3 | 0.3 | 0.3 | 0.3 | 0.3529 | 0.6 | 0.6 | 0.6 | 0.6 | 0.6 | 0.6 | 0.6 | 0.6 | 0.5294 | 0.4588 | 0.4765 | 0.3 | 0.3 | 0.3 | 0.3 | From eQ_Lib.dat in MASControl 2017
D_RtS_All_LitCFL_Yr | Lighting | FRACTION | Sun | 2014-01-01 | 2014-12-31 | Hourly | 0.3 | 0.3 | 0.3 | 0.3 | 0.3 | 0.3 | 0.3 | 0.3 | 0.3 | 0.3882 | 0.5294 | 0.6 | 0.6 | 0.6 | 0.6 | 0.6 | 0.5647 | 0.4588 | 0.3882 | 0.3529 | 0.3 | 0.3 | 0.3 | 0.3 | From eQ_Lib.dat in MASControl 2017
D_RtS_All_LitCFL_Yr | Lighting | FRACTION | WntrDsn | 2014-01-01 | 2014-12-31 | Constant | 0 | [23 empty] | From eQ_Lib.dat in MASControl 2017
D_RtS_All_LitCFL_Yr | Lighting | FRACTION | SmrDsn | 2014-01-01 | 2014-12-31 | Constant | 1 | [23 empty] | From eQ_Lib.dat in MASControl 2017
D_RtS_All_LitCFL_Yr | Lighting | FRACTION | Hol | 2014-01-01 | 2014-12-31 | Hourly | 0.3 | 0.3 | 0.3 | 0.3 | 0.3 | 0.3 | 0.3 | 0.3 | 0.3 | 0.3882 | 0.5294 | 0.6 | 0.6 | 0.6 | 0.6 | 0.6 | 0.5647 | 0.4588 | 0.3882 | 0.3529 | 0.3 | 0.3 | 0.3 | 0.3 | From eQ_Lib.dat in MASControl 2017
D_RtS_All_LitEx_Yr | Lighting | FRACTION | SmrDsn | 2014-01-01 | 2014-12-31 | Constant | 1 | [23 empty] | From eQ_Lib.dat in MASControl 2017
D_RtS_All_LitEx_Yr | Lighting | FRACTION | WntrDsn | 2014-01-01 | 2014-12-31 | Constant | 0 | [23 empty] | From eQ_Lib.dat in MASControl 2017
D_RtS_All_LitEx_Yr | Lighting | FRACTION | Default¦Hol | 2014-01-01 | 2014-12-31 | Constant | 1 | [23 empty] | From eQ_Lib.dat in MASControl 2017
D_RtS_All_LitLF_Yr | Lighting | FRACTION | Default¦Wkdy | 2014-01-01 | 2014-12-31 | Hourly | 0.05 | 0.05 | 0.05 | 0.05 | 0.05 | 0.05 | 0.05 | 0.05 | 0.1956 | 0.875 | 0.875 | 0.875 | 0.875 | 0.875 | 0.875 | 0.875 | 0.875 | 0.7779 | 0.6809 | 0.6809 | 0.1956 | 0.05 | 0.05 | 0.05 | From eQ_Lib.dat in MASControl 2017
D_RtS_All_LitLF_Yr | Lighting | FRACTION | Sat | 2014-01-01 | 2014-12-31 | Hourly | 0.05 | 0.05 | 0.05 | 0.05 | 0.05 | 0.05 | 0.05 | 0.05 | 0.1735 | 0.75 | 0.75 | 0.75 | 0.75 | 0.75 | 0.75 | 0.75 | 0.75 | 0.5853 | 0.4206 | 0.4618 | 0.05 | 0.05 | 0.05 | 0.05 | From eQ_Lib.dat in MASControl 2017
D_RtS_All_LitLF_Yr | Lighting | FRACTION | Sun | 2014-01-01 | 2014-12-31 | Hourly | 0.05 | 0.05 | 0.05 | 0.05 | 0.05 | 0.05 | 0.05 | 0.05 | 0.05 | 0.2559 | 0.5853 | 0.75 | 0.75 | 0.75 | 0.75 | 0.75 | 0.6676 | 0.4206 | 0.2559 | 0.1735 | 0.05 | 0.05 | 0.05 | 0.05 | From eQ_Lib.dat in MASControl 2017
D_RtS_All_LitLF_Yr | Lighting | FRACTION | WntrDsn | 2014-01-01 | 2014-12-31 | Constant | 0 | [23 empty] | From eQ_Lib.dat in MASControl 2017
D_RtS_All_LitLF_Yr | Lighting | FRACTION | SmrDsn | 2014-01-01 | 2014-12-31 | Constant | 1 | [23 empty] | From eQ_Lib.dat in MASControl 2017
D_RtS_All_LitLF_Yr | Lighting | FRACTION | Hol | 2014-01-01 | 2014-12-31 | Hourly | 0.05 | 0.05 | 0.05 | 0.05 | 0.05 | 0.05 | 0.05 | 0.05 | 0.05 | 0.2559 | 0.5853 | 0.75 | 0.75 | 0.75 | 0.75 | 0.75 | 0.6676 | 0.4206 | 0.2559 | 0.1735 | 0.05 | 0.05 | 0.05 | 0.05 | From eQ_Lib.dat in MASControl 2017
D_RtS_All_LitSp_Yr | Lighting | FRACTION | Default¦Wkdy | 2014-01-01 | 2014-12-31 | Hourly | 0.05 | 0.05 | 0.05 | 0.05 | 0.05 | 0.05 | 0.05 | 0.05 | 0.2 | 0.9 | 0.9 | 0.9 | 0.9 | 0.9 | 0.9 | 0.9 | 0.9 | 0.8 | 0.7 | 0.7 | 0.2 | 0.05 | 0.05 | 0.05 | From eQ_Lib.dat in MASControl 2017
D_RtS_All_LitSp_Yr | Lighting | FRACTION | Sat | 2014-01-01 | 2014-12-31 | Hourly | 0.05 | 0.05 | 0.05 | 0.05 | 0.05 | 0.05 | 0.05 | 0.05 | 0.2 | 0.9 | 0.9 | 0.9 | 0.9 | 0.9 | 0.9 | 0.9 | 0.9 | 0.7 | 0.5 | 0.55 | 0.05 | 0.05 | 0.05 | 0.05 | From eQ_Lib.dat in MASControl 2017
D_RtS_All_LitSp_Yr | Lighting | FRACTION | Sun | 2014-01-01 | 2014-12-31 | Hourly | 0.05 | 0.05 | 0.05 | 0.05 | 0.05 | 0.05 | 0.05 | 0.05 | 0.05 | 0.3 | 0.7 | 0.9 | 0.9 | 0.9 | 0.9 | 0.9 | 0.8 | 0.5 | 0.3 | 0.2 | 0.05 | 0.05 | 0.05 | 0.05 | From eQ_Lib.dat in MASControl 2017
D_RtS_All_LitSp_Yr | Lighting | FRACTION | WntrDsn | 2014-01-01 | 2014-12-31 | Constant | 0 | [23 empty] | From eQ_Lib.dat in MASControl 2017
D_RtS_All_LitSp_Yr | Lighting | FRACTION | SmrDsn | 2014-01-01 | 2014-12-31 | Constant | 1 | [23 empty] | From eQ_Lib.dat in MASControl 2017
D_RtS_All_LitSp_Yr | Lighting | FRACTION | Hol | 2014-01-01 | 2014-12-31 | Hourly | 0.05 | 0.05 | 0.05 | 0.05 | 0.05 | 0.05 | 0.05 | 0.05 | 0.05 | 0.3 | 0.7 | 0.9 | 0.9 | 0.9 | 0.9 | 0.9 | 0.8 | 0.5 | 0.3 | 0.2 | 0.05 | 0.05 | 0.05 | 0.05 | From eQ_Lib.dat in MASControl 2017
D_SCn_All_LitCFL_Yr | Lighting | FRACTION | Default¦Wkdy | 2014-01-01 | 2014-12-31 | Hourly | 0.08 | 0.08 | 0.08 | 0.08 | 0.08 | 0.08 | 0.575 | 0.575 | 0.575 | 0.575 | 0.575 | 0.575 | 0.575 | 0.575 | 0.575 | 0.575 | 0.575 | 0.575 | 0.08 | 0.08 | 0.08 | 0.08 | 0.08 | 0.08 | From eQ_Lib.dat in MASControl 2017
D_SCn_All_LitCFL_Yr | Lighting | FRACTION | Wknd | 2014-01-01 | 2014-12-31 | Hourly | 0.065 | 0.065 | 0.065 | 0.065 | 0.065 | 0.065 | 0.525 | 0.525 | 0.525 | 0.525 | 0.525 | 0.525 | 0.525 | 0.525 | 0.525 | 0.525 | 0.525 | 0.525 | 0.065 | 0.065 | 0.065 | 0.065 | 0.065 | 0.065 | From eQ_Lib.dat in MASControl 2017
D_SCn_All_LitCFL_Yr | Lighting | FRACTION | WntrDsn | 2014-01-01 | 2014-12-31 | Constant | 0 | [23 empty] | From eQ_Lib.dat in MASControl 2017
D_SCn_All_LitCFL_Yr | Lighting | FRACTION | SmrDsn | 2014-01-01 | 2014-12-31 | Constant | 1 | [23 empty] | From eQ_Lib.dat in MASControl 2017
D_SCn_All_LitCFL_Yr | Lighting | FRACTION | Hol | 2014-01-01 | 2014-12-31 | Hourly | 0.065 | 0.065 | 0.065 | 0.065 | 0.065 | 0.065 | 0.525 | 0.525 | 0.525 | 0.525 | 0.525 | 0.525 | 0.525 | 0.525 | 0.525 | 0.525 | 0.525 | 0.525 | 0.065 | 0.065 | 0.065 | 0.065 | 0.065 | 0.065 | From eQ_Lib.dat in MASControl 2017
D_SCn_All_LitEx_Yr | Lighting | FRACTION | SmrDsn | 2014-01-01 | 2014-12-31 | Constant | 1 | [23 empty] | From eQ_Lib.dat in MASControl 2017
D_SCn_All_LitEx_Yr | Lighting | FRACTION | WntrDsn | 2014-01-01 | 2014-12-31 | Constant | 0 | [23 empty] | From eQ_Lib.dat in MASControl 2017
D_SCn_All_LitEx_Yr | Lighting | FRACTION | Default¦Hol | 2014-01-01 | 2014-12-31 | Constant | 1 | [23 empty] | From eQ_Lib.dat in MASControl 2017
D_SCn_All_LitLF_Yr | Lighting | FRACTION | Default¦Wkdy | 2014-01-01 | 2014-12-31 | Hourly | 0.145 | 0.145 | 0.145 | 0.145 | 0.145 | 0.145 | 0.7 | 0.7 | 0.7 | 0.7 | 0.7 | 0.7 | 0.7 | 0.7 | 0.7 | 0.7 | 0.7 | 0.7 | 0.145 | 0.145 | 0.145 | 0.145 | 0.145 | 0.145 | From eQ_Lib.dat in MASControl 2017
D_SCn_All_LitLF_Yr | Lighting | FRACTION | Wknd | 2014-01-01 | 2014-12-31 | Hourly | 0.055 | 0.055 | 0.055 | 0.055 | 0.055 | 0.055 | 0.6 | 0.6 | 0.6 | 0.6 | 0.6 | 0.6 | 0.6 | 0.6 | 0.6 | 0.6 | 0.6 | 0.6 | 0.055 | 0.055 | 0.055 | 0.055 | 0.055 | 0.055 | From eQ_Lib.dat in MASControl 2017
D_SCn_All_LitLF_Yr | Lighting | FRACTION | WntrDsn | 2014-01-01 | 2014-12-31 | Constant | 0 | [23 empty] | From eQ_Lib.dat in MASControl 2017
D_SCn_All_LitLF_Yr | Lighting | FRACTION | SmrDsn | 2014-01-01 | 2014-12-31 | Constant | 1 | [23 empty] | From eQ_Lib.dat in MASControl 2017
D_SCn_All_LitLF_Yr | Lighting | FRACTION | Hol | 2014-01-01 | 2014-12-31 | Hourly | 0.055 | 0.055 | 0.055 | 0.055 | 0.055 | 0.055 | 0.6 | 0.6 | 0.6 | 0.6 | 0.6 | 0.6 | 0.6 | 0.6 | 0.6 | 0.6 | 0.6 | 0.6 | 0.055 | 0.055 | 0.055 | 0.055 | 0.055 | 0.055 | From eQ_Lib.dat in MASControl 2017
D_SCn_All_LitSp_Yr | Lighting | FRACTION | SmrDsn | 2014-01-01 | 2014-12-31 | Constant | 1 | [23 empty] | From eQ_Lib.dat in MASControl 2017
D_SCn_All_LitSp_Yr | Lighting | FRACTION | WntrDsn | 2014-01-01 | 2014-12-31 | Constant | 0 | [23 empty] | From eQ_Lib.dat in MASControl 2017
D_SCn_All_LitSp_Yr | Lighting | FRACTION | Default¦Hol | 2014-01-01 | 2014-12-31 | Hourly | 0.05 | 0.05 | 0.05 | 0.05 | 0.05 | 0.05 | 1 | 1 | 1 | 1 | 1 | 1 | 1 | 1 | 1 | 1 | 1 | 1 | 0.05 | 0.05 | 0.05 | 0.05 | 0.05 | 0.05 | From eQ_Lib.dat in MASControl 2017
D_SUn_All_LitCFL_Yr | Lighting | FRACTION | Default¦Wkdy | 2014-01-01 | 2014-12-31 | Hourly | 0.08 | 0.08 | 0.08 | 0.08 | 0.08 | 0.08 | 0.575 | 0.575 | 0.575 | 0.575 | 0.575 | 0.575 | 0.575 | 0.575 | 0.575 | 0.575 | 0.575 | 0.575 | 0.08 | 0.08 | 0.08 | 0.08 | 0.08 | 0.08 | From eQ_Lib.dat in MASControl 2017
D_SUn_All_LitCFL_Yr | Lighting | FRACTION | Wknd | 2014-01-01 | 2014-12-31 | Hourly | 0.065 | 0.065 | 0.065 | 0.065 | 0.065 | 0.065 | 0.525 | 0.525 | 0.525 | 0.525 | 0.525 | 0.525 | 0.525 | 0.525 | 0.525 | 0.525 | 0.525 | 0.525 | 0.065 | 0.065 | 0.065 | 0.065 | 0.065 | 0.065 | From eQ_Lib.dat in MASControl 2017
D_SUn_All_LitCFL_Yr | Lighting | FRACTION | WntrDsn | 2014-01-01 | 2014-12-31 | Constant | 0 | [23 empty] | From eQ_Lib.dat in MASControl 2017
D_SUn_All_LitCFL_Yr | Lighting | FRACTION | SmrDsn | 2014-01-01 | 2014-12-31 | Constant | 1 | [23 empty] | From eQ_Lib.dat in MASControl 2017
D_SUn_All_LitCFL_Yr | Lighting | FRACTION | Hol | 2014-01-01 | 2014-12-31 | Hourly | 0.065 | 0.065 | 0.065 | 0.065 | 0.065 | 0.065 | 0.525 | 0.525 | 0.525 | 0.525 | 0.525 | 0.525 | 0.525 | 0.525 | 0.525 | 0.525 | 0.525 | 0.525 | 0.065 | 0.065 | 0.065 | 0.065 | 0.065 | 0.065 | From eQ_Lib.dat in MASControl 2017
D_SUn_All_LitEx_Yr | Lighting | FRACTION | SmrDsn | 2014-01-01 | 2014-12-31 | Constant | 1 | [23 empty] | From eQ_Lib.dat in MASControl 2017
D_SUn_All_LitEx_Yr | Lighting | FRACTION | WntrDsn | 2014-01-01 | 2014-12-31 | Constant | 0 | [23 empty] | From eQ_Lib.dat in MASControl 2017
D_SUn_All_LitEx_Yr | Lighting | FRACTION | Default¦Hol | 2014-01-01 | 2014-12-31 | Constant | 1 | [23 empty] | From eQ_Lib.dat in MASControl 2017
D_SUn_All_LitLF_Yr | Lighting | FRACTION | Default¦Wkdy | 2014-01-01 | 2014-12-31 | Hourly | 0.145 | 0.145 | 0.145 | 0.145 | 0.145 | 0.145 | 0.7 | 0.7 | 0.7 | 0.7 | 0.7 | 0.7 | 0.7 | 0.7 | 0.7 | 0.7 | 0.7 | 0.7 | 0.145 | 0.145 | 0.145 | 0.145 | 0.145 | 0.145 | From eQ_Lib.dat in MASControl 2017
D_SUn_All_LitLF_Yr | Lighting | FRACTION | Wknd | 2014-01-01 | 2014-12-31 | Hourly | 0.055 | 0.055 | 0.055 | 0.055 | 0.055 | 0.055 | 0.6 | 0.6 | 0.6 | 0.6 | 0.6 | 0.6 | 0.6 | 0.6 | 0.6 | 0.6 | 0.6 | 0.6 | 0.055 | 0.055 | 0.055 | 0.055 | 0.055 | 0.055 | From eQ_Lib.dat in MASControl 2017
D_SUn_All_LitLF_Yr | Lighting | FRACTION | WntrDsn | 2014-01-01 | 2014-12-31 | Constant | 0 | [23 empty] | From eQ_Lib.dat in MASControl 2017
D_SUn_All_LitLF_Yr | Lighting | FRACTION | SmrDsn | 2014-01-01 | 2014-12-31 | Constant | 1 | [23 empty] | From eQ_Lib.dat in MASControl 2017
D_SUn_All_LitLF_Yr | Lighting | FRACTION | Hol | 2014-01-01 | 2014-12-31 | Hourly | 0.055 | 0.055 | 0.055 | 0.055 | 0.055 | 0.055 | 0.6 | 0.6 | 0.6 | 0.6 | 0.6 | 0.6 | 0.6 | 0.6 | 0.6 | 0.6 | 0.6 | 0.6 | 0.055 | 0.055 | 0.055 | 0.055 | 0.055 | 0.055 | From eQ_Lib.dat in MASControl 2017
D_SUn_All_LitSp_Yr | Lighting | FRACTION | SmrDsn | 2014-01-01 | 2014-12-31 | Constant | 1 | [23 empty] | From eQ_Lib.dat in MASControl 2017
D_SUn_All_LitSp_Yr | Lighting | FRACTION | WntrDsn | 2014-01-01 | 2014-12-31 | Constant | 0 | [23 empty] | From eQ_Lib.dat in MASControl 2017
D_SUn_All_LitSp_Yr | Lighting | FRACTION | Default¦Hol | 2014-01-01 | 2014-12-31 | Hourly | 0.05 | 0.05 | 0.05 | 0.05 | 0.05 | 0.05 | 1 | 1 | 1 | 1 | 1 | 1 | 1 | 1 | 1 | 1 | 1 | 1 | 0.05 | 0.05 | 0.05 | 0.05 | 0.05 | 0.05 | From eQ_Lib.dat in MASControl 2017
D_WRf_IndDock_LitCFL_Yr | Lighting | FRACTION | SmrDsn | 2014-01-01 | 2014-12-31 | Constant | 1 | [23 empty] | From eQ_Lib.dat in MASControl 2017
D_WRf_IndDock_LitCFL_Yr | Lighting | FRACTION | WntrDsn | 2014-01-01 | 2014-12-31 | Constant | 0 | [23 empty] | From eQ_Lib.dat in MASControl 2017
D_WRf_IndDock_LitCFL_Yr | Lighting | FRACTION | Default¦Hol | 2014-01-01 | 2014-12-31 | Constant | 0.55 | [23 empty] | From eQ_Lib.dat in MASControl 2017
D_WRf_IndDock_LitEx_Yr | Lighting | FRACTION | SmrDsn | 2014-01-01 | 2014-12-31 | Constant | 1 | [23 empty] | From eQ_Lib.dat in MASControl 2017
D_WRf_IndDock_LitEx_Yr | Lighting | FRACTION | WntrDsn | 2014-01-01 | 2014-12-31 | Constant | 0 | [23 empty] | From eQ_Lib.dat in MASControl 2017
D_WRf_IndDock_LitEx_Yr | Lighting | FRACTION | Default¦Hol | 2014-01-01 | 2014-12-31 | Constant | 1 | [23 empty] | From eQ_Lib.dat in MASControl 2017
D_WRf_IndDock_LitLF_Yr | Lighting | FRACTION | SmrDsn | 2014-01-01 | 2014-12-31 | Constant | 1 | [23 empty] | From eQ_Lib.dat in MASControl 2017
D_WRf_IndDock_LitLF_Yr | Lighting | FRACTION | WntrDsn | 2014-01-01 | 2014-12-31 | Constant | 0 | [23 empty] | From eQ_Lib.dat in MASControl 2017
D_WRf_IndDock_LitLF_Yr | Lighting | FRACTION | Default¦Hol | 2014-01-01 | 2014-12-31 | Constant | 0.55 | [23 empty] | From eQ_Lib.dat in MASControl 2017
D_WRf_IndDock_LitSp_Yr | Lighting | FRACTION | SmrDsn | 2014-01-01 | 2014-12-31 | Constant | 1 | [23 empty] | From eQ_Lib.dat in MASControl 2017
D_WRf_IndDock_LitSp_Yr | Lighting | FRACTION | WntrDsn | 2014-01-01 | 2014-12-31 | Constant | 0 | [23 empty] | From eQ_Lib.dat in MASControl 2017
D_WRf_IndDock_LitSp_Yr | Lighting | FRACTION | Default¦Hol | 2014-01-01 | 2014-12-31 | Constant | 1 | [23 empty] | From eQ_Lib.dat in MASControl 2017
D_WRf_OffGen_LitCFL_Yr | Lighting | FRACTION | SmrDsn | 2014-01-01 | 2014-12-31 | Constant | 1 | [23 empty] | From eQ_Lib.dat in MASControl 2017
D_WRf_OffGen_LitCFL_Yr | Lighting | FRACTION | WntrDsn | 2014-01-01 | 2014-12-31 | Constant | 0 | [23 empty] | From eQ_Lib.dat in MASControl 2017
D_WRf_OffGen_LitCFL_Yr | Lighting | FRACTION | Default¦Hol | 2014-01-01 | 2014-12-31 | Hourly | 0.15 | 0.15 | 0.15 | 0.15 | 0.15 | 0.15 | 0.15 | 0.5 | 0.5 | 0.5 | 0.5 | 0.5 | 0.5 | 0.5 | 0.5 | 0.5 | 0.5 | 0.5 | 0.15 | 0.15 | 0.15 | 0.15 | 0.15 | 0.15 | From eQ_Lib.dat in MASControl 2017
D_WRf_OffGen_LitEx_Yr | Lighting | FRACTION | SmrDsn | 2014-01-01 | 2014-12-31 | Constant | 1 | [23 empty] | From eQ_Lib.dat in MASControl 2017
D_WRf_OffGen_LitEx_Yr | Lighting | FRACTION | WntrDsn | 2014-01-01 | 2014-12-31 | Constant | 0 | [23 empty] | From eQ_Lib.dat in MASControl 2017
D_WRf_OffGen_LitEx_Yr | Lighting | FRACTION | Default¦Hol | 2014-01-01 | 2014-12-31 | Constant | 1 | [23 empty] | From eQ_Lib.dat in MASControl 2017
D_WRf_OffGen_LitLF_Yr | Lighting | FRACTION | SmrDsn | 2014-01-01 | 2014-12-31 | Constant | 1 | [23 empty] | From eQ_Lib.dat in MASControl 2017
D_WRf_OffGen_LitLF_Yr | Lighting | FRACTION | WntrDsn | 2014-01-01 | 2014-12-31 | Constant | 0 | [23 empty] | From eQ_Lib.dat in MASControl 2017
D_WRf_OffGen_LitLF_Yr | Lighting | FRACTION | Default¦Hol | 2014-01-01 | 2014-12-31 | Hourly | 0.15 | 0.15 | 0.15 | 0.15 | 0.15 | 0.15 | 0.15 | 0.7 | 0.7 | 0.7 | 0.7 | 0.7 | 0.7 | 0.7 | 0.7 | 0.7 | 0.7 | 0.7 | 0.15 | 0.15 | 0.15 | 0.15 | 0.15 | 0.15 | From eQ_Lib.dat in MASControl 2017
D_WRf_OffGen_LitSp_Yr | Lighting | FRACTION | SmrDsn | 2014-01-01 | 2014-12-31 | Constant | 1 | [23 empty] | From eQ_Lib.dat in MASControl 2017
D_WRf_OffGen_LitSp_Yr | Lighting | FRACTION | WntrDsn | 2014-01-01 | 2014-12-31 | Constant | 0 | [23 empty] | From eQ_Lib.dat in MASControl 2017
D_WRf_OffGen_LitSp_Yr | Lighting | FRACTION | Default¦Hol | 2014-01-01 | 2014-12-31 | Hourly | 0.5 | 0.5 | 0.5 | 0.5 | 0.5 | 0.5 | 0.5 | 1 | 1 | 1 | 1 | 1 | 1 | 1 | 1 | 1 | 1 | 1 | 0.5 | 0.5 | 0.5 | 0.5 | 0.5 | 0.5 | From eQ_Lib.dat in MASControl 2017
D_WRf_RfgClr_LitCFL_Yr | Lighting | FRACTION | SmrDsn | 2014-01-01 | 2014-12-31 | Constant | 1 | [23 empty] | From eQ_Lib.dat in MASControl 2017
D_WRf_RfgClr_LitCFL_Yr | Lighting | FRACTION | WntrDsn | 2014-01-01 | 2014-12-31 | Constant | 0 | [23 empty] | From eQ_Lib.dat in MASControl 2017
D_WRf_RfgClr_LitCFL_Yr | Lighting | FRACTION | Default¦Hol | 2014-01-01 | 2014-12-31 | Constant | 0.55 | [23 empty] | From eQ_Lib.dat in MASControl 2017
D_WRf_RfgClr_LitEx_Yr | Lighting | FRACTION | SmrDsn | 2014-01-01 | 2014-12-31 | Constant | 1 | [23 empty] | From eQ_Lib.dat in MASControl 2017
D_WRf_RfgClr_LitEx_Yr | Lighting | FRACTION | WntrDsn | 2014-01-01 | 2014-12-31 | Constant | 0 | [23 empty] | From eQ_Lib.dat in MASControl 2017
D_WRf_RfgClr_LitEx_Yr | Lighting | FRACTION | Default¦Hol | 2014-01-01 | 2014-12-31 | Constant | 1 | [23 empty] | From eQ_Lib.dat in MASControl 2017
D_WRf_RfgClr_LitLF_Yr | Lighting | FRACTION | SmrDsn | 2014-01-01 | 2014-12-31 | Constant | 1 | [23 empty] | From eQ_Lib.dat in MASControl 2017
D_WRf_RfgClr_LitLF_Yr | Lighting | FRACTION | WntrDsn | 2014-01-01 | 2014-12-31 | Constant | 0 | [23 empty] | From eQ_Lib.dat in MASControl 2017
D_WRf_RfgClr_LitLF_Yr | Lighting | FRACTION | Default¦Hol | 2014-01-01 | 2014-12-31 | Constant | 0.55 | [23 empty] | From eQ_Lib.dat in MASControl 2017
D_WRf_RfgClr_LitSp_Yr | Lighting | FRACTION | SmrDsn | 2014-01-01 | 2014-12-31 | Constant | 1 | [23 empty] | From eQ_Lib.dat in MASControl 2017
D_WRf_RfgClr_LitSp_Yr | Lighting | FRACTION | WntrDsn | 2014-01-01 | 2014-12-31 | Constant | 0 | [23 empty] | From eQ_Lib.dat in MASControl 2017
D_WRf_RfgClr_LitSp_Yr | Lighting | FRACTION | Default¦Hol | 2014-01-01 | 2014-12-31 | Constant | 1 | [23 empty] | From eQ_Lib.dat in MASControl 2017
D_WRf_RfgFrz_LitCFL_Yr | Lighting | FRACTION | SmrDsn | 2014-01-01 | 2014-12-31 | Constant | 1 | [23 empty] | From eQ_Lib.dat in MASControl 2017
D_WRf_RfgFrz_LitCFL_Yr | Lighting | FRACTION | WntrDsn | 2014-01-01 | 2014-12-31 | Constant | 0 | [23 empty] | From eQ_Lib.dat in MASControl 2017
D_WRf_RfgFrz_LitCFL_Yr | Lighting | FRACTION | Default¦Hol | 2014-01-01 | 2014-12-31 | Constant | 0.55 | [23 empty] | From eQ_Lib.dat in MASControl 2017
D_WRf_RfgFrz_LitEx_Yr | Lighting | FRACTION | SmrDsn | 2014-01-01 | 2014-12-31 | Constant | 1 | [23 empty] | From eQ_Lib.dat in MASControl 2017
D_WRf_RfgFrz_LitEx_Yr | Lighting | FRACTION | WntrDsn | 2014-01-01 | 2014-12-31 | Constant | 0 | [23 empty] | From eQ_Lib.dat in MASControl 2017
D_WRf_RfgFrz_LitEx_Yr | Lighting | FRACTION | Default¦Hol | 2014-01-01 | 2014-12-31 | Constant | 1 | [23 empty] | From eQ_Lib.dat in MASControl 2017
D_WRf_RfgFrz_LitLF_Yr | Lighting | FRACTION | SmrDsn | 2014-01-01 | 2014-12-31 | Constant | 1 | [23 empty] | From eQ_Lib.dat in MASControl 2017
D_WRf_RfgFrz_LitLF_Yr | Lighting | FRACTION | WntrDsn | 2014-01-01 | 2014-12-31 | Constant | 0 | [23 empty] | From eQ_Lib.dat in MASControl 2017
D_WRf_RfgFrz_LitLF_Yr | Lighting | FRACTION | Default¦Hol | 2014-01-01 | 2014-12-31 | Constant | 0.55 | [23 empty] | From eQ_Lib.dat in MASControl 2017
D_WRf_RfgFrz_LitSp_Yr | Lighting | FRACTION | SmrDsn | 2014-01-01 | 2014-12-31 | Constant | 1 | [23 empty] | From eQ_Lib.dat in MASControl 2017
D_WRf_RfgFrz_LitSp_Yr | Lighting | FRACTION | WntrDsn | 2014-01-01 | 2014-12-31 | Constant | 0 | [23 empty] | From eQ_Lib.dat in MASControl 2017
D_WRf_RfgFrz_LitSp_Yr | Lighting | FRACTION | Default¦Hol | 2014-01-01 | 2014-12-31 | Constant | 1 | [23 empty] | From eQ_Lib.dat in MASControl 2017
D17_Asm_Aud_CFL_Yr | Lighting | FRACTION | SmrDsn | 2014-01-01 | 2014-12-31 | Constant | 1 | [23 empty] | From eQ_Lib.dat in MASControl 2017
D17_Asm_Aud_CFL_Yr | Lighting | FRACTION | WntrDsn | 2014-01-01 | 2014-12-31 | Constant | 0 | [23 empty] | From eQ_Lib.dat in MASControl 2017
D17_Asm_Aud_CFL_Yr | Lighting | FRACTION | Default¦Hol | 2014-01-01 | 2014-12-31 | Hourly | 0.05 | 0.05 | 0.05 | 0.05 | 0.05 | 0.05 | 0.05 | 0.2 | 0.41 | 0.5 | 0.5 | 0.5 | 0.5 | 0.5 | 0.5 | 0.5 | 0.5 | 0.5 | 0.5 | 0.5 | 0.05 | 0.05 | 0.05 | 0.05 | From eQ_Lib.dat in MASControl 2017
D17_Asm_Aud_HB_Yr | Lighting | FRACTION | SmrDsn | 2014-01-01 | 2014-12-31 | Constant | 1 | [23 empty] | From eQ_Lib.dat in MASControl 2017
D17_Asm_Aud_HB_Yr | Lighting | FRACTION | WntrDsn | 2014-01-01 | 2014-12-31 | Constant | 0 | [23 empty] | From eQ_Lib.dat in MASControl 2017
D17_Asm_Aud_HB_Yr | Lighting | FRACTION | Default¦Hol | 2014-01-01 | 2014-12-31 | Hourly | 0.05 | 0.05 | 0.05 | 0.05 | 0.05 | 0.05 | 0.05 | 0.2 | 0.41 | 0.5 | 0.5 | 0.5 | 0.5 | 0.5 | 0.5 | 0.5 | 0.5 | 0.5 | 0.5 | 0.5 | 0.05 | 0.05 | 0.05 | 0.05 | From eQ_Lib.dat in MASControl 2017
D17_Asm_Aud_LF_Yr | Lighting | FRACTION | SmrDsn | 2014-01-01 | 2014-12-31 | Constant | 1 | [23 empty] | From eQ_Lib.dat in MASControl 2017
D17_Asm_Aud_LF_Yr | Lighting | FRACTION | WntrDsn | 2014-01-01 | 2014-12-31 | Constant | 0 | [23 empty] | From eQ_Lib.dat in MASControl 2017
D17_Asm_Aud_LF_Yr | Lighting | FRACTION | Default¦Hol | 2014-01-01 | 2014-12-31 | Hourly | 0.05 | 0.05 | 0.05 | 0.05 | 0.05 | 0.05 | 0.05 | 0.2 | 0.41 | 0.5 | 0.5 | 0.5 | 0.5 | 0.5 | 0.5 | 0.5 | 0.5 | 0.5 | 0.5 | 0.5 | 0.05 | 0.05 | 0.05 | 0.05 | From eQ_Lib.dat in MASControl 2017
D17_Asm_Clrm_CFL_Yr | Lighting | FRACTION | SmrDsn | 2014-01-01 | 2014-12-31 | Constant | 1 | [23 empty] | From eQ_Lib.dat in MASControl 2017
D17_Asm_Clrm_CFL_Yr | Lighting | FRACTION | WntrDsn | 2014-01-01 | 2014-12-31 | Constant | 0 | [23 empty] | From eQ_Lib.dat in MASControl 2017
D17_Asm_Clrm_CFL_Yr | Lighting | FRACTION | Default¦Hol | 2014-01-01 | 2014-12-31 | Hourly | 0.05 | 0.05 | 0.05 | 0.05 | 0.05 | 0.05 | 0.05 | 0.2 | 0.41 | 0.5 | 0.5 | 0.5 | 0.5 | 0.5 | 0.5 | 0.5 | 0.5 | 0.5 | 0.5 | 0.5 | 0.05 | 0.05 | 0.05 | 0.05 | From eQ_Lib.dat in MASControl 2017
D17_Asm_Clrm_LF_Yr | Lighting | FRACTION | SmrDsn | 2014-01-01 | 2014-12-31 | Constant | 1 | [23 empty] | From eQ_Lib.dat in MASControl 2017
D17_Asm_Clrm_LF_Yr | Lighting | FRACTION | WntrDsn | 2014-01-01 | 2014-12-31 | Constant | 0 | [23 empty] | From eQ_Lib.dat in MASControl 2017
D17_Asm_Clrm_LF_Yr | Lighting | FRACTION | Default¦Hol | 2014-01-01 | 2014-12-31 | Hourly | 0.05 | 0.05 | 0.05 | 0.05 | 0.05 | 0.05 | 0.05 | 0.2 | 0.41 | 0.5 | 0.5 | 0.5 | 0.5 | 0.5 | 0.5 | 0.5 | 0.5 | 0.5 | 0.5 | 0.5 | 0.05 | 0.05 | 0.05 | 0.05 | From eQ_Lib.dat in MASControl 2017
D17_Asm_Conf_CFL_Yr | Lighting | FRACTION | SmrDsn | 2014-01-01 | 2014-12-31 | Constant | 1 | [23 empty] | From eQ_Lib.dat in MASControl 2017
D17_Asm_Conf_CFL_Yr | Lighting | FRACTION | WntrDsn | 2014-01-01 | 2014-12-31 | Constant | 0 | [23 empty] | From eQ_Lib.dat in MASControl 2017
D17_Asm_Conf_CFL_Yr | Lighting | FRACTION | Default¦Hol | 2014-01-01 | 2014-12-31 | Hourly | 0.05 | 0.05 | 0.05 | 0.05 | 0.05 | 0.05 | 0.05 | 0.2 | 0.41 | 0.5 | 0.5 | 0.5 | 0.5 | 0.5 | 0.5 | 0.5 | 0.5 | 0.5 | 0.5 | 0.5 | 0.05 | 0.05 | 0.05 | 0.05 | From eQ_Lib.dat in MASControl 2017
D17_Asm_Conf_LF_Yr | Lighting | FRACTION | SmrDsn | 2014-01-01 | 2014-12-31 | Constant | 1 | [23 empty] | From eQ_Lib.dat in MASControl 2017
D17_Asm_Conf_LF_Yr | Lighting | FRACTION | WntrDsn | 2014-01-01 | 2014-12-31 | Constant | 0 | [23 empty] | From eQ_Lib.dat in MASControl 2017
D17_Asm_Conf_LF_Yr | Lighting | FRACTION | Default¦Hol | 2014-01-01 | 2014-12-31 | Hourly | 0.05 | 0.05 | 0.05 | 0.05 | 0.05 | 0.05 | 0.05 | 0.2 | 0.41 | 0.5 | 0.5 | 0.5 | 0.5 | 0.5 | 0.5 | 0.5 | 0.5 | 0.5 | 0.5 | 0.5 | 0.05 | 0.05 | 0.05 | 0.05 | From eQ_Lib.dat in MASControl 2017
D17_Asm_Din_CFL_Yr | Lighting | FRACTION | SmrDsn | 2014-01-01 | 2014-12-31 | Constant | 1 | [23 empty] | From eQ_Lib.dat in MASControl 2017
D17_Asm_Din_CFL_Yr | Lighting | FRACTION | WntrDsn | 2014-01-01 | 2014-12-31 | Constant | 0 | [23 empty] | From eQ_Lib.dat in MASControl 2017
D17_Asm_Din_CFL_Yr | Lighting | FRACTION | Default¦Hol | 2014-01-01 | 2014-12-31 | Hourly | 0.05 | 0.05 | 0.05 | 0.05 | 0.05 | 0.05 | 0.05 | 0.2 | 0.41 | 0.5 | 0.5 | 0.5 | 0.5 | 0.5 | 0.5 | 0.5 | 0.5 | 0.5 | 0.5 | 0.5 | 0.05 | 0.05 | 0.05 | 0.05 | From eQ_Lib.dat in MASControl 2017
D17_Asm_Din_LF_Yr | Lighting | FRACTION | SmrDsn | 2014-01-01 | 2014-12-31 | Constant | 1 | [23 empty] | From eQ_Lib.dat in MASControl 2017
D17_Asm_Din_LF_Yr | Lighting | FRACTION | WntrDsn | 2014-01-01 | 2014-12-31 | Constant | 0 | [23 empty] | From eQ_Lib.dat in MASControl 2017
D17_Asm_Din_LF_Yr | Lighting | FRACTION | Default¦Hol | 2014-01-01 | 2014-12-31 | Hourly | 0.05 | 0.05 | 0.05 | 0.05 | 0.05 | 0.05 | 0.05 | 0.2 | 0.41 | 0.5 | 0.5 | 0.5 | 0.5 | 0.5 | 0.5 | 0.5 | 0.5 | 0.5 | 0.5 | 0.5 | 0.05 | 0.05 | 0.05 | 0.05 | From eQ_Lib.dat in MASControl 2017
D17_Asm_Exhbt_CFL_Yr | Lighting | FRACTION | SmrDsn | 2014-01-01 | 2014-12-31 | Constant | 1 | [23 empty] | From eQ_Lib.dat in MASControl 2017
D17_Asm_Exhbt_CFL_Yr | Lighting | FRACTION | WntrDsn | 2014-01-01 | 2014-12-31 | Constant | 0 | [23 empty] | From eQ_Lib.dat in MASControl 2017
D17_Asm_Exhbt_CFL_Yr | Lighting | FRACTION | Default¦Hol | 2014-01-01 | 2014-12-31 | Hourly | 0.05 | 0.05 | 0.05 | 0.05 | 0.05 | 0.05 | 0.05 | 0.2 | 0.41 | 0.5 | 0.5 | 0.5 | 0.5 | 0.5 | 0.5 | 0.5 | 0.5 | 0.5 | 0.5 | 0.5 | 0.05 | 0.05 | 0.05 | 0.05 | From eQ_Lib.dat in MASControl 2017
D17_Asm_Exhbt_LF_Yr | Lighting | FRACTION | SmrDsn | 2014-01-01 | 2014-12-31 | Constant | 1 | [23 empty] | From eQ_Lib.dat in MASControl 2017
D17_Asm_Exhbt_LF_Yr | Lighting | FRACTION | WntrDsn | 2014-01-01 | 2014-12-31 | Constant | 0 | [23 empty] | From eQ_Lib.dat in MASControl 2017
D17_Asm_Exhbt_LF_Yr | Lighting | FRACTION | Default¦Hol | 2014-01-01 | 2014-12-31 | Hourly | 0.05 | 0.05 | 0.05 | 0.05 | 0.05 | 0.05 | 0.05 | 0.2 | 0.41 | 0.5 | 0.5 | 0.5 | 0.5 | 0.5 | 0.5 | 0.5 | 0.5 | 0.5 | 0.5 | 0.5 | 0.05 | 0.05 | 0.05 | 0.05 | From eQ_Lib.dat in MASControl 2017
D17_Asm_Hall_CFL_Yr | Lighting | FRACTION | SmrDsn | 2014-01-01 | 2014-12-31 | Constant | 1 | [23 empty] | From eQ_Lib.dat in MASControl 2017
D17_Asm_Hall_CFL_Yr | Lighting | FRACTION | WntrDsn | 2014-01-01 | 2014-12-31 | Constant | 0 | [23 empty] | From eQ_Lib.dat in MASControl 2017
D17_Asm_Hall_CFL_Yr | Lighting | FRACTION | Default¦Hol | 2014-01-01 | 2014-12-31 | Hourly | 0.1 | 0.1 | 0.1 | 0.1 | 0.1 | 0.1 | 0.1 | 0.5583 | 0.6194 | 0.6194 | 0.65 | 0.65 | 0.5583 | 0.5583 | 0.6194 | 0.6194 | 0.65 | 0.5583 | 0.4972 | 0.4361 | 0.1 | 0.1 | 0.1 | 0.1 | From eQ_Lib.dat in MASControl 2017
D17_Asm_Hall_LF_Yr | Lighting | FRACTION | SmrDsn | 2014-01-01 | 2014-12-31 | Constant | 1 | [23 empty] | From eQ_Lib.dat in MASControl 2017
D17_Asm_Hall_LF_Yr | Lighting | FRACTION | WntrDsn | 2014-01-01 | 2014-12-31 | Constant | 0 | [23 empty] | From eQ_Lib.dat in MASControl 2017
D17_Asm_Hall_LF_Yr | Lighting | FRACTION | Default¦Hol | 2014-01-01 | 2014-12-31 | Hourly | 0.1 | 0.1 | 0.1 | 0.1 | 0.1 | 0.1 | 0.1 | 0.5583 | 0.6194 | 0.6194 | 0.65 | 0.65 | 0.5583 | 0.5583 | 0.6194 | 0.6194 | 0.65 | 0.5583 | 0.4972 | 0.4361 | 0.1 | 0.1 | 0.1 | 0.1 | From eQ_Lib.dat in MASControl 2017
D17_Asm_Ktchn_CFL_Yr | Lighting | FRACTION | SmrDsn | 2014-01-01 | 2014-12-31 | Constant | 1 | [23 empty] | From eQ_Lib.dat in MASControl 2017
D17_Asm_Ktchn_CFL_Yr | Lighting | FRACTION | WntrDsn | 2014-01-01 | 2014-12-31 | Constant | 0 | [23 empty] | From eQ_Lib.dat in MASControl 2017
D17_Asm_Ktchn_CFL_Yr | Lighting | FRACTION | Default¦Hol | 2014-01-01 | 2014-12-31 | Hourly | 0.1 | 0.1 | 0.1 | 0.1 | 0.1 | 0.1 | 0.1 | 0.5583 | 0.6194 | 0.6194 | 0.65 | 0.65 | 0.5583 | 0.5583 | 0.6194 | 0.6194 | 0.65 | 0.5583 | 0.4972 | 0.4361 | 0.1 | 0.1 | 0.1 | 0.1 | From eQ_Lib.dat in MASControl 2017
D17_Asm_Ktchn_LF_Yr | Lighting | FRACTION | SmrDsn | 2014-01-01 | 2014-12-31 | Constant | 1 | [23 empty] | From eQ_Lib.dat in MASControl 2017
D17_Asm_Ktchn_LF_Yr | Lighting | FRACTION | WntrDsn | 2014-01-01 | 2014-12-31 | Constant | 0 | [23 empty] | From eQ_Lib.dat in MASControl 2017
D17_Asm_Ktchn_LF_Yr | Lighting | FRACTION | Default¦Hol | 2014-01-01 | 2014-12-31 | Hourly | 0.1 | 0.1 | 0.1 | 0.1 | 0.1 | 0.1 | 0.1 | 0.5583 | 0.6194 | 0.6194 | 0.65 | 0.65 | 0.5583 | 0.5583 | 0.6194 | 0.6194 | 0.65 | 0.5583 | 0.4972 | 0.4361 | 0.1 | 0.1 | 0.1 | 0.1 | From eQ_Lib.dat in MASControl 2017
D17_Asm_LobWt_CFL_Yr | Lighting | FRACTION | SmrDsn | 2014-01-01 | 2014-12-31 | Constant | 1 | [23 empty] | From eQ_Lib.dat in MASControl 2017
D17_Asm_LobWt_CFL_Yr | Lighting | FRACTION | WntrDsn | 2014-01-01 | 2014-12-31 | Constant | 0 | [23 empty] | From eQ_Lib.dat in MASControl 2017
D17_Asm_LobWt_CFL_Yr | Lighting | FRACTION | Default¦Hol | 2014-01-01 | 2014-12-31 | Hourly | 0.1 | 0.1 | 0.1 | 0.1 | 0.1 | 0.1 | 0.1 | 0.5583 | 0.6194 | 0.6194 | 0.65 | 0.65 | 0.5583 | 0.5583 | 0.6194 | 0.6194 | 0.65 | 0.5583 | 0.4972 | 0.4361 | 0.1 | 0.1 | 0.1 | 0.1 | From eQ_Lib.dat in MASControl 2017
D17_Asm_LobWt_LF_Yr | Lighting | FRACTION | SmrDsn | 2014-01-01 | 2014-12-31 | Constant | 1 | [23 empty] | From eQ_Lib.dat in MASControl 2017
D17_Asm_LobWt_LF_Yr | Lighting | FRACTION | WntrDsn | 2014-01-01 | 2014-12-31 | Constant | 0 | [23 empty] | From eQ_Lib.dat in MASControl 2017
D17_Asm_LobWt_LF_Yr | Lighting | FRACTION | Default¦Hol | 2014-01-01 | 2014-12-31 | Hourly | 0.1 | 0.1 | 0.1 | 0.1 | 0.1 | 0.1 | 0.1 | 0.5583 | 0.6194 | 0.6194 | 0.65 | 0.65 | 0.5583 | 0.5583 | 0.6194 | 0.6194 | 0.65 | 0.5583 | 0.4972 | 0.4361 | 0.1 | 0.1 | 0.1 | 0.1 | From eQ_Lib.dat in MASControl 2017
D17_Asm_Mech_CFL_Yr | Lighting | FRACTION | SmrDsn | 2014-01-01 | 2014-12-31 | Constant | 1 | [23 empty] | From eQ_Lib.dat in MASControl 2017
D17_Asm_Mech_CFL_Yr | Lighting | FRACTION | WntrDsn | 2014-01-01 | 2014-12-31 | Constant | 0 | [23 empty] | From eQ_Lib.dat in MASControl 2017
D17_Asm_Mech_CFL_Yr | Lighting | FRACTION | Default¦Hol | 2014-01-01 | 2014-12-31 | Hourly | 0.1 | 0.1 | 0.1 | 0.1 | 0.1 | 0.1 | 0.1 | 0.5583 | 0.6194 | 0.6194 | 0.65 | 0.65 | 0.5583 | 0.5583 | 0.6194 | 0.6194 | 0.65 | 0.5583 | 0.4972 | 0.4361 | 0.1 | 0.1 | 0.1 | 0.1 | From eQ_Lib.dat in MASControl 2017
D17_Asm_Mech_LF_Yr | Lighting | FRACTION | SmrDsn | 2014-01-01 | 2014-12-31 | Constant | 1 | [23 empty] | From eQ_Lib.dat in MASControl 2017
D17_Asm_Mech_LF_Yr | Lighting | FRACTION | WntrDsn | 2014-01-01 | 2014-12-31 | Constant | 0 | [23 empty] | From eQ_Lib.dat in MASControl 2017
D17_Asm_Mech_LF_Yr | Lighting | FRACTION | Default¦Hol | 2014-01-01 | 2014-12-31 | Hourly | 0.1 | 0.1 | 0.1 | 0.1 | 0.1 | 0.1 | 0.1 | 0.5583 | 0.6194 | 0.6194 | 0.65 | 0.65 | 0.5583 | 0.5583 | 0.6194 | 0.6194 | 0.65 | 0.5583 | 0.4972 | 0.4361 | 0.1 | 0.1 | 0.1 | 0.1 | From eQ_Lib.dat in MASControl 2017
D17_Asm_OffGen_CFL_Yr | Lighting | FRACTION | SmrDsn | 2014-01-01 | 2014-12-31 | Constant | 1 | [23 empty] | From eQ_Lib.dat in MASControl 2017
D17_Asm_OffGen_CFL_Yr | Lighting | FRACTION | WntrDsn | 2014-01-01 | 2014-12-31 | Constant | 0 | [23 empty] | From eQ_Lib.dat in MASControl 2017
D17_Asm_OffGen_CFL_Yr | Lighting | FRACTION | Default¦Hol | 2014-01-01 | 2014-12-31 | Hourly | 0.1 | 0.1 | 0.1 | 0.1 | 0.1 | 0.1 | 0.1 | 0.5583 | 0.6194 | 0.6194 | 0.65 | 0.65 | 0.5583 | 0.5583 | 0.6194 | 0.6194 | 0.65 | 0.5583 | 0.4972 | 0.4361 | 0.1 | 0.1 | 0.1 | 0.1 | From eQ_Lib.dat in MASControl 2017
D17_Asm_OffGen_LF_Yr | Lighting | FRACTION | SmrDsn | 2014-01-01 | 2014-12-31 | Constant | 1 | [23 empty] | From eQ_Lib.dat in MASControl 2017
D17_Asm_OffGen_LF_Yr | Lighting | FRACTION | WntrDsn | 2014-01-01 | 2014-12-31 | Constant | 0 | [23 empty] | From eQ_Lib.dat in MASControl 2017
D17_Asm_OffGen_LF_Yr | Lighting | FRACTION | Default¦Hol | 2014-01-01 | 2014-12-31 | Hourly | 0.1 | 0.1 | 0.1 | 0.1 | 0.1 | 0.1 | 0.1 | 0.5583 | 0.6194 | 0.6194 | 0.65 | 0.65 | 0.5583 | 0.5583 | 0.6194 | 0.6194 | 0.65 | 0.5583 | 0.4972 | 0.4361 | 0.1 | 0.1 | 0.1 | 0.1 | From eQ_Lib.dat in MASControl 2017
D17_Asm_Restrm_CFL_Yr | Lighting | FRACTION | SmrDsn | 2014-01-01 | 2014-12-31 | Constant | 1 | [23 empty] | From eQ_Lib.dat in MASControl 2017
D17_Asm_Restrm_CFL_Yr | Lighting | FRACTION | WntrDsn | 2014-01-01 | 2014-12-31 | Constant | 0 | [23 empty] | From eQ_Lib.dat in MASControl 2017
D17_Asm_Restrm_CFL_Yr | Lighting | FRACTION | Default¦Hol | 2014-01-01 | 2014-12-31 | Hourly | 0.1 | 0.1 | 0.1 | 0.1 | 0.1 | 0.1 | 0.1 | 0.5583 | 0.6194 | 0.6194 | 0.65 | 0.65 | 0.5583 | 0.5583 | 0.6194 | 0.6194 | 0.65 | 0.5583 | 0.4972 | 0.4361 | 0.1 | 0.1 | 0.1 | 0.1 | From eQ_Lib.dat in MASControl 2017
D17_Asm_Restrm_LF_Yr | Lighting | FRACTION | SmrDsn | 2014-01-01 | 2014-12-31 | Constant | 1 | [23 empty] | From eQ_Lib.dat in MASControl 2017
D17_Asm_Restrm_LF_Yr | Lighting | FRACTION | WntrDsn | 2014-01-01 | 2014-12-31 | Constant | 0 | [23 empty] | From eQ_Lib.dat in MASControl 2017
D17_Asm_Restrm_LF_Yr | Lighting | FRACTION | Default¦Hol | 2014-01-01 | 2014-12-31 | Hourly | 0.1 | 0.1 | 0.1 | 0.1 | 0.1 | 0.1 | 0.1 | 0.5583 | 0.6194 | 0.6194 | 0.65 | 0.65 | 0.5583 | 0.5583 | 0.6194 | 0.6194 | 0.65 | 0.5583 | 0.4972 | 0.4361 | 0.1 | 0.1 | 0.1 | 0.1 | From eQ_Lib.dat in MASControl 2017
D17_Asm_Sales_CFL_Yr | Lighting | FRACTION | SmrDsn | 2014-01-01 | 2014-12-31 | Constant | 1 | [23 empty] | From eQ_Lib.dat in MASControl 2017
D17_Asm_Sales_CFL_Yr | Lighting | FRACTION | WntrDsn | 2014-01-01 | 2014-12-31 | Constant | 0 | [23 empty] | From eQ_Lib.dat in MASControl 2017
D17_Asm_Sales_CFL_Yr | Lighting | FRACTION | Default¦Hol | 2014-01-01 | 2014-12-31 | Hourly | 0.05 | 0.05 | 0.05 | 0.05 | 0.05 | 0.05 | 0.05 | 0.2 | 0.41 | 0.5 | 0.5 | 0.5 | 0.5 | 0.5 | 0.5 | 0.5 | 0.5 | 0.5 | 0.5 | 0.5 | 0.05 | 0.05 | 0.05 | 0.05 | From eQ_Lib.dat in MASControl 2017
D17_Asm_Sales_LF_Yr | Lighting | FRACTION | SmrDsn | 2014-01-01 | 2014-12-31 | Constant | 1 | [23 empty] | From eQ_Lib.dat in MASControl 2017
D17_Asm_Sales_LF_Yr | Lighting | FRACTION | WntrDsn | 2014-01-01 | 2014-12-31 | Constant | 0 | [23 empty] | From eQ_Lib.dat in MASControl 2017
D17_Asm_Sales_LF_Yr | Lighting | FRACTION | Default¦Hol | 2014-01-01 | 2014-12-31 | Hourly | 0.05 | 0.05 | 0.05 | 0.05 | 0.05 | 0.05 | 0.05 | 0.2 | 0.41 | 0.5 | 0.5 | 0.5 | 0.5 | 0.5 | 0.5 | 0.5 | 0.5 | 0.5 | 0.5 | 0.5 | 0.05 | 0.05 | 0.05 | 0.05 | From eQ_Lib.dat in MASControl 2017
D17_Asm_Stock_CFL_Yr | Lighting | FRACTION | SmrDsn | 2014-01-01 | 2014-12-31 | Constant | 1 | [23 empty] | From eQ_Lib.dat in MASControl 2017
D17_Asm_Stock_CFL_Yr | Lighting | FRACTION | WntrDsn | 2014-01-01 | 2014-12-31 | Constant | 0 | [23 empty] | From eQ_Lib.dat in MASControl 2017
D17_Asm_Stock_CFL_Yr | Lighting | FRACTION | Default¦Hol | 2014-01-01 | 2014-12-31 | Hourly | 0.1 | 0.1 | 0.1 | 0.1 | 0.1 | 0.1 | 0.1 | 0.5583 | 0.6194 | 0.6194 | 0.65 | 0.65 | 0.5583 | 0.5583 | 0.6194 | 0.6194 | 0.65 | 0.5583 | 0.4972 | 0.4361 | 0.1 | 0.1 | 0.1 | 0.1 | From eQ_Lib.dat in MASControl 2017
D17_Asm_Stock_LF_Yr | Lighting | FRACTION | SmrDsn | 2014-01-01 | 2014-12-31 | Constant | 1 | [23 empty] | From eQ_Lib.dat in MASControl 2017
D17_Asm_Stock_LF_Yr | Lighting | FRACTION | WntrDsn | 2014-01-01 | 2014-12-31 | Constant | 0 | [23 empty] | From eQ_Lib.dat in MASControl 2017
D17_Asm_Stock_LF_Yr | Lighting | FRACTION | Default¦Hol | 2014-01-01 | 2014-12-31 | Hourly | 0.1 | 0.1 | 0.1 | 0.1 | 0.1 | 0.1 | 0.1 | 0.5583 | 0.6194 | 0.6194 | 0.65 | 0.65 | 0.5583 | 0.5583 | 0.6194 | 0.6194 | 0.65 | 0.5583 | 0.4972 | 0.4361 | 0.1 | 0.1 | 0.1 | 0.1 | From eQ_Lib.dat in MASControl 2017
D17_Asm_Wrshp_CFL_Yr | Lighting | FRACTION | SmrDsn | 2014-01-01 | 2014-12-31 | Constant | 1 | [23 empty] | From eQ_Lib.dat in MASControl 2017
D17_Asm_Wrshp_CFL_Yr | Lighting | FRACTION | WntrDsn | 2014-01-01 | 2014-12-31 | Constant | 0 | [23 empty] | From eQ_Lib.dat in MASControl 2017
D17_Asm_Wrshp_CFL_Yr | Lighting | FRACTION | Default¦Hol | 2014-01-01 | 2014-12-31 | Hourly | 0.05 | 0.05 | 0.05 | 0.05 | 0.05 | 0.05 | 0.05 | 0.2 | 0.41 | 0.5 | 0.5 | 0.5 | 0.5 | 0.5 | 0.5 | 0.5 | 0.5 | 0.5 | 0.5 | 0.5 | 0.05 | 0.05 | 0.05 | 0.05 | From eQ_Lib.dat in MASControl 2017
D17_Asm_Wrshp_LF_Yr | Lighting | FRACTION | SmrDsn | 2014-01-01 | 2014-12-31 | Constant | 1 | [23 empty] | From eQ_Lib.dat in MASControl 2017
D17_Asm_Wrshp_LF_Yr | Lighting | FRACTION | WntrDsn | 2014-01-01 | 2014-12-31 | Constant | 0 | [23 empty] | From eQ_Lib.dat in MASControl 2017
D17_Asm_Wrshp_LF_Yr | Lighting | FRACTION | Default¦Hol | 2014-01-01 | 2014-12-31 | Hourly | 0.05 | 0.05 | 0.05 | 0.05 | 0.05 | 0.05 | 0.05 | 0.2 | 0.41 | 0.5 | 0.5 | 0.5 | 0.5 | 0.5 | 0.5 | 0.5 | 0.5 | 0.5 | 0.5 | 0.5 | 0.05 | 0.05 | 0.05 | 0.05 | From eQ_Lib.dat in MASControl 2017
D17_ECC_Clrm_CFL_Yr | Lighting | FRACTION | SmrDsn | 2014-01-01 | 2014-01-11 | Constant | 1 | [23 empty] | From eQ_Lib.dat in MASControl 2017
D17_ECC_Clrm_CFL_Yr | Lighting | FRACTION | WntrDsn | 2014-01-01 | 2014-01-11 | Constant | 0 | [23 empty] | From eQ_Lib.dat in MASControl 2017
D17_ECC_Clrm_CFL_Yr | Lighting | FRACTION | Default | 2014-01-01 | 2014-01-11 | Constant | 0.02 | [23 empty] | From eQ_Lib.dat in MASControl 2017
D17_ECC_Clrm_CFL_Yr | Lighting | FRACTION | Default¦Wkdy | 2014-01-12 | 2014-04-03 | Hourly | 0.1 | 0.1 | 0.1 | 0.1 | 0.1 | 0.265 | 0.43 | 0.595 | 0.76 | 0.76 | 0.76 | 0.76 | 0.76 | 0.76 | 0.76 | 0.76 | 0.76 | 0.76 | 0.595 | 0.43 | 0.265 | 0.1 | 0.1 | 0.1 | From eQ_Lib.dat in MASControl 2017
D17_ECC_Clrm_CFL_Yr | Lighting | FRACTION | Wknd | 2014-01-12 | 2014-04-03 | Hourly | 0.05 | 0.05 | 0.05 | 0.05 | 0.05 | 0.05 | 0.05 | 0.25 | 0.25 | 0.25 | 0.25 | 0.25 | 0.25 | 0.25 | 0.25 | 0.25 | 0.05 | 0.05 | 0.05 | 0.05 | 0.05 | 0.05 | 0.05 | 0.05 | From eQ_Lib.dat in MASControl 2017
D17_ECC_Clrm_CFL_Yr | Lighting | FRACTION | SmrDsn | 2014-04-04 | 2014-04-12 | Constant | 1 | [23 empty] | From eQ_Lib.dat in MASControl 2017
D17_ECC_Clrm_CFL_Yr | Lighting | FRACTION | WntrDsn | 2014-04-04 | 2014-04-12 | Constant | 0 | [23 empty] | From eQ_Lib.dat in MASControl 2017
D17_ECC_Clrm_CFL_Yr | Lighting | FRACTION | Default | 2014-04-04 | 2014-04-12 | Constant | 0.02 | [23 empty] | From eQ_Lib.dat in MASControl 2017
D17_ECC_Clrm_CFL_Yr | Lighting | FRACTION | Default¦Wkdy | 2014-04-13 | 2014-05-22 | Hourly | 0.1 | 0.1 | 0.1 | 0.1 | 0.1 | 0.265 | 0.43 | 0.595 | 0.76 | 0.76 | 0.76 | 0.76 | 0.76 | 0.76 | 0.76 | 0.76 | 0.76 | 0.76 | 0.595 | 0.43 | 0.265 | 0.1 | 0.1 | 0.1 | From eQ_Lib.dat in MASControl 2017
D17_ECC_Clrm_CFL_Yr | Lighting | FRACTION | Wknd | 2014-04-13 | 2014-05-22 | Hourly | 0.05 | 0.05 | 0.05 | 0.05 | 0.05 | 0.05 | 0.05 | 0.25 | 0.25 | 0.25 | 0.25 | 0.25 | 0.25 | 0.25 | 0.25 | 0.25 | 0.05 | 0.05 | 0.05 | 0.05 | 0.05 | 0.05 | 0.05 | 0.05 | From eQ_Lib.dat in MASControl 2017
D17_ECC_Clrm_CFL_Yr | Lighting | FRACTION | SmrDsn | 2014-05-23 | 2014-05-31 | Constant | 1 | [23 empty] | From eQ_Lib.dat in MASControl 2017
D17_ECC_Clrm_CFL_Yr | Lighting | FRACTION | WntrDsn | 2014-05-23 | 2014-05-31 | Constant | 0 | [23 empty] | From eQ_Lib.dat in MASControl 2017
D17_ECC_Clrm_CFL_Yr | Lighting | FRACTION | Default | 2014-05-23 | 2014-05-31 | Constant | 0.02 | [23 empty] | From eQ_Lib.dat in MASControl 2017
D17_ECC_Clrm_CFL_Yr | Lighting | FRACTION | Default¦Wkdy | 2014-06-01 | 2014-08-07 | Hourly | 0.1 | 0.1 | 0.1 | 0.1 | 0.1 | 0.1969 | 0.2938 | 0.3906 | 0.4875 | 0.4875 | 0.4875 | 0.4875 | 0.4875 | 0.4875 | 0.4875 | 0.4875 | 0.3906 | 0.2938 | 0.1969 | 0.1 | 0.1 | 0.1 | 0.1 | 0.1 | From eQ_Lib.dat in MASControl 2017
D17_ECC_Clrm_CFL_Yr | Lighting | FRACTION | Wknd | 2014-06-01 | 2014-08-07 | Hourly | 0.05 | 0.05 | 0.05 | 0.05 | 0.05 | 0.05 | 0.05 | 0.1875 | 0.1875 | 0.1875 | 0.1875 | 0.1875 | 0.1875 | 0.1875 | 0.05 | 0.05 | 0.05 | 0.05 | 0.05 | 0.05 | 0.05 | 0.05 | 0.05 | 0.05 | From eQ_Lib.dat in MASControl 2017
D17_ECC_Clrm_CFL_Yr | Lighting | FRACTION | SmrDsn | 2014-08-08 | 2014-08-16 | Constant | 1 | [23 empty] | From eQ_Lib.dat in MASControl 2017
D17_ECC_Clrm_CFL_Yr | Lighting | FRACTION | WntrDsn | 2014-08-08 | 2014-08-16 | Constant | 0 | [23 empty] | From eQ_Lib.dat in MASControl 2017
D17_ECC_Clrm_CFL_Yr | Lighting | FRACTION | Default | 2014-08-08 | 2014-08-16 | Constant | 0.02 | [23 empty] | From eQ_Lib.dat in MASControl 2017
D17_ECC_Clrm_CFL_Yr | Lighting | FRACTION | Default¦Wkdy | 2014-08-17 | 2014-12-11 | Hourly | 0.1 | 0.1 | 0.1 | 0.1 | 0.1 | 0.265 | 0.43 | 0.595 | 0.76 | 0.76 | 0.76 | 0.76 | 0.76 | 0.76 | 0.76 | 0.76 | 0.76 | 0.76 | 0.595 | 0.43 | 0.265 | 0.1 | 0.1 | 0.1 | From eQ_Lib.dat in MASControl 2017
D17_ECC_Clrm_CFL_Yr | Lighting | FRACTION | Wknd | 2014-08-17 | 2014-12-11 | Hourly | 0.05 | 0.05 | 0.05 | 0.05 | 0.05 | 0.05 | 0.05 | 0.25 | 0.25 | 0.25 | 0.25 | 0.25 | 0.25 | 0.25 | 0.25 | 0.25 | 0.05 | 0.05 | 0.05 | 0.05 | 0.05 | 0.05 | 0.05 | 0.05 | From eQ_Lib.dat in MASControl 2017
D17_ECC_Clrm_CFL_Yr | Lighting | FRACTION | SmrDsn | 2014-12-12 | 2014-12-31 | Constant | 1 | [23 empty] | From eQ_Lib.dat in MASControl 2017
D17_ECC_Clrm_CFL_Yr | Lighting | FRACTION | WntrDsn | 2014-12-12 | 2014-12-31 | Constant | 0 | [23 empty] | From eQ_Lib.dat in MASControl 2017
D17_ECC_Clrm_CFL_Yr | Lighting | FRACTION | Default | 2014-12-12 | 2014-12-31 | Constant | 0.02 | [23 empty] | From eQ_Lib.dat in MASControl 2017
D17_ECC_Clrm_CFL_Yr | Lighting | FRACTION | WntrDsn | 2014-01-01 | 2014-12-31 | Constant | 0 | [23 empty] | From eQ_Lib.dat in MASControl 2017
D17_ECC_Clrm_CFL_Yr | Lighting | FRACTION | SmrDsn | 2014-01-01 | 2014-12-31 | Constant | 1 | [23 empty] | From eQ_Lib.dat in MASControl 2017
D17_ECC_Clrm_CFL_Yr | Lighting | FRACTION | Hol | 2014-01-01 | 2014-12-31 | Constant | 0.035 | [23 empty] | From eQ_Lib.dat in MASControl 2017
D17_ECC_Clrm_LF_Yr | Lighting | FRACTION | SmrDsn | 2014-01-01 | 2014-01-11 | Constant | 1 | [23 empty] | From eQ_Lib.dat in MASControl 2017
D17_ECC_Clrm_LF_Yr | Lighting | FRACTION | WntrDsn | 2014-01-01 | 2014-01-11 | Constant | 0 | [23 empty] | From eQ_Lib.dat in MASControl 2017
D17_ECC_Clrm_LF_Yr | Lighting | FRACTION | Default | 2014-01-01 | 2014-01-11 | Constant | 0.02 | [23 empty] | From eQ_Lib.dat in MASControl 2017
D17_ECC_Clrm_LF_Yr | Lighting | FRACTION | Default¦Wkdy | 2014-01-12 | 2014-04-03 | Hourly | 0.1 | 0.1 | 0.1 | 0.1 | 0.1 | 0.265 | 0.43 | 0.595 | 0.76 | 0.76 | 0.76 | 0.76 | 0.76 | 0.76 | 0.76 | 0.76 | 0.76 | 0.76 | 0.595 | 0.43 | 0.265 | 0.1 | 0.1 | 0.1 | From eQ_Lib.dat in MASControl 2017
D17_ECC_Clrm_LF_Yr | Lighting | FRACTION | Wknd | 2014-01-12 | 2014-04-03 | Hourly | 0.05 | 0.05 | 0.05 | 0.05 | 0.05 | 0.05 | 0.05 | 0.25 | 0.25 | 0.25 | 0.25 | 0.25 | 0.25 | 0.25 | 0.25 | 0.25 | 0.05 | 0.05 | 0.05 | 0.05 | 0.05 | 0.05 | 0.05 | 0.05 | From eQ_Lib.dat in MASControl 2017
D17_ECC_Clrm_LF_Yr | Lighting | FRACTION | SmrDsn | 2014-04-04 | 2014-04-12 | Constant | 1 | [23 empty] | From eQ_Lib.dat in MASControl 2017
D17_ECC_Clrm_LF_Yr | Lighting | FRACTION | WntrDsn | 2014-04-04 | 2014-04-12 | Constant | 0 | [23 empty] | From eQ_Lib.dat in MASControl 2017
D17_ECC_Clrm_LF_Yr | Lighting | FRACTION | Default | 2014-04-04 | 2014-04-12 | Constant | 0.02 | [23 empty] | From eQ_Lib.dat in MASControl 2017
D17_ECC_Clrm_LF_Yr | Lighting | FRACTION | Default¦Wkdy | 2014-04-13 | 2014-05-22 | Hourly | 0.1 | 0.1 | 0.1 | 0.1 | 0.1 | 0.265 | 0.43 | 0.595 | 0.76 | 0.76 | 0.76 | 0.76 | 0.76 | 0.76 | 0.76 | 0.76 | 0.76 | 0.76 | 0.595 | 0.43 | 0.265 | 0.1 | 0.1 | 0.1 | From eQ_Lib.dat in MASControl 2017
D17_ECC_Clrm_LF_Yr | Lighting | FRACTION | Wknd | 2014-04-13 | 2014-05-22 | Hourly | 0.05 | 0.05 | 0.05 | 0.05 | 0.05 | 0.05 | 0.05 | 0.25 | 0.25 | 0.25 | 0.25 | 0.25 | 0.25 | 0.25 | 0.25 | 0.25 | 0.05 | 0.05 | 0.05 | 0.05 | 0.05 | 0.05 | 0.05 | 0.05 | From eQ_Lib.dat in MASControl 2017
D17_ECC_Clrm_LF_Yr | Lighting | FRACTION | SmrDsn | 2014-05-23 | 2014-05-31 | Constant | 1 | [23 empty] | From eQ_Lib.dat in MASControl 2017
D17_ECC_Clrm_LF_Yr | Lighting | FRACTION | WntrDsn | 2014-05-23 | 2014-05-31 | Constant | 0 | [23 empty] | From eQ_Lib.dat in MASControl 2017
D17_ECC_Clrm_LF_Yr | Lighting | FRACTION | Default | 2014-05-23 | 2014-05-31 | Constant | 0.02 | [23 empty] | From eQ_Lib.dat in MASControl 2017
D17_ECC_Clrm_LF_Yr | Lighting | FRACTION | Default¦Wkdy | 2014-06-01 | 2014-08-07 | Hourly | 0.1 | 0.1 | 0.1 | 0.1 | 0.1 | 0.1969 | 0.2938 | 0.3906 | 0.4875 | 0.4875 | 0.4875 | 0.4875 | 0.4875 | 0.4875 | 0.4875 | 0.4875 | 0.3906 | 0.2938 | 0.1969 | 0.1 | 0.1 | 0.1 | 0.1 | 0.1 | From eQ_Lib.dat in MASControl 2017
D17_ECC_Clrm_LF_Yr | Lighting | FRACTION | Wknd | 2014-06-01 | 2014-08-07 | Hourly | 0.05 | 0.05 | 0.05 | 0.05 | 0.05 | 0.05 | 0.05 | 0.1875 | 0.1875 | 0.1875 | 0.1875 | 0.1875 | 0.1875 | 0.1875 | 0.05 | 0.05 | 0.05 | 0.05 | 0.05 | 0.05 | 0.05 | 0.05 | 0.05 | 0.05 | From eQ_Lib.dat in MASControl 2017
D17_ECC_Clrm_LF_Yr | Lighting | FRACTION | SmrDsn | 2014-08-08 | 2014-08-16 | Constant | 1 | [23 empty] | From eQ_Lib.dat in MASControl 2017
D17_ECC_Clrm_LF_Yr | Lighting | FRACTION | WntrDsn | 2014-08-08 | 2014-08-16 | Constant | 0 | [23 empty] | From eQ_Lib.dat in MASControl 2017
D17_ECC_Clrm_LF_Yr | Lighting | FRACTION | Default | 2014-08-08 | 2014-08-16 | Constant | 0.02 | [23 empty] | From eQ_Lib.dat in MASControl 2017
D17_ECC_Clrm_LF_Yr | Lighting | FRACTION | Default¦Wkdy | 2014-08-17 | 2014-12-11 | Hourly | 0.1 | 0.1 | 0.1 | 0.1 | 0.1 | 0.265 | 0.43 | 0.595 | 0.76 | 0.76 | 0.76 | 0.76 | 0.76 | 0.76 | 0.76 | 0.76 | 0.76 | 0.76 | 0.595 | 0.43 | 0.265 | 0.1 | 0.1 | 0.1 | From eQ_Lib.dat in MASControl 2017
D17_ECC_Clrm_LF_Yr | Lighting | FRACTION | Wknd | 2014-08-17 | 2014-12-11 | Hourly | 0.05 | 0.05 | 0.05 | 0.05 | 0.05 | 0.05 | 0.05 | 0.25 | 0.25 | 0.25 | 0.25 | 0.25 | 0.25 | 0.25 | 0.25 | 0.25 | 0.05 | 0.05 | 0.05 | 0.05 | 0.05 | 0.05 | 0.05 | 0.05 | From eQ_Lib.dat in MASControl 2017
D17_ECC_Clrm_LF_Yr | Lighting | FRACTION | SmrDsn | 2014-12-12 | 2014-12-31 | Constant | 1 | [23 empty] | From eQ_Lib.dat in MASControl 2017
D17_ECC_Clrm_LF_Yr | Lighting | FRACTION | WntrDsn | 2014-12-12 | 2014-12-31 | Constant | 0 | [23 empty] | From eQ_Lib.dat in MASControl 2017
D17_ECC_Clrm_LF_Yr | Lighting | FRACTION | Default | 2014-12-12 | 2014-12-31 | Constant | 0.02 | [23 empty] | From eQ_Lib.dat in MASControl 2017
D17_ECC_Clrm_LF_Yr | Lighting | FRACTION | WntrDsn | 2014-01-01 | 2014-12-31 | Constant | 0 | [23 empty] | From eQ_Lib.dat in MASControl 2017
D17_ECC_Clrm_LF_Yr | Lighting | FRACTION | SmrDsn | 2014-01-01 | 2014-12-31 | Constant | 1 | [23 empty] | From eQ_Lib.dat in MASControl 2017
D17_ECC_Clrm_LF_Yr | Lighting | FRACTION | Hol | 2014-01-01 | 2014-12-31 | Constant | 0.035 | [23 empty] | From eQ_Lib.dat in MASControl 2017
D17_ECC_CompCL_CFL_Yr | Lighting | FRACTION | SmrDsn | 2014-01-01 | 2014-01-11 | Constant | 1 | [23 empty] | From eQ_Lib.dat in MASControl 2017
D17_ECC_CompCL_CFL_Yr | Lighting | FRACTION | WntrDsn | 2014-01-01 | 2014-01-11 | Constant | 0 | [23 empty] | From eQ_Lib.dat in MASControl 2017
D17_ECC_CompCL_CFL_Yr | Lighting | FRACTION | Default | 2014-01-01 | 2014-01-11 | Constant | 0.02 | [23 empty] | From eQ_Lib.dat in MASControl 2017
D17_ECC_CompCL_CFL_Yr | Lighting | FRACTION | Default¦Wkdy | 2014-01-12 | 2014-04-03 | Hourly | 0.1 | 0.1 | 0.1 | 0.1 | 0.1 | 0.2444 | 0.2444 | 0.3889 | 0.75 | 0.75 | 0.75 | 0.75 | 0.75 | 0.75 | 0.75 | 0.75 | 0.75 | 0.2083 | 0.1 | 0.1 | 0.1 | 0.1 | 0.1 | 0.1 | From eQ_Lib.dat in MASControl 2017
D17_ECC_CompCL_CFL_Yr | Lighting | FRACTION | Wknd | 2014-01-12 | 2014-04-03 | Hourly | 0.1 | 0.1 | 0.1 | 0.1 | 0.1 | 0.1 | 0.1 | 0.1556 | 0.2111 | 0.35 | 0.35 | 0.35 | 0.35 | 0.35 | 0.35 | 0.35 | 0.2806 | 0.1 | 0.1 | 0.1 | 0.1 | 0.1 | 0.1 | 0.1 | From eQ_Lib.dat in MASControl 2017
D17_ECC_CompCL_CFL_Yr | Lighting | FRACTION | SmrDsn | 2014-04-04 | 2014-04-12 | Constant | 1 | [23 empty] | From eQ_Lib.dat in MASControl 2017
D17_ECC_CompCL_CFL_Yr | Lighting | FRACTION | WntrDsn | 2014-04-04 | 2014-04-12 | Constant | 0 | [23 empty] | From eQ_Lib.dat in MASControl 2017
D17_ECC_CompCL_CFL_Yr | Lighting | FRACTION | Default | 2014-04-04 | 2014-04-12 | Constant | 0.02 | [23 empty] | From eQ_Lib.dat in MASControl 2017
D17_ECC_CompCL_CFL_Yr | Lighting | FRACTION | Default¦Wkdy | 2014-04-13 | 2014-05-22 | Hourly | 0.1 | 0.1 | 0.1 | 0.1 | 0.1 | 0.2444 | 0.2444 | 0.3889 | 0.75 | 0.75 | 0.75 | 0.75 | 0.75 | 0.75 | 0.75 | 0.75 | 0.75 | 0.2083 | 0.1 | 0.1 | 0.1 | 0.1 | 0.1 | 0.1 | From eQ_Lib.dat in MASControl 2017
D17_ECC_CompCL_CFL_Yr | Lighting | FRACTION | Wknd | 2014-04-13 | 2014-05-22 | Hourly | 0.1 | 0.1 | 0.1 | 0.1 | 0.1 | 0.1 | 0.1 | 0.1556 | 0.2111 | 0.35 | 0.35 | 0.35 | 0.35 | 0.35 | 0.35 | 0.35 | 0.2806 | 0.1 | 0.1 | 0.1 | 0.1 | 0.1 | 0.1 | 0.1 | From eQ_Lib.dat in MASControl 2017
D17_ECC_CompCL_CFL_Yr | Lighting | FRACTION | SmrDsn | 2014-05-23 | 2014-05-31 | Constant | 1 | [23 empty] | From eQ_Lib.dat in MASControl 2017
D17_ECC_CompCL_CFL_Yr | Lighting | FRACTION | WntrDsn | 2014-05-23 | 2014-05-31 | Constant | 0 | [23 empty] | From eQ_Lib.dat in MASControl 2017
D17_ECC_CompCL_CFL_Yr | Lighting | FRACTION | Default | 2014-05-23 | 2014-05-31 | Constant | 0.02 | [23 empty] | From eQ_Lib.dat in MASControl 2017
D17_ECC_CompCL_CFL_Yr | Lighting | FRACTION | Default¦Wkdy | 2014-06-01 | 2014-08-07 | Hourly | 0.1 | 0.1 | 0.1 | 0.1 | 0.1 | 0.1944 | 0.1944 | 0.2889 | 0.525 | 0.525 | 0.525 | 0.525 | 0.525 | 0.525 | 0.525 | 0.525 | 0.525 | 0.1708 | 0.1 | 0.1 | 0.1 | 0.1 | 0.1 | 0.1 | From eQ_Lib.dat in MASControl 2017
D17_ECC_CompCL_CFL_Yr | Lighting | FRACTION | Wknd | 2014-06-01 | 2014-08-07 | Hourly | 0.1 | 0.1 | 0.1 | 0.1 | 0.1 | 0.1 | 0.1 | 0.1153 | 0.1306 | 0.1688 | 0.1688 | 0.1688 | 0.1688 | 0.1688 | 0.1688 | 0.1688 | 0.1497 | 0.1 | 0.1 | 0.1 | 0.1 | 0.1 | 0.1 | 0.1 | From eQ_Lib.dat in MASControl 2017
D17_ECC_CompCL_CFL_Yr | Lighting | FRACTION | SmrDsn | 2014-08-08 | 2014-08-16 | Constant | 1 | [23 empty] | From eQ_Lib.dat in MASControl 2017
D17_ECC_CompCL_CFL_Yr | Lighting | FRACTION | WntrDsn | 2014-08-08 | 2014-08-16 | Constant | 0 | [23 empty] | From eQ_Lib.dat in MASControl 2017
D17_ECC_CompCL_CFL_Yr | Lighting | FRACTION | Default | 2014-08-08 | 2014-08-16 | Constant | 0.02 | [23 empty] | From eQ_Lib.dat in MASControl 2017
D17_ECC_CompCL_CFL_Yr | Lighting | FRACTION | Default¦Wkdy | 2014-08-17 | 2014-12-11 | Hourly | 0.1 | 0.1 | 0.1 | 0.1 | 0.1 | 0.2444 | 0.2444 | 0.3889 | 0.75 | 0.75 | 0.75 | 0.75 | 0.75 | 0.75 | 0.75 | 0.75 | 0.75 | 0.2083 | 0.1 | 0.1 | 0.1 | 0.1 | 0.1 | 0.1 | From eQ_Lib.dat in MASControl 2017
D17_ECC_CompCL_CFL_Yr | Lighting | FRACTION | Wknd | 2014-08-17 | 2014-12-11 | Hourly | 0.1 | 0.1 | 0.1 | 0.1 | 0.1 | 0.1 | 0.1 | 0.1556 | 0.2111 | 0.35 | 0.35 | 0.35 | 0.35 | 0.35 | 0.35 | 0.35 | 0.2806 | 0.1 | 0.1 | 0.1 | 0.1 | 0.1 | 0.1 | 0.1 | From eQ_Lib.dat in MASControl 2017
D17_ECC_CompCL_CFL_Yr | Lighting | FRACTION | SmrDsn | 2014-12-12 | 2014-12-31 | Constant | 1 | [23 empty] | From eQ_Lib.dat in MASControl 2017
D17_ECC_CompCL_CFL_Yr | Lighting | FRACTION | WntrDsn | 2014-12-12 | 2014-12-31 | Constant | 0 | [23 empty] | From eQ_Lib.dat in MASControl 2017
D17_ECC_CompCL_CFL_Yr | Lighting | FRACTION | Default | 2014-12-12 | 2014-12-31 | Constant | 0.02 | [23 empty] | From eQ_Lib.dat in MASControl 2017
D17_ECC_CompCL_CFL_Yr | Lighting | FRACTION | WntrDsn | 2014-01-01 | 2014-12-31 | Constant | 0 | [23 empty] | From eQ_Lib.dat in MASControl 2017
D17_ECC_CompCL_CFL_Yr | Lighting | FRACTION | SmrDsn | 2014-01-01 | 2014-12-31 | Constant | 1 | [23 empty] | From eQ_Lib.dat in MASControl 2017
D17_ECC_CompCL_CFL_Yr | Lighting | FRACTION | Hol | 2014-01-01 | 2014-12-31 | Constant | 0.05 | [23 empty] | From eQ_Lib.dat in MASControl 2017
D17_ECC_CompCL_LF_Yr | Lighting | FRACTION | SmrDsn | 2014-01-01 | 2014-01-11 | Constant | 1 | [23 empty] | From eQ_Lib.dat in MASControl 2017
D17_ECC_CompCL_LF_Yr | Lighting | FRACTION | WntrDsn | 2014-01-01 | 2014-01-11 | Constant | 0 | [23 empty] | From eQ_Lib.dat in MASControl 2017
D17_ECC_CompCL_LF_Yr | Lighting | FRACTION | Default | 2014-01-01 | 2014-01-11 | Constant | 0.02 | [23 empty] | From eQ_Lib.dat in MASControl 2017
D17_ECC_CompCL_LF_Yr | Lighting | FRACTION | Default¦Wkdy | 2014-01-12 | 2014-04-03 | Hourly | 0.1 | 0.1 | 0.1 | 0.1 | 0.1 | 0.2444 | 0.2444 | 0.3889 | 0.75 | 0.75 | 0.75 | 0.75 | 0.75 | 0.75 | 0.75 | 0.75 | 0.75 | 0.2083 | 0.1 | 0.1 | 0.1 | 0.1 | 0.1 | 0.1 | From eQ_Lib.dat in MASControl 2017
D17_ECC_CompCL_LF_Yr | Lighting | FRACTION | Wknd | 2014-01-12 | 2014-04-03 | Hourly | 0.1 | 0.1 | 0.1 | 0.1 | 0.1 | 0.1 | 0.1 | 0.1556 | 0.2111 | 0.35 | 0.35 | 0.35 | 0.35 | 0.35 | 0.35 | 0.35 | 0.2806 | 0.1 | 0.1 | 0.1 | 0.1 | 0.1 | 0.1 | 0.1 | From eQ_Lib.dat in MASControl 2017
D17_ECC_CompCL_LF_Yr | Lighting | FRACTION | SmrDsn | 2014-04-04 | 2014-04-12 | Constant | 1 | [23 empty] | From eQ_Lib.dat in MASControl 2017
D17_ECC_CompCL_LF_Yr | Lighting | FRACTION | WntrDsn | 2014-04-04 | 2014-04-12 | Constant | 0 | [23 empty] | From eQ_Lib.dat in MASControl 2017
D17_ECC_CompCL_LF_Yr | Lighting | FRACTION | Default | 2014-04-04 | 2014-04-12 | Constant | 0.02 | [23 empty] | From eQ_Lib.dat in MASControl 2017
D17_ECC_CompCL_LF_Yr | Lighting | FRACTION | Default¦Wkdy | 2014-04-13 | 2014-05-22 | Hourly | 0.1 | 0.1 | 0.1 | 0.1 | 0.1 | 0.2444 | 0.2444 | 0.3889 | 0.75 | 0.75 | 0.75 | 0.75 | 0.75 | 0.75 | 0.75 | 0.75 | 0.75 | 0.2083 | 0.1 | 0.1 | 0.1 | 0.1 | 0.1 | 0.1 | From eQ_Lib.dat in MASControl 2017
D17_ECC_CompCL_LF_Yr | Lighting | FRACTION | Wknd | 2014-04-13 | 2014-05-22 | Hourly | 0.1 | 0.1 | 0.1 | 0.1 | 0.1 | 0.1 | 0.1 | 0.1556 | 0.2111 | 0.35 | 0.35 | 0.35 | 0.35 | 0.35 | 0.35 | 0.35 | 0.2806 | 0.1 | 0.1 | 0.1 | 0.1 | 0.1 | 0.1 | 0.1 | From eQ_Lib.dat in MASControl 2017
D17_ECC_CompCL_LF_Yr | Lighting | FRACTION | SmrDsn | 2014-05-23 | 2014-05-31 | Constant | 1 | [23 empty] | From eQ_Lib.dat in MASControl 2017
D17_ECC_CompCL_LF_Yr | Lighting | FRACTION | WntrDsn | 2014-05-23 | 2014-05-31 | Constant | 0 | [23 empty] | From eQ_Lib.dat in MASControl 2017
D17_ECC_CompCL_LF_Yr | Lighting | FRACTION | Default | 2014-05-23 | 2014-05-31 | Constant | 0.02 | [23 empty] | From eQ_Lib.dat in MASControl 2017
D17_ECC_CompCL_LF_Yr | Lighting | FRACTION | Default¦Wkdy | 2014-06-01 | 2014-08-07 | Hourly | 0.1 | 0.1 | 0.1 | 0.1 | 0.1 | 0.1944 | 0.1944 | 0.2889 | 0.525 | 0.525 | 0.525 | 0.525 | 0.525 | 0.525 | 0.525 | 0.525 | 0.525 | 0.1708 | 0.1 | 0.1 | 0.1 | 0.1 | 0.1 | 0.1 | From eQ_Lib.dat in MASControl 2017
D17_ECC_CompCL_LF_Yr | Lighting | FRACTION | Wknd | 2014-06-01 | 2014-08-07 | Hourly | 0.1 | 0.1 | 0.1 | 0.1 | 0.1 | 0.1 | 0.1 | 0.1153 | 0.1306 | 0.1688 | 0.1688 | 0.1688 | 0.1688 | 0.1688 | 0.1688 | 0.1688 | 0.1497 | 0.1 | 0.1 | 0.1 | 0.1 | 0.1 | 0.1 | 0.1 | From eQ_Lib.dat in MASControl 2017
D17_ECC_CompCL_LF_Yr | Lighting | FRACTION | SmrDsn | 2014-08-08 | 2014-08-16 | Constant | 1 | [23 empty] | From eQ_Lib.dat in MASControl 2017
D17_ECC_CompCL_LF_Yr | Lighting | FRACTION | WntrDsn | 2014-08-08 | 2014-08-16 | Constant | 0 | [23 empty] | From eQ_Lib.dat in MASControl 2017
D17_ECC_CompCL_LF_Yr | Lighting | FRACTION | Default | 2014-08-08 | 2014-08-16 | Constant | 0.02 | [23 empty] | From eQ_Lib.dat in MASControl 2017
D17_ECC_CompCL_LF_Yr | Lighting | FRACTION | Default¦Wkdy | 2014-08-17 | 2014-12-11 | Hourly | 0.1 | 0.1 | 0.1 | 0.1 | 0.1 | 0.2444 | 0.2444 | 0.3889 | 0.75 | 0.75 | 0.75 | 0.75 | 0.75 | 0.75 | 0.75 | 0.75 | 0.75 | 0.2083 | 0.1 | 0.1 | 0.1 | 0.1 | 0.1 | 0.1 | From eQ_Lib.dat in MASControl 2017
D17_ECC_CompCL_LF_Yr | Lighting | FRACTION | Wknd | 2014-08-17 | 2014-12-11 | Hourly | 0.1 | 0.1 | 0.1 | 0.1 | 0.1 | 0.1 | 0.1 | 0.1556 | 0.2111 | 0.35 | 0.35 | 0.35 | 0.35 | 0.35 | 0.35 | 0.35 | 0.2806 | 0.1 | 0.1 | 0.1 | 0.1 | 0.1 | 0.1 | 0.1 | From eQ_Lib.dat in MASControl 2017
D17_ECC_CompCL_LF_Yr | Lighting | FRACTION | SmrDsn | 2014-12-12 | 2014-12-31 | Constant | 1 | [23 empty] | From eQ_Lib.dat in MASControl 2017
D17_ECC_CompCL_LF_Yr | Lighting | FRACTION | WntrDsn | 2014-12-12 | 2014-12-31 | Constant | 0 | [23 empty] | From eQ_Lib.dat in MASControl 2017
D17_ECC_CompCL_LF_Yr | Lighting | FRACTION | Default | 2014-12-12 | 2014-12-31 | Constant | 0.02 | [23 empty] | From eQ_Lib.dat in MASControl 2017
D17_ECC_CompCL_LF_Yr | Lighting | FRACTION | WntrDsn | 2014-01-01 | 2014-12-31 | Constant | 0 | [23 empty] | From eQ_Lib.dat in MASControl 2017
D17_ECC_CompCL_LF_Yr | Lighting | FRACTION | SmrDsn | 2014-01-01 | 2014-12-31 | Constant | 1 | [23 empty] | From eQ_Lib.dat in MASControl 2017
D17_ECC_CompCL_LF_Yr | Lighting | FRACTION | Hol | 2014-01-01 | 2014-12-31 | Constant | 0.05 | [23 empty] | From eQ_Lib.dat in MASControl 2017
D17_ECC_Conf_CFL_Yr | Lighting | FRACTION | SmrDsn | 2014-01-01 | 2014-01-11 | Constant | 1 | [23 empty] | From eQ_Lib.dat in MASControl 2017
D17_ECC_Conf_CFL_Yr | Lighting | FRACTION | WntrDsn | 2014-01-01 | 2014-01-11 | Constant | 0 | [23 empty] | From eQ_Lib.dat in MASControl 2017
D17_ECC_Conf_CFL_Yr | Lighting | FRACTION | Default | 2014-01-01 | 2014-01-11 | Constant | 0.02 | [23 empty] | From eQ_Lib.dat in MASControl 2017
D17_ECC_Conf_CFL_Yr | Lighting | FRACTION | Default¦Wkdy | 2014-01-12 | 2014-04-03 | Hourly | 0.1 | 0.1 | 0.1 | 0.1 | 0.1 | 0.3 | 0.3 | 0.5 | 0.9 | 0.9 | 0.9 | 0.9 | 0.9 | 0.9 | 0.9 | 0.9 | 0.9 | 0.25 | 0.1 | 0.1 | 0.1 | 0.1 | 0.1 | 0.1 | From eQ_Lib.dat in MASControl 2017
D17_ECC_Conf_CFL_Yr | Lighting | FRACTION | Wknd | 2014-01-12 | 2014-04-03 | Hourly | 0.1 | 0.1 | 0.1 | 0.1 | 0.1 | 0.1 | 0.2444 | 0.2444 | 0.3889 | 0.7 | 0.7 | 0.7 | 0.7 | 0.7 | 0.7 | 0.7 | 0.3889 | 0.1 | 0.1 | 0.1 | 0.1 | 0.1 | 0.1 | 0.1 | From eQ_Lib.dat in MASControl 2017
D17_ECC_Conf_CFL_Yr | Lighting | FRACTION | SmrDsn | 2014-04-04 | 2014-04-12 | Constant | 1 | [23 empty] | From eQ_Lib.dat in MASControl 2017
D17_ECC_Conf_CFL_Yr | Lighting | FRACTION | WntrDsn | 2014-04-04 | 2014-04-12 | Constant | 0 | [23 empty] | From eQ_Lib.dat in MASControl 2017
D17_ECC_Conf_CFL_Yr | Lighting | FRACTION | Default | 2014-04-04 | 2014-04-12 | Constant | 0.02 | [23 empty] | From eQ_Lib.dat in MASControl 2017
D17_ECC_Conf_CFL_Yr | Lighting | FRACTION | Default¦Wkdy | 2014-04-13 | 2014-05-22 | Hourly | 0.1 | 0.1 | 0.1 | 0.1 | 0.1 | 0.3 | 0.3 | 0.5 | 0.9 | 0.9 | 0.9 | 0.9 | 0.9 | 0.9 | 0.9 | 0.9 | 0.9 | 0.25 | 0.1 | 0.1 | 0.1 | 0.1 | 0.1 | 0.1 | From eQ_Lib.dat in MASControl 2017
D17_ECC_Conf_CFL_Yr | Lighting | FRACTION | Wknd | 2014-04-13 | 2014-05-22 | Hourly | 0.1 | 0.1 | 0.1 | 0.1 | 0.1 | 0.1 | 0.2444 | 0.2444 | 0.3889 | 0.7 | 0.7 | 0.7 | 0.7 | 0.7 | 0.7 | 0.7 | 0.3889 | 0.1 | 0.1 | 0.1 | 0.1 | 0.1 | 0.1 | 0.1 | From eQ_Lib.dat in MASControl 2017
D17_ECC_Conf_CFL_Yr | Lighting | FRACTION | SmrDsn | 2014-05-23 | 2014-05-31 | Constant | 1 | [23 empty] | From eQ_Lib.dat in MASControl 2017
D17_ECC_Conf_CFL_Yr | Lighting | FRACTION | WntrDsn | 2014-05-23 | 2014-05-31 | Constant | 0 | [23 empty] | From eQ_Lib.dat in MASControl 2017
D17_ECC_Conf_CFL_Yr | Lighting | FRACTION | Default | 2014-05-23 | 2014-05-31 | Constant | 0.02 | [23 empty] | From eQ_Lib.dat in MASControl 2017
D17_ECC_Conf_CFL_Yr | Lighting | FRACTION | Default¦Wkdy | 2014-06-01 | 2014-08-07 | Hourly | 0.1 | 0.1 | 0.1 | 0.1 | 0.1 | 0.2438 | 0.2438 | 0.3875 | 0.675 | 0.675 | 0.675 | 0.675 | 0.675 | 0.675 | 0.675 | 0.675 | 0.2078 | 0.1 | 0.1 | 0.1 | 0.1 | 0.1 | 0.1 | 0.1 | From eQ_Lib.dat in MASControl 2017
D17_ECC_Conf_CFL_Yr | Lighting | FRACTION | Wknd | 2014-06-01 | 2014-08-07 | Hourly | 0.1 | 0.1 | 0.1 | 0.1 | 0.1 | 0.1 | 0.1403 | 0.1403 | 0.1806 | 0.2813 | 0.2813 | 0.2813 | 0.2813 | 0.2813 | 0.2813 | 0.1806 | 0.1 | 0.1 | 0.1 | 0.1 | 0.1 | 0.1 | 0.1 | 0.1 | From eQ_Lib.dat in MASControl 2017
D17_ECC_Conf_CFL_Yr | Lighting | FRACTION | SmrDsn | 2014-08-08 | 2014-08-16 | Constant | 1 | [23 empty] | From eQ_Lib.dat in MASControl 2017
D17_ECC_Conf_CFL_Yr | Lighting | FRACTION | WntrDsn | 2014-08-08 | 2014-08-16 | Constant | 0 | [23 empty] | From eQ_Lib.dat in MASControl 2017
D17_ECC_Conf_CFL_Yr | Lighting | FRACTION | Default | 2014-08-08 | 2014-08-16 | Constant | 0.02 | [23 empty] | From eQ_Lib.dat in MASControl 2017
D17_ECC_Conf_CFL_Yr | Lighting | FRACTION | Default¦Wkdy | 2014-08-17 | 2014-12-11 | Hourly | 0.1 | 0.1 | 0.1 | 0.1 | 0.1 | 0.3 | 0.3 | 0.5 | 0.9 | 0.9 | 0.9 | 0.9 | 0.9 | 0.9 | 0.9 | 0.9 | 0.9 | 0.25 | 0.1 | 0.1 | 0.1 | 0.1 | 0.1 | 0.1 | From eQ_Lib.dat in MASControl 2017
D17_ECC_Conf_CFL_Yr | Lighting | FRACTION | Wknd | 2014-08-17 | 2014-12-11 | Hourly | 0.1 | 0.1 | 0.1 | 0.1 | 0.1 | 0.1 | 0.2444 | 0.2444 | 0.3889 | 0.7 | 0.7 | 0.7 | 0.7 | 0.7 | 0.7 | 0.7 | 0.3889 | 0.1 | 0.1 | 0.1 | 0.1 | 0.1 | 0.1 | 0.1 | From eQ_Lib.dat in MASControl 2017
D17_ECC_Conf_CFL_Yr | Lighting | FRACTION | SmrDsn | 2014-12-12 | 2014-12-31 | Constant | 1 | [23 empty] | From eQ_Lib.dat in MASControl 2017
D17_ECC_Conf_CFL_Yr | Lighting | FRACTION | WntrDsn | 2014-12-12 | 2014-12-31 | Constant | 0 | [23 empty] | From eQ_Lib.dat in MASControl 2017
D17_ECC_Conf_CFL_Yr | Lighting | FRACTION | Default | 2014-12-12 | 2014-12-31 | Constant | 0.02 | [23 empty] | From eQ_Lib.dat in MASControl 2017
D17_ECC_Conf_CFL_Yr | Lighting | FRACTION | WntrDsn | 2014-01-01 | 2014-12-31 | Constant | 0 | [23 empty] | From eQ_Lib.dat in MASControl 2017
D17_ECC_Conf_CFL_Yr | Lighting | FRACTION | SmrDsn | 2014-01-01 | 2014-12-31 | Constant | 1 | [23 empty] | From eQ_Lib.dat in MASControl 2017
D17_ECC_Conf_CFL_Yr | Lighting | FRACTION | Hol | 2014-01-01 | 2014-12-31 | Constant | 0.035 | [23 empty] | From eQ_Lib.dat in MASControl 2017
D17_ECC_Conf_LF_Yr | Lighting | FRACTION | SmrDsn | 2014-01-01 | 2014-01-11 | Constant | 1 | [23 empty] | From eQ_Lib.dat in MASControl 2017
D17_ECC_Conf_LF_Yr | Lighting | FRACTION | WntrDsn | 2014-01-01 | 2014-01-11 | Constant | 0 | [23 empty] | From eQ_Lib.dat in MASControl 2017
D17_ECC_Conf_LF_Yr | Lighting | FRACTION | Default | 2014-01-01 | 2014-01-11 | Constant | 0.02 | [23 empty] | From eQ_Lib.dat in MASControl 2017
D17_ECC_Conf_LF_Yr | Lighting | FRACTION | Default¦Wkdy | 2014-01-12 | 2014-04-03 | Hourly | 0.1 | 0.1 | 0.1 | 0.1 | 0.1 | 0.3 | 0.3 | 0.5 | 0.9 | 0.9 | 0.9 | 0.9 | 0.9 | 0.9 | 0.9 | 0.9 | 0.9 | 0.25 | 0.1 | 0.1 | 0.1 | 0.1 | 0.1 | 0.1 | From eQ_Lib.dat in MASControl 2017
D17_ECC_Conf_LF_Yr | Lighting | FRACTION | Wknd | 2014-01-12 | 2014-04-03 | Hourly | 0.1 | 0.1 | 0.1 | 0.1 | 0.1 | 0.1 | 0.2444 | 0.2444 | 0.3889 | 0.7 | 0.7 | 0.7 | 0.7 | 0.7 | 0.7 | 0.7 | 0.3889 | 0.1 | 0.1 | 0.1 | 0.1 | 0.1 | 0.1 | 0.1 | From eQ_Lib.dat in MASControl 2017
D17_ECC_Conf_LF_Yr | Lighting | FRACTION | SmrDsn | 2014-04-04 | 2014-04-12 | Constant | 1 | [23 empty] | From eQ_Lib.dat in MASControl 2017
D17_ECC_Conf_LF_Yr | Lighting | FRACTION | WntrDsn | 2014-04-04 | 2014-04-12 | Constant | 0 | [23 empty] | From eQ_Lib.dat in MASControl 2017
D17_ECC_Conf_LF_Yr | Lighting | FRACTION | Default | 2014-04-04 | 2014-04-12 | Constant | 0.02 | [23 empty] | From eQ_Lib.dat in MASControl 2017
D17_ECC_Conf_LF_Yr | Lighting | FRACTION | Default¦Wkdy | 2014-04-13 | 2014-05-22 | Hourly | 0.1 | 0.1 | 0.1 | 0.1 | 0.1 | 0.3 | 0.3 | 0.5 | 0.9 | 0.9 | 0.9 | 0.9 | 0.9 | 0.9 | 0.9 | 0.9 | 0.9 | 0.25 | 0.1 | 0.1 | 0.1 | 0.1 | 0.1 | 0.1 | From eQ_Lib.dat in MASControl 2017
D17_ECC_Conf_LF_Yr | Lighting | FRACTION | Wknd | 2014-04-13 | 2014-05-22 | Hourly | 0.1 | 0.1 | 0.1 | 0.1 | 0.1 | 0.1 | 0.2444 | 0.2444 | 0.3889 | 0.7 | 0.7 | 0.7 | 0.7 | 0.7 | 0.7 | 0.7 | 0.3889 | 0.1 | 0.1 | 0.1 | 0.1 | 0.1 | 0.1 | 0.1 | From eQ_Lib.dat in MASControl 2017
D17_ECC_Conf_LF_Yr | Lighting | FRACTION | SmrDsn | 2014-05-23 | 2014-05-31 | Constant | 1 | [23 empty] | From eQ_Lib.dat in MASControl 2017
D17_ECC_Conf_LF_Yr | Lighting | FRACTION | WntrDsn | 2014-05-23 | 2014-05-31 | Constant | 0 | [23 empty] | From eQ_Lib.dat in MASControl 2017
D17_ECC_Conf_LF_Yr | Lighting | FRACTION | Default | 2014-05-23 | 2014-05-31 | Constant | 0.02 | [23 empty] | From eQ_Lib.dat in MASControl 2017
D17_ECC_Conf_LF_Yr | Lighting | FRACTION | Default¦Wkdy | 2014-06-01 | 2014-08-07 | Hourly | 0.1 | 0.1 | 0.1 | 0.1 | 0.1 | 0.2438 | 0.2438 | 0.3875 | 0.675 | 0.675 | 0.675 | 0.675 | 0.675 | 0.675 | 0.675 | 0.675 | 0.2078 | 0.1 | 0.1 | 0.1 | 0.1 | 0.1 | 0.1 | 0.1 | From eQ_Lib.dat in MASControl 2017
D17_ECC_Conf_LF_Yr | Lighting | FRACTION | Wknd | 2014-06-01 | 2014-08-07 | Hourly | 0.1 | 0.1 | 0.1 | 0.1 | 0.1 | 0.1 | 0.1403 | 0.1403 | 0.1806 | 0.2813 | 0.2813 | 0.2813 | 0.2813 | 0.2813 | 0.2813 | 0.1806 | 0.1 | 0.1 | 0.1 | 0.1 | 0.1 | 0.1 | 0.1 | 0.1 | From eQ_Lib.dat in MASControl 2017
D17_ECC_Conf_LF_Yr | Lighting | FRACTION | SmrDsn | 2014-08-08 | 2014-08-16 | Constant | 1 | [23 empty] | From eQ_Lib.dat in MASControl 2017
D17_ECC_Conf_LF_Yr | Lighting | FRACTION | WntrDsn | 2014-08-08 | 2014-08-16 | Constant | 0 | [23 empty] | From eQ_Lib.dat in MASControl 2017
D17_ECC_Conf_LF_Yr | Lighting | FRACTION | Default | 2014-08-08 | 2014-08-16 | Constant | 0.02 | [23 empty] | From eQ_Lib.dat in MASControl 2017
D17_ECC_Conf_LF_Yr | Lighting | FRACTION | Default¦Wkdy | 2014-08-17 | 2014-12-11 | Hourly | 0.1 | 0.1 | 0.1 | 0.1 | 0.1 | 0.3 | 0.3 | 0.5 | 0.9 | 0.9 | 0.9 | 0.9 | 0.9 | 0.9 | 0.9 | 0.9 | 0.9 | 0.25 | 0.1 | 0.1 | 0.1 | 0.1 | 0.1 | 0.1 | From eQ_Lib.dat in MASControl 2017
D17_ECC_Conf_LF_Yr | Lighting | FRACTION | Wknd | 2014-08-17 | 2014-12-11 | Hourly | 0.1 | 0.1 | 0.1 | 0.1 | 0.1 | 0.1 | 0.2444 | 0.2444 | 0.3889 | 0.7 | 0.7 | 0.7 | 0.7 | 0.7 | 0.7 | 0.7 | 0.3889 | 0.1 | 0.1 | 0.1 | 0.1 | 0.1 | 0.1 | 0.1 | From eQ_Lib.dat in MASControl 2017
D17_ECC_Conf_LF_Yr | Lighting | FRACTION | SmrDsn | 2014-12-12 | 2014-12-31 | Constant | 1 | [23 empty] | From eQ_Lib.dat in MASControl 2017
D17_ECC_Conf_LF_Yr | Lighting | FRACTION | WntrDsn | 2014-12-12 | 2014-12-31 | Constant | 0 | [23 empty] | From eQ_Lib.dat in MASControl 2017
D17_ECC_Conf_LF_Yr | Lighting | FRACTION | Default | 2014-12-12 | 2014-12-31 | Constant | 0.02 | [23 empty] | From eQ_Lib.dat in MASControl 2017
D17_ECC_Conf_LF_Yr | Lighting | FRACTION | WntrDsn | 2014-01-01 | 2014-12-31 | Constant | 0 | [23 empty] | From eQ_Lib.dat in MASControl 2017
D17_ECC_Conf_LF_Yr | Lighting | FRACTION | SmrDsn | 2014-01-01 | 2014-12-31 | Constant | 1 | [23 empty] | From eQ_Lib.dat in MASControl 2017
D17_ECC_Conf_LF_Yr | Lighting | FRACTION | Hol | 2014-01-01 | 2014-12-31 | Constant | 0.035 | [23 empty] | From eQ_Lib.dat in MASControl 2017
D17_ECC_Cordr_CFL_Yr | Lighting | FRACTION | SmrDsn | 2014-01-01 | 2014-01-11 | Constant | 1 | [23 empty] | From eQ_Lib.dat in MASControl 2017
D17_ECC_Cordr_CFL_Yr | Lighting | FRACTION | WntrDsn | 2014-01-01 | 2014-01-11 | Constant | 0 | [23 empty] | From eQ_Lib.dat in MASControl 2017
D17_ECC_Cordr_CFL_Yr | Lighting | FRACTION | Default | 2014-01-01 | 2014-01-11 | Constant | 0.02 | [23 empty] | From eQ_Lib.dat in MASControl 2017
D17_ECC_Cordr_CFL_Yr | Lighting | FRACTION | Default¦Wkdy | 2014-01-12 | 2014-04-03 | Hourly | 0.1 | 0.1 | 0.1 | 0.1 | 0.1 | 0.265 | 0.43 | 0.595 | 0.76 | 0.76 | 0.76 | 0.76 | 0.76 | 0.76 | 0.76 | 0.76 | 0.76 | 0.76 | 0.595 | 0.43 | 0.265 | 0.1 | 0.1 | 0.1 | From eQ_Lib.dat in MASControl 2017
D17_ECC_Cordr_CFL_Yr | Lighting | FRACTION | Wknd | 2014-01-12 | 2014-04-03 | Hourly | 0.05 | 0.05 | 0.05 | 0.05 | 0.05 | 0.05 | 0.05 | 0.25 | 0.25 | 0.25 | 0.25 | 0.25 | 0.25 | 0.25 | 0.25 | 0.25 | 0.05 | 0.05 | 0.05 | 0.05 | 0.05 | 0.05 | 0.05 | 0.05 | From eQ_Lib.dat in MASControl 2017
D17_ECC_Cordr_CFL_Yr | Lighting | FRACTION | SmrDsn | 2014-04-04 | 2014-04-12 | Constant | 1 | [23 empty] | From eQ_Lib.dat in MASControl 2017
D17_ECC_Cordr_CFL_Yr | Lighting | FRACTION | WntrDsn | 2014-04-04 | 2014-04-12 | Constant | 0 | [23 empty] | From eQ_Lib.dat in MASControl 2017
D17_ECC_Cordr_CFL_Yr | Lighting | FRACTION | Default | 2014-04-04 | 2014-04-12 | Constant | 0.02 | [23 empty] | From eQ_Lib.dat in MASControl 2017
D17_ECC_Cordr_CFL_Yr | Lighting | FRACTION | Default¦Wkdy | 2014-04-13 | 2014-05-22 | Hourly | 0.1 | 0.1 | 0.1 | 0.1 | 0.1 | 0.265 | 0.43 | 0.595 | 0.76 | 0.76 | 0.76 | 0.76 | 0.76 | 0.76 | 0.76 | 0.76 | 0.76 | 0.76 | 0.595 | 0.43 | 0.265 | 0.1 | 0.1 | 0.1 | From eQ_Lib.dat in MASControl 2017
D17_ECC_Cordr_CFL_Yr | Lighting | FRACTION | Wknd | 2014-04-13 | 2014-05-22 | Hourly | 0.05 | 0.05 | 0.05 | 0.05 | 0.05 | 0.05 | 0.05 | 0.25 | 0.25 | 0.25 | 0.25 | 0.25 | 0.25 | 0.25 | 0.25 | 0.25 | 0.05 | 0.05 | 0.05 | 0.05 | 0.05 | 0.05 | 0.05 | 0.05 | From eQ_Lib.dat in MASControl 2017
D17_ECC_Cordr_CFL_Yr | Lighting | FRACTION | SmrDsn | 2014-05-23 | 2014-05-31 | Constant | 1 | [23 empty] | From eQ_Lib.dat in MASControl 2017
D17_ECC_Cordr_CFL_Yr | Lighting | FRACTION | WntrDsn | 2014-05-23 | 2014-05-31 | Constant | 0 | [23 empty] | From eQ_Lib.dat in MASControl 2017
D17_ECC_Cordr_CFL_Yr | Lighting | FRACTION | Default | 2014-05-23 | 2014-05-31 | Constant | 0.02 | [23 empty] | From eQ_Lib.dat in MASControl 2017
D17_ECC_Cordr_CFL_Yr | Lighting | FRACTION | Default¦Wkdy | 2014-06-01 | 2014-08-07 | Hourly | 0.1 | 0.1 | 0.1 | 0.1 | 0.1 | 0.1969 | 0.2938 | 0.3906 | 0.4875 | 0.4875 | 0.4875 | 0.4875 | 0.4875 | 0.4875 | 0.4875 | 0.4875 | 0.3906 | 0.2938 | 0.1969 | 0.1 | 0.1 | 0.1 | 0.1 | 0.1 | From eQ_Lib.dat in MASControl 2017
D17_ECC_Cordr_CFL_Yr | Lighting | FRACTION | Wknd | 2014-06-01 | 2014-08-07 | Hourly | 0.05 | 0.05 | 0.05 | 0.05 | 0.05 | 0.05 | 0.05 | 0.1875 | 0.1875 | 0.1875 | 0.1875 | 0.1875 | 0.1875 | 0.1875 | 0.05 | 0.05 | 0.05 | 0.05 | 0.05 | 0.05 | 0.05 | 0.05 | 0.05 | 0.05 | From eQ_Lib.dat in MASControl 2017
D17_ECC_Cordr_CFL_Yr | Lighting | FRACTION | SmrDsn | 2014-08-08 | 2014-08-16 | Constant | 1 | [23 empty] | From eQ_Lib.dat in MASControl 2017
D17_ECC_Cordr_CFL_Yr | Lighting | FRACTION | WntrDsn | 2014-08-08 | 2014-08-16 | Constant | 0 | [23 empty] | From eQ_Lib.dat in MASControl 2017
D17_ECC_Cordr_CFL_Yr | Lighting | FRACTION | Default | 2014-08-08 | 2014-08-16 | Constant | 0.02 | [23 empty] | From eQ_Lib.dat in MASControl 2017
D17_ECC_Cordr_CFL_Yr | Lighting | FRACTION | Default¦Wkdy | 2014-08-17 | 2014-12-11 | Hourly | 0.1 | 0.1 | 0.1 | 0.1 | 0.1 | 0.265 | 0.43 | 0.595 | 0.76 | 0.76 | 0.76 | 0.76 | 0.76 | 0.76 | 0.76 | 0.76 | 0.76 | 0.76 | 0.595 | 0.43 | 0.265 | 0.1 | 0.1 | 0.1 | From eQ_Lib.dat in MASControl 2017
D17_ECC_Cordr_CFL_Yr | Lighting | FRACTION | Wknd | 2014-08-17 | 2014-12-11 | Hourly | 0.05 | 0.05 | 0.05 | 0.05 | 0.05 | 0.05 | 0.05 | 0.25 | 0.25 | 0.25 | 0.25 | 0.25 | 0.25 | 0.25 | 0.25 | 0.25 | 0.05 | 0.05 | 0.05 | 0.05 | 0.05 | 0.05 | 0.05 | 0.05 | From eQ_Lib.dat in MASControl 2017
D17_ECC_Cordr_CFL_Yr | Lighting | FRACTION | SmrDsn | 2014-12-12 | 2014-12-31 | Constant | 1 | [23 empty] | From eQ_Lib.dat in MASControl 2017
D17_ECC_Cordr_CFL_Yr | Lighting | FRACTION | WntrDsn | 2014-12-12 | 2014-12-31 | Constant | 0 | [23 empty] | From eQ_Lib.dat in MASControl 2017
D17_ECC_Cordr_CFL_Yr | Lighting | FRACTION | Default | 2014-12-12 | 2014-12-31 | Constant | 0.02 | [23 empty] | From eQ_Lib.dat in MASControl 2017
D17_ECC_Cordr_CFL_Yr | Lighting | FRACTION | WntrDsn | 2014-01-01 | 2014-12-31 | Constant | 0 | [23 empty] | From eQ_Lib.dat in MASControl 2017
D17_ECC_Cordr_CFL_Yr | Lighting | FRACTION | SmrDsn | 2014-01-01 | 2014-12-31 | Constant | 1 | [23 empty] | From eQ_Lib.dat in MASControl 2017
D17_ECC_Cordr_CFL_Yr | Lighting | FRACTION | Hol | 2014-01-01 | 2014-12-31 | Constant | 0.035 | [23 empty] | From eQ_Lib.dat in MASControl 2017
D17_ECC_Cordr_LF_Yr | Lighting | FRACTION | SmrDsn | 2014-01-01 | 2014-01-11 | Constant | 1 | [23 empty] | From eQ_Lib.dat in MASControl 2017
D17_ECC_Cordr_LF_Yr | Lighting | FRACTION | WntrDsn | 2014-01-01 | 2014-01-11 | Constant | 0 | [23 empty] | From eQ_Lib.dat in MASControl 2017
D17_ECC_Cordr_LF_Yr | Lighting | FRACTION | Default | 2014-01-01 | 2014-01-11 | Constant | 0.02 | [23 empty] | From eQ_Lib.dat in MASControl 2017
D17_ECC_Cordr_LF_Yr | Lighting | FRACTION | Default¦Wkdy | 2014-01-12 | 2014-04-03 | Hourly | 0.1 | 0.1 | 0.1 | 0.1 | 0.1 | 0.265 | 0.43 | 0.595 | 0.76 | 0.76 | 0.76 | 0.76 | 0.76 | 0.76 | 0.76 | 0.76 | 0.76 | 0.76 | 0.595 | 0.43 | 0.265 | 0.1 | 0.1 | 0.1 | From eQ_Lib.dat in MASControl 2017
D17_ECC_Cordr_LF_Yr | Lighting | FRACTION | Wknd | 2014-01-12 | 2014-04-03 | Hourly | 0.05 | 0.05 | 0.05 | 0.05 | 0.05 | 0.05 | 0.05 | 0.25 | 0.25 | 0.25 | 0.25 | 0.25 | 0.25 | 0.25 | 0.25 | 0.25 | 0.05 | 0.05 | 0.05 | 0.05 | 0.05 | 0.05 | 0.05 | 0.05 | From eQ_Lib.dat in MASControl 2017
D17_ECC_Cordr_LF_Yr | Lighting | FRACTION | SmrDsn | 2014-04-04 | 2014-04-12 | Constant | 1 | [23 empty] | From eQ_Lib.dat in MASControl 2017
D17_ECC_Cordr_LF_Yr | Lighting | FRACTION | WntrDsn | 2014-04-04 | 2014-04-12 | Constant | 0 | [23 empty] | From eQ_Lib.dat in MASControl 2017
D17_ECC_Cordr_LF_Yr | Lighting | FRACTION | Default | 2014-04-04 | 2014-04-12 | Constant | 0.02 | [23 empty] | From eQ_Lib.dat in MASControl 2017
D17_ECC_Cordr_LF_Yr | Lighting | FRACTION | Default¦Wkdy | 2014-04-13 | 2014-05-22 | Hourly | 0.1 | 0.1 | 0.1 | 0.1 | 0.1 | 0.265 | 0.43 | 0.595 | 0.76 | 0.76 | 0.76 | 0.76 | 0.76 | 0.76 | 0.76 | 0.76 | 0.76 | 0.76 | 0.595 | 0.43 | 0.265 | 0.1 | 0.1 | 0.1 | From eQ_Lib.dat in MASControl 2017
D17_ECC_Cordr_LF_Yr | Lighting | FRACTION | Wknd | 2014-04-13 | 2014-05-22 | Hourly | 0.05 | 0.05 | 0.05 | 0.05 | 0.05 | 0.05 | 0.05 | 0.25 | 0.25 | 0.25 | 0.25 | 0.25 | 0.25 | 0.25 | 0.25 | 0.25 | 0.05 | 0.05 | 0.05 | 0.05 | 0.05 | 0.05 | 0.05 | 0.05 | From eQ_Lib.dat in MASControl 2017
D17_ECC_Cordr_LF_Yr | Lighting | FRACTION | SmrDsn | 2014-05-23 | 2014-05-31 | Constant | 1 | [23 empty] | From eQ_Lib.dat in MASControl 2017
D17_ECC_Cordr_LF_Yr | Lighting | FRACTION | WntrDsn | 2014-05-23 | 2014-05-31 | Constant | 0 | [23 empty] | From eQ_Lib.dat in MASControl 2017
D17_ECC_Cordr_LF_Yr | Lighting | FRACTION | Default | 2014-05-23 | 2014-05-31 | Constant | 0.02 | [23 empty] | From eQ_Lib.dat in MASControl 2017
D17_ECC_Cordr_LF_Yr | Lighting | FRACTION | Default¦Wkdy | 2014-06-01 | 2014-08-07 | Hourly | 0.1 | 0.1 | 0.1 | 0.1 | 0.1 | 0.1969 | 0.2938 | 0.3906 | 0.4875 | 0.4875 | 0.4875 | 0.4875 | 0.4875 | 0.4875 | 0.4875 | 0.4875 | 0.3906 | 0.2938 | 0.1969 | 0.1 | 0.1 | 0.1 | 0.1 | 0.1 | From eQ_Lib.dat in MASControl 2017
D17_ECC_Cordr_LF_Yr | Lighting | FRACTION | Wknd | 2014-06-01 | 2014-08-07 | Hourly | 0.05 | 0.05 | 0.05 | 0.05 | 0.05 | 0.05 | 0.05 | 0.1875 | 0.1875 | 0.1875 | 0.1875 | 0.1875 | 0.1875 | 0.1875 | 0.05 | 0.05 | 0.05 | 0.05 | 0.05 | 0.05 | 0.05 | 0.05 | 0.05 | 0.05 | From eQ_Lib.dat in MASControl 2017
D17_ECC_Cordr_LF_Yr | Lighting | FRACTION | SmrDsn | 2014-08-08 | 2014-08-16 | Constant | 1 | [23 empty] | From eQ_Lib.dat in MASControl 2017
D17_ECC_Cordr_LF_Yr | Lighting | FRACTION | WntrDsn | 2014-08-08 | 2014-08-16 | Constant | 0 | [23 empty] | From eQ_Lib.dat in MASControl 2017
D17_ECC_Cordr_LF_Yr | Lighting | FRACTION | Default | 2014-08-08 | 2014-08-16 | Constant | 0.02 | [23 empty] | From eQ_Lib.dat in MASControl 2017
D17_ECC_Cordr_LF_Yr | Lighting | FRACTION | Default¦Wkdy | 2014-08-17 | 2014-12-11 | Hourly | 0.1 | 0.1 | 0.1 | 0.1 | 0.1 | 0.265 | 0.43 | 0.595 | 0.76 | 0.76 | 0.76 | 0.76 | 0.76 | 0.76 | 0.76 | 0.76 | 0.76 | 0.76 | 0.595 | 0.43 | 0.265 | 0.1 | 0.1 | 0.1 | From eQ_Lib.dat in MASControl 2017
D17_ECC_Cordr_LF_Yr | Lighting | FRACTION | Wknd | 2014-08-17 | 2014-12-11 | Hourly | 0.05 | 0.05 | 0.05 | 0.05 | 0.05 | 0.05 | 0.05 | 0.25 | 0.25 | 0.25 | 0.25 | 0.25 | 0.25 | 0.25 | 0.25 | 0.25 | 0.05 | 0.05 | 0.05 | 0.05 | 0.05 | 0.05 | 0.05 | 0.05 | From eQ_Lib.dat in MASControl 2017
D17_ECC_Cordr_LF_Yr | Lighting | FRACTION | SmrDsn | 2014-12-12 | 2014-12-31 | Constant | 1 | [23 empty] | From eQ_Lib.dat in MASControl 2017
D17_ECC_Cordr_LF_Yr | Lighting | FRACTION | WntrDsn | 2014-12-12 | 2014-12-31 | Constant | 0 | [23 empty] | From eQ_Lib.dat in MASControl 2017
D17_ECC_Cordr_LF_Yr | Lighting | FRACTION | Default | 2014-12-12 | 2014-12-31 | Constant | 0.02 | [23 empty] | From eQ_Lib.dat in MASControl 2017
D17_ECC_Cordr_LF_Yr | Lighting | FRACTION | WntrDsn | 2014-01-01 | 2014-12-31 | Constant | 0 | [23 empty] | From eQ_Lib.dat in MASControl 2017
D17_ECC_Cordr_LF_Yr | Lighting | FRACTION | SmrDsn | 2014-01-01 | 2014-12-31 | Constant | 1 | [23 empty] | From eQ_Lib.dat in MASControl 2017
D17_ECC_Cordr_LF_Yr | Lighting | FRACTION | Hol | 2014-01-01 | 2014-12-31 | Constant | 0.035 | [23 empty] | From eQ_Lib.dat in MASControl 2017
D17_ECC_Din_CFL_Yr | Lighting | FRACTION | SmrDsn | 2014-01-01 | 2014-01-11 | Constant | 1 | [23 empty] | From eQ_Lib.dat in MASControl 2017
D17_ECC_Din_CFL_Yr | Lighting | FRACTION | WntrDsn | 2014-01-01 | 2014-01-11 | Constant | 0 | [23 empty] | From eQ_Lib.dat in MASControl 2017
D17_ECC_Din_CFL_Yr | Lighting | FRACTION | Default | 2014-01-01 | 2014-01-11 | Constant | 0.035 | [23 empty] | From eQ_Lib.dat in MASControl 2017
D17_ECC_Din_CFL_Yr | Lighting | FRACTION | Default¦Wkdy | 2014-01-12 | 2014-04-03 | Hourly | 0.1 | 0.1 | 0.1 | 0.1 | 0.1 | 0.2 | 0.3 | 0.5 | 0.8 | 0.9 | 0.9 | 0.9 | 0.9 | 0.9 | 0.9 | 0.9 | 0.8 | 0.25 | 0.1 | 0.1 | 0.1 | 0.1 | 0.1 | 0.1 | From eQ_Lib.dat in MASControl 2017
D17_ECC_Din_CFL_Yr | Lighting | FRACTION | Wknd | 2014-01-12 | 2014-04-03 | Hourly | 0.1 | 0.1 | 0.1 | 0.1 | 0.1 | 0.15 | 0.225 | 0.375 | 0.6 | 0.675 | 0.675 | 0.675 | 0.675 | 0.675 | 0.675 | 0.675 | 0.6 | 0.2 | 0.1 | 0.1 | 0.1 | 0.1 | 0.1 | 0.1 | From eQ_Lib.dat in MASControl 2017
D17_ECC_Din_CFL_Yr | Lighting | FRACTION | SmrDsn | 2014-04-04 | 2014-04-12 | Constant | 1 | [23 empty] | From eQ_Lib.dat in MASControl 2017
D17_ECC_Din_CFL_Yr | Lighting | FRACTION | WntrDsn | 2014-04-04 | 2014-04-12 | Constant | 0 | [23 empty] | From eQ_Lib.dat in MASControl 2017
D17_ECC_Din_CFL_Yr | Lighting | FRACTION | Default | 2014-04-04 | 2014-04-12 | Constant | 0.035 | [23 empty] | From eQ_Lib.dat in MASControl 2017
D17_ECC_Din_CFL_Yr | Lighting | FRACTION | Default¦Wkdy | 2014-04-13 | 2014-05-22 | Hourly | 0.1 | 0.1 | 0.1 | 0.1 | 0.1 | 0.2 | 0.3 | 0.5 | 0.8 | 0.9 | 0.9 | 0.9 | 0.9 | 0.9 | 0.9 | 0.9 | 0.8 | 0.25 | 0.1 | 0.1 | 0.1 | 0.1 | 0.1 | 0.1 | From eQ_Lib.dat in MASControl 2017
D17_ECC_Din_CFL_Yr | Lighting | FRACTION | Wknd | 2014-04-13 | 2014-05-22 | Hourly | 0.1 | 0.1 | 0.1 | 0.1 | 0.1 | 0.15 | 0.225 | 0.375 | 0.6 | 0.675 | 0.675 | 0.675 | 0.675 | 0.675 | 0.675 | 0.675 | 0.6 | 0.2 | 0.1 | 0.1 | 0.1 | 0.1 | 0.1 | 0.1 | From eQ_Lib.dat in MASControl 2017
D17_ECC_Din_CFL_Yr | Lighting | FRACTION | SmrDsn | 2014-05-23 | 2014-05-31 | Constant | 1 | [23 empty] | From eQ_Lib.dat in MASControl 2017
D17_ECC_Din_CFL_Yr | Lighting | FRACTION | WntrDsn | 2014-05-23 | 2014-05-31 | Constant | 0 | [23 empty] | From eQ_Lib.dat in MASControl 2017
D17_ECC_Din_CFL_Yr | Lighting | FRACTION | Default | 2014-05-23 | 2014-05-31 | Constant | 0.035 | [23 empty] | From eQ_Lib.dat in MASControl 2017
D17_ECC_Din_CFL_Yr | Lighting | FRACTION | Default¦Wkdy | 2014-06-01 | 2014-08-07 | Hourly | 0.1 | 0.1 | 0.1 | 0.1 | 0.1 | 0.1356 | 0.2107 | 0.3214 | 0.5625 | 0.5625 | 0.5625 | 0.5625 | 0.5625 | 0.5625 | 0.5625 | 0.5625 | 0.5625 | 0.183 | 0.1 | 0.1 | 0.1 | 0.1 | 0.1 | 0.1 | From eQ_Lib.dat in MASControl 2017
D17_ECC_Din_CFL_Yr | Lighting | FRACTION | Wknd | 2014-06-01 | 2014-08-07 | Hourly | 0.1 | 0.1 | 0.1 | 0.1 | 0.1 | 0.1403 | 0.1403 | 0.1806 | 0.2813 | 0.2813 | 0.2813 | 0.2813 | 0.2813 | 0.2813 | 0.2813 | 0.2813 | 0.1302 | 0.1 | 0.1 | 0.1 | 0.1 | 0.1 | 0.1 | 0.1 | From eQ_Lib.dat in MASControl 2017
D17_ECC_Din_CFL_Yr | Lighting | FRACTION | SmrDsn | 2014-08-08 | 2014-08-16 | Constant | 1 | [23 empty] | From eQ_Lib.dat in MASControl 2017
D17_ECC_Din_CFL_Yr | Lighting | FRACTION | WntrDsn | 2014-08-08 | 2014-08-16 | Constant | 0 | [23 empty] | From eQ_Lib.dat in MASControl 2017
D17_ECC_Din_CFL_Yr | Lighting | FRACTION | Default | 2014-08-08 | 2014-08-16 | Constant | 0.035 | [23 empty] | From eQ_Lib.dat in MASControl 2017
D17_ECC_Din_CFL_Yr | Lighting | FRACTION | Default¦Wkdy | 2014-08-17 | 2014-12-11 | Hourly | 0.1 | 0.1 | 0.1 | 0.1 | 0.1 | 0.2 | 0.3 | 0.5 | 0.8 | 0.9 | 0.9 | 0.9 | 0.9 | 0.9 | 0.9 | 0.9 | 0.8 | 0.25 | 0.1 | 0.1 | 0.1 | 0.1 | 0.1 | 0.1 | From eQ_Lib.dat in MASControl 2017
D17_ECC_Din_CFL_Yr | Lighting | FRACTION | Wknd | 2014-08-17 | 2014-12-11 | Hourly | 0.1 | 0.1 | 0.1 | 0.1 | 0.1 | 0.15 | 0.225 | 0.375 | 0.6 | 0.675 | 0.675 | 0.675 | 0.675 | 0.675 | 0.675 | 0.675 | 0.6 | 0.2 | 0.1 | 0.1 | 0.1 | 0.1 | 0.1 | 0.1 | From eQ_Lib.dat in MASControl 2017
D17_ECC_Din_CFL_Yr | Lighting | FRACTION | SmrDsn | 2014-12-12 | 2014-12-31 | Constant | 1 | [23 empty] | From eQ_Lib.dat in MASControl 2017
D17_ECC_Din_CFL_Yr | Lighting | FRACTION | WntrDsn | 2014-12-12 | 2014-12-31 | Constant | 0 | [23 empty] | From eQ_Lib.dat in MASControl 2017
D17_ECC_Din_CFL_Yr | Lighting | FRACTION | Default | 2014-12-12 | 2014-12-31 | Constant | 0.035 | [23 empty] | From eQ_Lib.dat in MASControl 2017
D17_ECC_Din_CFL_Yr | Lighting | FRACTION | WntrDsn | 2014-01-01 | 2014-12-31 | Constant | 0 | [23 empty] | From eQ_Lib.dat in MASControl 2017
D17_ECC_Din_CFL_Yr | Lighting | FRACTION | SmrDsn | 2014-01-01 | 2014-12-31 | Constant | 1 | [23 empty] | From eQ_Lib.dat in MASControl 2017
D17_ECC_Din_CFL_Yr | Lighting | FRACTION | Hol | 2014-01-01 | 2014-12-31 | Constant | 0.035 | [23 empty] | From eQ_Lib.dat in MASControl 2017
D17_ECC_Din_HB_Yr | Lighting | FRACTION | SmrDsn | 2014-01-01 | 2014-01-11 | Constant | 1 | [23 empty] | From eQ_Lib.dat in MASControl 2017
D17_ECC_Din_HB_Yr | Lighting | FRACTION | WntrDsn | 2014-01-01 | 2014-01-11 | Constant | 0 | [23 empty] | From eQ_Lib.dat in MASControl 2017
D17_ECC_Din_HB_Yr | Lighting | FRACTION | Default | 2014-01-01 | 2014-01-11 | Constant | 0.035 | [23 empty] | From eQ_Lib.dat in MASControl 2017
D17_ECC_Din_HB_Yr | Lighting | FRACTION | Default¦Wkdy | 2014-01-12 | 2014-04-03 | Hourly | 0.1 | 0.1 | 0.1 | 0.1 | 0.1 | 0.2 | 0.3 | 0.5 | 0.8 | 0.9 | 0.9 | 0.9 | 0.9 | 0.9 | 0.9 | 0.9 | 0.8 | 0.25 | 0.1 | 0.1 | 0.1 | 0.1 | 0.1 | 0.1 | From eQ_Lib.dat in MASControl 2017
D17_ECC_Din_HB_Yr | Lighting | FRACTION | Wknd | 2014-01-12 | 2014-04-03 | Hourly | 0.1 | 0.1 | 0.1 | 0.1 | 0.1 | 0.15 | 0.225 | 0.375 | 0.6 | 0.675 | 0.675 | 0.675 | 0.675 | 0.675 | 0.675 | 0.675 | 0.6 | 0.2 | 0.1 | 0.1 | 0.1 | 0.1 | 0.1 | 0.1 | From eQ_Lib.dat in MASControl 2017
D17_ECC_Din_HB_Yr | Lighting | FRACTION | SmrDsn | 2014-04-04 | 2014-04-12 | Constant | 1 | [23 empty] | From eQ_Lib.dat in MASControl 2017
D17_ECC_Din_HB_Yr | Lighting | FRACTION | WntrDsn | 2014-04-04 | 2014-04-12 | Constant | 0 | [23 empty] | From eQ_Lib.dat in MASControl 2017
D17_ECC_Din_HB_Yr | Lighting | FRACTION | Default | 2014-04-04 | 2014-04-12 | Constant | 0.035 | [23 empty] | From eQ_Lib.dat in MASControl 2017
D17_ECC_Din_HB_Yr | Lighting | FRACTION | Default¦Wkdy | 2014-04-13 | 2014-05-22 | Hourly | 0.1 | 0.1 | 0.1 | 0.1 | 0.1 | 0.2 | 0.3 | 0.5 | 0.8 | 0.9 | 0.9 | 0.9 | 0.9 | 0.9 | 0.9 | 0.9 | 0.8 | 0.25 | 0.1 | 0.1 | 0.1 | 0.1 | 0.1 | 0.1 | From eQ_Lib.dat in MASControl 2017
D17_ECC_Din_HB_Yr | Lighting | FRACTION | Wknd | 2014-04-13 | 2014-05-22 | Hourly | 0.1 | 0.1 | 0.1 | 0.1 | 0.1 | 0.15 | 0.225 | 0.375 | 0.6 | 0.675 | 0.675 | 0.675 | 0.675 | 0.675 | 0.675 | 0.675 | 0.6 | 0.2 | 0.1 | 0.1 | 0.1 | 0.1 | 0.1 | 0.1 | From eQ_Lib.dat in MASControl 2017
D17_ECC_Din_HB_Yr | Lighting | FRACTION | SmrDsn | 2014-05-23 | 2014-05-31 | Constant | 1 | [23 empty] | From eQ_Lib.dat in MASControl 2017
D17_ECC_Din_HB_Yr | Lighting | FRACTION | WntrDsn | 2014-05-23 | 2014-05-31 | Constant | 0 | [23 empty] | From eQ_Lib.dat in MASControl 2017
D17_ECC_Din_HB_Yr | Lighting | FRACTION | Default | 2014-05-23 | 2014-05-31 | Constant | 0.035 | [23 empty] | From eQ_Lib.dat in MASControl 2017
D17_ECC_Din_HB_Yr | Lighting | FRACTION | Default¦Wkdy | 2014-06-01 | 2014-08-07 | Hourly | 0.1 | 0.1 | 0.1 | 0.1 | 0.1 | 0.1356 | 0.2107 | 0.3214 | 0.5625 | 0.5625 | 0.5625 | 0.5625 | 0.5625 | 0.5625 | 0.5625 | 0.5625 | 0.5625 | 0.183 | 0.1 | 0.1 | 0.1 | 0.1 | 0.1 | 0.1 | From eQ_Lib.dat in MASControl 2017
D17_ECC_Din_HB_Yr | Lighting | FRACTION | Wknd | 2014-06-01 | 2014-08-07 | Hourly | 0.1 | 0.1 | 0.1 | 0.1 | 0.1 | 0.1403 | 0.1403 | 0.1806 | 0.2813 | 0.2813 | 0.2813 | 0.2813 | 0.2813 | 0.2813 | 0.2813 | 0.2813 | 0.1302 | 0.1 | 0.1 | 0.1 | 0.1 | 0.1 | 0.1 | 0.1 | From eQ_Lib.dat in MASControl 2017
D17_ECC_Din_HB_Yr | Lighting | FRACTION | SmrDsn | 2014-08-08 | 2014-08-16 | Constant | 1 | [23 empty] | From eQ_Lib.dat in MASControl 2017
D17_ECC_Din_HB_Yr | Lighting | FRACTION | WntrDsn | 2014-08-08 | 2014-08-16 | Constant | 0 | [23 empty] | From eQ_Lib.dat in MASControl 2017
D17_ECC_Din_HB_Yr | Lighting | FRACTION | Default | 2014-08-08 | 2014-08-16 | Constant | 0.035 | [23 empty] | From eQ_Lib.dat in MASControl 2017
D17_ECC_Din_HB_Yr | Lighting | FRACTION | Default¦Wkdy | 2014-08-17 | 2014-12-11 | Hourly | 0.1 | 0.1 | 0.1 | 0.1 | 0.1 | 0.2 | 0.3 | 0.5 | 0.8 | 0.9 | 0.9 | 0.9 | 0.9 | 0.9 | 0.9 | 0.9 | 0.8 | 0.25 | 0.1 | 0.1 | 0.1 | 0.1 | 0.1 | 0.1 | From eQ_Lib.dat in MASControl 2017
D17_ECC_Din_HB_Yr | Lighting | FRACTION | Wknd | 2014-08-17 | 2014-12-11 | Hourly | 0.1 | 0.1 | 0.1 | 0.1 | 0.1 | 0.15 | 0.225 | 0.375 | 0.6 | 0.675 | 0.675 | 0.675 | 0.675 | 0.675 | 0.675 | 0.675 | 0.6 | 0.2 | 0.1 | 0.1 | 0.1 | 0.1 | 0.1 | 0.1 | From eQ_Lib.dat in MASControl 2017
D17_ECC_Din_HB_Yr | Lighting | FRACTION | SmrDsn | 2014-12-12 | 2014-12-31 | Constant | 1 | [23 empty] | From eQ_Lib.dat in MASControl 2017
D17_ECC_Din_HB_Yr | Lighting | FRACTION | WntrDsn | 2014-12-12 | 2014-12-31 | Constant | 0 | [23 empty] | From eQ_Lib.dat in MASControl 2017
D17_ECC_Din_HB_Yr | Lighting | FRACTION | Default | 2014-12-12 | 2014-12-31 | Constant | 0.035 | [23 empty] | From eQ_Lib.dat in MASControl 2017
D17_ECC_Din_HB_Yr | Lighting | FRACTION | WntrDsn | 2014-01-01 | 2014-12-31 | Constant | 0 | [23 empty] | From eQ_Lib.dat in MASControl 2017
D17_ECC_Din_HB_Yr | Lighting | FRACTION | SmrDsn | 2014-01-01 | 2014-12-31 | Constant | 1 | [23 empty] | From eQ_Lib.dat in MASControl 2017
D17_ECC_Din_HB_Yr | Lighting | FRACTION | Hol | 2014-01-01 | 2014-12-31 | Constant | 0.035 | [23 empty] | From eQ_Lib.dat in MASControl 2017
D17_ECC_Din_LF_Yr | Lighting | FRACTION | SmrDsn | 2014-01-01 | 2014-01-11 | Constant | 1 | [23 empty] | From eQ_Lib.dat in MASControl 2017
D17_ECC_Din_LF_Yr | Lighting | FRACTION | WntrDsn | 2014-01-01 | 2014-01-11 | Constant | 0 | [23 empty] | From eQ_Lib.dat in MASControl 2017
D17_ECC_Din_LF_Yr | Lighting | FRACTION | Default | 2014-01-01 | 2014-01-11 | Constant | 0.035 | [23 empty] | From eQ_Lib.dat in MASControl 2017
D17_ECC_Din_LF_Yr | Lighting | FRACTION | Default¦Wkdy | 2014-01-12 | 2014-04-03 | Hourly | 0.1 | 0.1 | 0.1 | 0.1 | 0.1 | 0.2 | 0.3 | 0.5 | 0.8 | 0.9 | 0.9 | 0.9 | 0.9 | 0.9 | 0.9 | 0.9 | 0.8 | 0.25 | 0.1 | 0.1 | 0.1 | 0.1 | 0.1 | 0.1 | From eQ_Lib.dat in MASControl 2017
D17_ECC_Din_LF_Yr | Lighting | FRACTION | Wknd | 2014-01-12 | 2014-04-03 | Hourly | 0.1 | 0.1 | 0.1 | 0.1 | 0.1 | 0.15 | 0.225 | 0.375 | 0.6 | 0.675 | 0.675 | 0.675 | 0.675 | 0.675 | 0.675 | 0.675 | 0.6 | 0.2 | 0.1 | 0.1 | 0.1 | 0.1 | 0.1 | 0.1 | From eQ_Lib.dat in MASControl 2017
D17_ECC_Din_LF_Yr | Lighting | FRACTION | SmrDsn | 2014-04-04 | 2014-04-12 | Constant | 1 | [23 empty] | From eQ_Lib.dat in MASControl 2017
D17_ECC_Din_LF_Yr | Lighting | FRACTION | WntrDsn | 2014-04-04 | 2014-04-12 | Constant | 0 | [23 empty] | From eQ_Lib.dat in MASControl 2017
D17_ECC_Din_LF_Yr | Lighting | FRACTION | Default | 2014-04-04 | 2014-04-12 | Constant | 0.035 | [23 empty] | From eQ_Lib.dat in MASControl 2017
D17_ECC_Din_LF_Yr | Lighting | FRACTION | Default¦Wkdy | 2014-04-13 | 2014-05-22 | Hourly | 0.1 | 0.1 | 0.1 | 0.1 | 0.1 | 0.2 | 0.3 | 0.5 | 0.8 | 0.9 | 0.9 | 0.9 | 0.9 | 0.9 | 0.9 | 0.9 | 0.8 | 0.25 | 0.1 | 0.1 | 0.1 | 0.1 | 0.1 | 0.1 | From eQ_Lib.dat in MASControl 2017
D17_ECC_Din_LF_Yr | Lighting | FRACTION | Wknd | 2014-04-13 | 2014-05-22 | Hourly | 0.1 | 0.1 | 0.1 | 0.1 | 0.1 | 0.15 | 0.225 | 0.375 | 0.6 | 0.675 | 0.675 | 0.675 | 0.675 | 0.675 | 0.675 | 0.675 | 0.6 | 0.2 | 0.1 | 0.1 | 0.1 | 0.1 | 0.1 | 0.1 | From eQ_Lib.dat in MASControl 2017
D17_ECC_Din_LF_Yr | Lighting | FRACTION | SmrDsn | 2014-05-23 | 2014-05-31 | Constant | 1 | [23 empty] | From eQ_Lib.dat in MASControl 2017
D17_ECC_Din_LF_Yr | Lighting | FRACTION | WntrDsn | 2014-05-23 | 2014-05-31 | Constant | 0 | [23 empty] | From eQ_Lib.dat in MASControl 2017
D17_ECC_Din_LF_Yr | Lighting | FRACTION | Default | 2014-05-23 | 2014-05-31 | Constant | 0.035 | [23 empty] | From eQ_Lib.dat in MASControl 2017
D17_ECC_Din_LF_Yr | Lighting | FRACTION | Default¦Wkdy | 2014-06-01 | 2014-08-07 | Hourly | 0.1 | 0.1 | 0.1 | 0.1 | 0.1 | 0.1356 | 0.2107 | 0.3214 | 0.5625 | 0.5625 | 0.5625 | 0.5625 | 0.5625 | 0.5625 | 0.5625 | 0.5625 | 0.5625 | 0.183 | 0.1 | 0.1 | 0.1 | 0.1 | 0.1 | 0.1 | From eQ_Lib.dat in MASControl 2017
D17_ECC_Din_LF_Yr | Lighting | FRACTION | Wknd | 2014-06-01 | 2014-08-07 | Hourly | 0.1 | 0.1 | 0.1 | 0.1 | 0.1 | 0.1403 | 0.1403 | 0.1806 | 0.2813 | 0.2813 | 0.2813 | 0.2813 | 0.2813 | 0.2813 | 0.2813 | 0.2813 | 0.1302 | 0.1 | 0.1 | 0.1 | 0.1 | 0.1 | 0.1 | 0.1 | From eQ_Lib.dat in MASControl 2017
D17_ECC_Din_LF_Yr | Lighting | FRACTION | SmrDsn | 2014-08-08 | 2014-08-16 | Constant | 1 | [23 empty] | From eQ_Lib.dat in MASControl 2017
D17_ECC_Din_LF_Yr | Lighting | FRACTION | WntrDsn | 2014-08-08 | 2014-08-16 | Constant | 0 | [23 empty] | From eQ_Lib.dat in MASControl 2017
D17_ECC_Din_LF_Yr | Lighting | FRACTION | Default | 2014-08-08 | 2014-08-16 | Constant | 0.035 | [23 empty] | From eQ_Lib.dat in MASControl 2017
D17_ECC_Din_LF_Yr | Lighting | FRACTION | Default¦Wkdy | 2014-08-17 | 2014-12-11 | Hourly | 0.1 | 0.1 | 0.1 | 0.1 | 0.1 | 0.2 | 0.3 | 0.5 | 0.8 | 0.9 | 0.9 | 0.9 | 0.9 | 0.9 | 0.9 | 0.9 | 0.8 | 0.25 | 0.1 | 0.1 | 0.1 | 0.1 | 0.1 | 0.1 | From eQ_Lib.dat in MASControl 2017
D17_ECC_Din_LF_Yr | Lighting | FRACTION | Wknd | 2014-08-17 | 2014-12-11 | Hourly | 0.1 | 0.1 | 0.1 | 0.1 | 0.1 | 0.15 | 0.225 | 0.375 | 0.6 | 0.675 | 0.675 | 0.675 | 0.675 | 0.675 | 0.675 | 0.675 | 0.6 | 0.2 | 0.1 | 0.1 | 0.1 | 0.1 | 0.1 | 0.1 | From eQ_Lib.dat in MASControl 2017
D17_ECC_Din_LF_Yr | Lighting | FRACTION | SmrDsn | 2014-12-12 | 2014-12-31 | Constant | 1 | [23 empty] | From eQ_Lib.dat in MASControl 2017
D17_ECC_Din_LF_Yr | Lighting | FRACTION | WntrDsn | 2014-12-12 | 2014-12-31 | Constant | 0 | [23 empty] | From eQ_Lib.dat in MASControl 2017
D17_ECC_Din_LF_Yr | Lighting | FRACTION | Default | 2014-12-12 | 2014-12-31 | Constant | 0.035 | [23 empty] | From eQ_Lib.dat in MASControl 2017
D17_ECC_Din_LF_Yr | Lighting | FRACTION | WntrDsn | 2014-01-01 | 2014-12-31 | Constant | 0 | [23 empty] | From eQ_Lib.dat in MASControl 2017
D17_ECC_Din_LF_Yr | Lighting | FRACTION | SmrDsn | 2014-01-01 | 2014-12-31 | Constant | 1 | [23 empty] | From eQ_Lib.dat in MASControl 2017
D17_ECC_Din_LF_Yr | Lighting | FRACTION | Hol | 2014-01-01 | 2014-12-31 | Constant | 0.035 | [23 empty] | From eQ_Lib.dat in MASControl 2017
D17_ECC_Gym_CFL_Yr | Lighting | FRACTION | SmrDsn | 2014-01-01 | 2014-01-11 | Constant | 1 | [23 empty] | From eQ_Lib.dat in MASControl 2017
D17_ECC_Gym_CFL_Yr | Lighting | FRACTION | WntrDsn | 2014-01-01 | 2014-01-11 | Constant | 0 | [23 empty] | From eQ_Lib.dat in MASControl 2017
D17_ECC_Gym_CFL_Yr | Lighting | FRACTION | Default | 2014-01-01 | 2014-01-11 | Constant | 0.02 | [23 empty] | From eQ_Lib.dat in MASControl 2017
D17_ECC_Gym_CFL_Yr | Lighting | FRACTION | Default¦Wkdy | 2014-01-12 | 2014-04-03 | Hourly | 0.1 | 0.1 | 0.1 | 0.1 | 0.1 | 0.265 | 0.43 | 0.595 | 0.76 | 0.76 | 0.76 | 0.76 | 0.76 | 0.76 | 0.76 | 0.76 | 0.76 | 0.76 | 0.595 | 0.43 | 0.265 | 0.1 | 0.1 | 0.1 | From eQ_Lib.dat in MASControl 2017
D17_ECC_Gym_CFL_Yr | Lighting | FRACTION | Wknd | 2014-01-12 | 2014-04-03 | Hourly | 0.05 | 0.05 | 0.05 | 0.05 | 0.05 | 0.05 | 0.05 | 0.25 | 0.25 | 0.25 | 0.25 | 0.25 | 0.25 | 0.25 | 0.25 | 0.25 | 0.05 | 0.05 | 0.05 | 0.05 | 0.05 | 0.05 | 0.05 | 0.05 | From eQ_Lib.dat in MASControl 2017
D17_ECC_Gym_CFL_Yr | Lighting | FRACTION | SmrDsn | 2014-04-04 | 2014-04-12 | Constant | 1 | [23 empty] | From eQ_Lib.dat in MASControl 2017
D17_ECC_Gym_CFL_Yr | Lighting | FRACTION | WntrDsn | 2014-04-04 | 2014-04-12 | Constant | 0 | [23 empty] | From eQ_Lib.dat in MASControl 2017
D17_ECC_Gym_CFL_Yr | Lighting | FRACTION | Default | 2014-04-04 | 2014-04-12 | Constant | 0.02 | [23 empty] | From eQ_Lib.dat in MASControl 2017
D17_ECC_Gym_CFL_Yr | Lighting | FRACTION | Default¦Wkdy | 2014-04-13 | 2014-05-22 | Hourly | 0.1 | 0.1 | 0.1 | 0.1 | 0.1 | 0.265 | 0.43 | 0.595 | 0.76 | 0.76 | 0.76 | 0.76 | 0.76 | 0.76 | 0.76 | 0.76 | 0.76 | 0.76 | 0.595 | 0.43 | 0.265 | 0.1 | 0.1 | 0.1 | From eQ_Lib.dat in MASControl 2017
D17_ECC_Gym_CFL_Yr | Lighting | FRACTION | Wknd | 2014-04-13 | 2014-05-22 | Hourly | 0.05 | 0.05 | 0.05 | 0.05 | 0.05 | 0.05 | 0.05 | 0.25 | 0.25 | 0.25 | 0.25 | 0.25 | 0.25 | 0.25 | 0.25 | 0.25 | 0.05 | 0.05 | 0.05 | 0.05 | 0.05 | 0.05 | 0.05 | 0.05 | From eQ_Lib.dat in MASControl 2017
D17_ECC_Gym_CFL_Yr | Lighting | FRACTION | SmrDsn | 2014-05-23 | 2014-05-31 | Constant | 1 | [23 empty] | From eQ_Lib.dat in MASControl 2017
D17_ECC_Gym_CFL_Yr | Lighting | FRACTION | WntrDsn | 2014-05-23 | 2014-05-31 | Constant | 0 | [23 empty] | From eQ_Lib.dat in MASControl 2017
D17_ECC_Gym_CFL_Yr | Lighting | FRACTION | Default | 2014-05-23 | 2014-05-31 | Constant | 0.02 | [23 empty] | From eQ_Lib.dat in MASControl 2017
D17_ECC_Gym_CFL_Yr | Lighting | FRACTION | Default¦Wkdy | 2014-06-01 | 2014-08-07 | Hourly | 0.1 | 0.1 | 0.1 | 0.1 | 0.1 | 0.1969 | 0.2938 | 0.3906 | 0.4875 | 0.4875 | 0.4875 | 0.4875 | 0.4875 | 0.4875 | 0.4875 | 0.4875 | 0.3906 | 0.2938 | 0.1969 | 0.1 | 0.1 | 0.1 | 0.1 | 0.1 | From eQ_Lib.dat in MASControl 2017
D17_ECC_Gym_CFL_Yr | Lighting | FRACTION | Wknd | 2014-06-01 | 2014-08-07 | Hourly | 0.05 | 0.05 | 0.05 | 0.05 | 0.05 | 0.05 | 0.05 | 0.1875 | 0.1875 | 0.1875 | 0.1875 | 0.1875 | 0.1875 | 0.1875 | 0.05 | 0.05 | 0.05 | 0.05 | 0.05 | 0.05 | 0.05 | 0.05 | 0.05 | 0.05 | From eQ_Lib.dat in MASControl 2017
D17_ECC_Gym_CFL_Yr | Lighting | FRACTION | SmrDsn | 2014-08-08 | 2014-08-16 | Constant | 1 | [23 empty] | From eQ_Lib.dat in MASControl 2017
D17_ECC_Gym_CFL_Yr | Lighting | FRACTION | WntrDsn | 2014-08-08 | 2014-08-16 | Constant | 0 | [23 empty] | From eQ_Lib.dat in MASControl 2017
D17_ECC_Gym_CFL_Yr | Lighting | FRACTION | Default | 2014-08-08 | 2014-08-16 | Constant | 0.02 | [23 empty] | From eQ_Lib.dat in MASControl 2017
D17_ECC_Gym_CFL_Yr | Lighting | FRACTION | Default¦Wkdy | 2014-08-17 | 2014-12-11 | Hourly | 0.1 | 0.1 | 0.1 | 0.1 | 0.1 | 0.265 | 0.43 | 0.595 | 0.76 | 0.76 | 0.76 | 0.76 | 0.76 | 0.76 | 0.76 | 0.76 | 0.76 | 0.76 | 0.595 | 0.43 | 0.265 | 0.1 | 0.1 | 0.1 | From eQ_Lib.dat in MASControl 2017
D17_ECC_Gym_CFL_Yr | Lighting | FRACTION | Wknd | 2014-08-17 | 2014-12-11 | Hourly | 0.05 | 0.05 | 0.05 | 0.05 | 0.05 | 0.05 | 0.05 | 0.25 | 0.25 | 0.25 | 0.25 | 0.25 | 0.25 | 0.25 | 0.25 | 0.25 | 0.05 | 0.05 | 0.05 | 0.05 | 0.05 | 0.05 | 0.05 | 0.05 | From eQ_Lib.dat in MASControl 2017
D17_ECC_Gym_CFL_Yr | Lighting | FRACTION | SmrDsn | 2014-12-12 | 2014-12-31 | Constant | 1 | [23 empty] | From eQ_Lib.dat in MASControl 2017
D17_ECC_Gym_CFL_Yr | Lighting | FRACTION | WntrDsn | 2014-12-12 | 2014-12-31 | Constant | 0 | [23 empty] | From eQ_Lib.dat in MASControl 2017
D17_ECC_Gym_CFL_Yr | Lighting | FRACTION | Default | 2014-12-12 | 2014-12-31 | Constant | 0.02 | [23 empty] | From eQ_Lib.dat in MASControl 2017
D17_ECC_Gym_CFL_Yr | Lighting | FRACTION | WntrDsn | 2014-01-01 | 2014-12-31 | Constant | 0 | [23 empty] | From eQ_Lib.dat in MASControl 2017
D17_ECC_Gym_CFL_Yr | Lighting | FRACTION | SmrDsn | 2014-01-01 | 2014-12-31 | Constant | 1 | [23 empty] | From eQ_Lib.dat in MASControl 2017
D17_ECC_Gym_CFL_Yr | Lighting | FRACTION | Hol | 2014-01-01 | 2014-12-31 | Constant | 0.035 | [23 empty] | From eQ_Lib.dat in MASControl 2017
D17_ECC_Gym_HB_Yr | Lighting | FRACTION | SmrDsn | 2014-01-01 | 2014-01-11 | Constant | 1 | [23 empty] | From eQ_Lib.dat in MASControl 2017
D17_ECC_Gym_HB_Yr | Lighting | FRACTION | WntrDsn | 2014-01-01 | 2014-01-11 | Constant | 0 | [23 empty] | From eQ_Lib.dat in MASControl 2017
D17_ECC_Gym_HB_Yr | Lighting | FRACTION | Default | 2014-01-01 | 2014-01-11 | Constant | 0.02 | [23 empty] | From eQ_Lib.dat in MASControl 2017
D17_ECC_Gym_HB_Yr | Lighting | FRACTION | Default¦Wkdy | 2014-01-12 | 2014-04-03 | Hourly | 0.1 | 0.1 | 0.1 | 0.1 | 0.1 | 0.265 | 0.43 | 0.595 | 0.76 | 0.76 | 0.76 | 0.76 | 0.76 | 0.76 | 0.76 | 0.76 | 0.76 | 0.76 | 0.595 | 0.43 | 0.265 | 0.1 | 0.1 | 0.1 | From eQ_Lib.dat in MASControl 2017
D17_ECC_Gym_HB_Yr | Lighting | FRACTION | Wknd | 2014-01-12 | 2014-04-03 | Hourly | 0.05 | 0.05 | 0.05 | 0.05 | 0.05 | 0.05 | 0.05 | 0.25 | 0.25 | 0.25 | 0.25 | 0.25 | 0.25 | 0.25 | 0.25 | 0.25 | 0.05 | 0.05 | 0.05 | 0.05 | 0.05 | 0.05 | 0.05 | 0.05 | From eQ_Lib.dat in MASControl 2017
D17_ECC_Gym_HB_Yr | Lighting | FRACTION | SmrDsn | 2014-04-04 | 2014-04-12 | Constant | 1 | [23 empty] | From eQ_Lib.dat in MASControl 2017
D17_ECC_Gym_HB_Yr | Lighting | FRACTION | WntrDsn | 2014-04-04 | 2014-04-12 | Constant | 0 | [23 empty] | From eQ_Lib.dat in MASControl 2017
D17_ECC_Gym_HB_Yr | Lighting | FRACTION | Default | 2014-04-04 | 2014-04-12 | Constant | 0.02 | [23 empty] | From eQ_Lib.dat in MASControl 2017
D17_ECC_Gym_HB_Yr | Lighting | FRACTION | Default¦Wkdy | 2014-04-13 | 2014-05-22 | Hourly | 0.1 | 0.1 | 0.1 | 0.1 | 0.1 | 0.265 | 0.43 | 0.595 | 0.76 | 0.76 | 0.76 | 0.76 | 0.76 | 0.76 | 0.76 | 0.76 | 0.76 | 0.76 | 0.595 | 0.43 | 0.265 | 0.1 | 0.1 | 0.1 | From eQ_Lib.dat in MASControl 2017
D17_ECC_Gym_HB_Yr | Lighting | FRACTION | Wknd | 2014-04-13 | 2014-05-22 | Hourly | 0.05 | 0.05 | 0.05 | 0.05 | 0.05 | 0.05 | 0.05 | 0.25 | 0.25 | 0.25 | 0.25 | 0.25 | 0.25 | 0.25 | 0.25 | 0.25 | 0.05 | 0.05 | 0.05 | 0.05 | 0.05 | 0.05 | 0.05 | 0.05 | From eQ_Lib.dat in MASControl 2017
D17_ECC_Gym_HB_Yr | Lighting | FRACTION | SmrDsn | 2014-05-23 | 2014-05-31 | Constant | 1 | [23 empty] | From eQ_Lib.dat in MASControl 2017
D17_ECC_Gym_HB_Yr | Lighting | FRACTION | WntrDsn | 2014-05-23 | 2014-05-31 | Constant | 0 | [23 empty] | From eQ_Lib.dat in MASControl 2017
D17_ECC_Gym_HB_Yr | Lighting | FRACTION | Default | 2014-05-23 | 2014-05-31 | Constant | 0.02 | [23 empty] | From eQ_Lib.dat in MASControl 2017
D17_ECC_Gym_HB_Yr | Lighting | FRACTION | Default¦Wkdy | 2014-06-01 | 2014-08-07 | Hourly | 0.1 | 0.1 | 0.1 | 0.1 | 0.1 | 0.1969 | 0.2938 | 0.3906 | 0.4875 | 0.4875 | 0.4875 | 0.4875 | 0.4875 | 0.4875 | 0.4875 | 0.4875 | 0.3906 | 0.2938 | 0.1969 | 0.1 | 0.1 | 0.1 | 0.1 | 0.1 | From eQ_Lib.dat in MASControl 2017
D17_ECC_Gym_HB_Yr | Lighting | FRACTION | Wknd | 2014-06-01 | 2014-08-07 | Hourly | 0.05 | 0.05 | 0.05 | 0.05 | 0.05 | 0.05 | 0.05 | 0.1875 | 0.1875 | 0.1875 | 0.1875 | 0.1875 | 0.1875 | 0.1875 | 0.05 | 0.05 | 0.05 | 0.05 | 0.05 | 0.05 | 0.05 | 0.05 | 0.05 | 0.05 | From eQ_Lib.dat in MASControl 2017
D17_ECC_Gym_HB_Yr | Lighting | FRACTION | SmrDsn | 2014-08-08 | 2014-08-16 | Constant | 1 | [23 empty] | From eQ_Lib.dat in MASControl 2017
D17_ECC_Gym_HB_Yr | Lighting | FRACTION | WntrDsn | 2014-08-08 | 2014-08-16 | Constant | 0 | [23 empty] | From eQ_Lib.dat in MASControl 2017
D17_ECC_Gym_HB_Yr | Lighting | FRACTION | Default | 2014-08-08 | 2014-08-16 | Constant | 0.02 | [23 empty] | From eQ_Lib.dat in MASControl 2017
D17_ECC_Gym_HB_Yr | Lighting | FRACTION | Default¦Wkdy | 2014-08-17 | 2014-12-11 | Hourly | 0.1 | 0.1 | 0.1 | 0.1 | 0.1 | 0.265 | 0.43 | 0.595 | 0.76 | 0.76 | 0.76 | 0.76 | 0.76 | 0.76 | 0.76 | 0.76 | 0.76 | 0.76 | 0.595 | 0.43 | 0.265 | 0.1 | 0.1 | 0.1 | From eQ_Lib.dat in MASControl 2017
D17_ECC_Gym_HB_Yr | Lighting | FRACTION | Wknd | 2014-08-17 | 2014-12-11 | Hourly | 0.05 | 0.05 | 0.05 | 0.05 | 0.05 | 0.05 | 0.05 | 0.25 | 0.25 | 0.25 | 0.25 | 0.25 | 0.25 | 0.25 | 0.25 | 0.25 | 0.05 | 0.05 | 0.05 | 0.05 | 0.05 | 0.05 | 0.05 | 0.05 | From eQ_Lib.dat in MASControl 2017
D17_ECC_Gym_HB_Yr | Lighting | FRACTION | SmrDsn | 2014-12-12 | 2014-12-31 | Constant | 1 | [23 empty] | From eQ_Lib.dat in MASControl 2017
D17_ECC_Gym_HB_Yr | Lighting | FRACTION | WntrDsn | 2014-12-12 | 2014-12-31 | Constant | 0 | [23 empty] | From eQ_Lib.dat in MASControl 2017
D17_ECC_Gym_HB_Yr | Lighting | FRACTION | Default | 2014-12-12 | 2014-12-31 | Constant | 0.02 | [23 empty] | From eQ_Lib.dat in MASControl 2017
D17_ECC_Gym_HB_Yr | Lighting | FRACTION | WntrDsn | 2014-01-01 | 2014-12-31 | Constant | 0 | [23 empty] | From eQ_Lib.dat in MASControl 2017
D17_ECC_Gym_HB_Yr | Lighting | FRACTION | SmrDsn | 2014-01-01 | 2014-12-31 | Constant | 1 | [23 empty] | From eQ_Lib.dat in MASControl 2017
D17_ECC_Gym_HB_Yr | Lighting | FRACTION | Hol | 2014-01-01 | 2014-12-31 | Constant | 0.035 | [23 empty] | From eQ_Lib.dat in MASControl 2017
D17_ECC_Gym_LF_Yr | Lighting | FRACTION | SmrDsn | 2014-01-01 | 2014-01-11 | Constant | 1 | [23 empty] | From eQ_Lib.dat in MASControl 2017
D17_ECC_Gym_LF_Yr | Lighting | FRACTION | WntrDsn | 2014-01-01 | 2014-01-11 | Constant | 0 | [23 empty] | From eQ_Lib.dat in MASControl 2017
D17_ECC_Gym_LF_Yr | Lighting | FRACTION | Default | 2014-01-01 | 2014-01-11 | Constant | 0.02 | [23 empty] | From eQ_Lib.dat in MASControl 2017
D17_ECC_Gym_LF_Yr | Lighting | FRACTION | Default¦Wkdy | 2014-01-12 | 2014-04-03 | Hourly | 0.1 | 0.1 | 0.1 | 0.1 | 0.1 | 0.265 | 0.43 | 0.595 | 0.76 | 0.76 | 0.76 | 0.76 | 0.76 | 0.76 | 0.76 | 0.76 | 0.76 | 0.76 | 0.595 | 0.43 | 0.265 | 0.1 | 0.1 | 0.1 | From eQ_Lib.dat in MASControl 2017
D17_ECC_Gym_LF_Yr | Lighting | FRACTION | Wknd | 2014-01-12 | 2014-04-03 | Hourly | 0.05 | 0.05 | 0.05 | 0.05 | 0.05 | 0.05 | 0.05 | 0.25 | 0.25 | 0.25 | 0.25 | 0.25 | 0.25 | 0.25 | 0.25 | 0.25 | 0.05 | 0.05 | 0.05 | 0.05 | 0.05 | 0.05 | 0.05 | 0.05 | From eQ_Lib.dat in MASControl 2017
D17_ECC_Gym_LF_Yr | Lighting | FRACTION | SmrDsn | 2014-04-04 | 2014-04-12 | Constant | 1 | [23 empty] | From eQ_Lib.dat in MASControl 2017
D17_ECC_Gym_LF_Yr | Lighting | FRACTION | WntrDsn | 2014-04-04 | 2014-04-12 | Constant | 0 | [23 empty] | From eQ_Lib.dat in MASControl 2017
D17_ECC_Gym_LF_Yr | Lighting | FRACTION | Default | 2014-04-04 | 2014-04-12 | Constant | 0.02 | [23 empty] | From eQ_Lib.dat in MASControl 2017
D17_ECC_Gym_LF_Yr | Lighting | FRACTION | Default¦Wkdy | 2014-04-13 | 2014-05-22 | Hourly | 0.1 | 0.1 | 0.1 | 0.1 | 0.1 | 0.265 | 0.43 | 0.595 | 0.76 | 0.76 | 0.76 | 0.76 | 0.76 | 0.76 | 0.76 | 0.76 | 0.76 | 0.76 | 0.595 | 0.43 | 0.265 | 0.1 | 0.1 | 0.1 | From eQ_Lib.dat in MASControl 2017
D17_ECC_Gym_LF_Yr | Lighting | FRACTION | Wknd | 2014-04-13 | 2014-05-22 | Hourly | 0.05 | 0.05 | 0.05 | 0.05 | 0.05 | 0.05 | 0.05 | 0.25 | 0.25 | 0.25 | 0.25 | 0.25 | 0.25 | 0.25 | 0.25 | 0.25 | 0.05 | 0.05 | 0.05 | 0.05 | 0.05 | 0.05 | 0.05 | 0.05 | From eQ_Lib.dat in MASControl 2017
D17_ECC_Gym_LF_Yr | Lighting | FRACTION | SmrDsn | 2014-05-23 | 2014-05-31 | Constant | 1 | [23 empty] | From eQ_Lib.dat in MASControl 2017
D17_ECC_Gym_LF_Yr | Lighting | FRACTION | WntrDsn | 2014-05-23 | 2014-05-31 | Constant | 0 | [23 empty] | From eQ_Lib.dat in MASControl 2017
D17_ECC_Gym_LF_Yr | Lighting | FRACTION | Default | 2014-05-23 | 2014-05-31 | Constant | 0.02 | [23 empty] | From eQ_Lib.dat in MASControl 2017
D17_ECC_Gym_LF_Yr | Lighting | FRACTION | Default¦Wkdy | 2014-06-01 | 2014-08-07 | Hourly | 0.1 | 0.1 | 0.1 | 0.1 | 0.1 | 0.1969 | 0.2938 | 0.3906 | 0.4875 | 0.4875 | 0.4875 | 0.4875 | 0.4875 | 0.4875 | 0.4875 | 0.4875 | 0.3906 | 0.2938 | 0.1969 | 0.1 | 0.1 | 0.1 | 0.1 | 0.1 | From eQ_Lib.dat in MASControl 2017
D17_ECC_Gym_LF_Yr | Lighting | FRACTION | Wknd | 2014-06-01 | 2014-08-07 | Hourly | 0.05 | 0.05 | 0.05 | 0.05 | 0.05 | 0.05 | 0.05 | 0.1875 | 0.1875 | 0.1875 | 0.1875 | 0.1875 | 0.1875 | 0.1875 | 0.05 | 0.05 | 0.05 | 0.05 | 0.05 | 0.05 | 0.05 | 0.05 | 0.05 | 0.05 | From eQ_Lib.dat in MASControl 2017
D17_ECC_Gym_LF_Yr | Lighting | FRACTION | SmrDsn | 2014-08-08 | 2014-08-16 | Constant | 1 | [23 empty] | From eQ_Lib.dat in MASControl 2017
D17_ECC_Gym_LF_Yr | Lighting | FRACTION | WntrDsn | 2014-08-08 | 2014-08-16 | Constant | 0 | [23 empty] | From eQ_Lib.dat in MASControl 2017
D17_ECC_Gym_LF_Yr | Lighting | FRACTION | Default | 2014-08-08 | 2014-08-16 | Constant | 0.02 | [23 empty] | From eQ_Lib.dat in MASControl 2017
D17_ECC_Gym_LF_Yr | Lighting | FRACTION | Default¦Wkdy | 2014-08-17 | 2014-12-11 | Hourly | 0.1 | 0.1 | 0.1 | 0.1 | 0.1 | 0.265 | 0.43 | 0.595 | 0.76 | 0.76 | 0.76 | 0.76 | 0.76 | 0.76 | 0.76 | 0.76 | 0.76 | 0.76 | 0.595 | 0.43 | 0.265 | 0.1 | 0.1 | 0.1 | From eQ_Lib.dat in MASControl 2017
D17_ECC_Gym_LF_Yr | Lighting | FRACTION | Wknd | 2014-08-17 | 2014-12-11 | Hourly | 0.05 | 0.05 | 0.05 | 0.05 | 0.05 | 0.05 | 0.05 | 0.25 | 0.25 | 0.25 | 0.25 | 0.25 | 0.25 | 0.25 | 0.25 | 0.25 | 0.05 | 0.05 | 0.05 | 0.05 | 0.05 | 0.05 | 0.05 | 0.05 | From eQ_Lib.dat in MASControl 2017
D17_ECC_Gym_LF_Yr | Lighting | FRACTION | SmrDsn | 2014-12-12 | 2014-12-31 | Constant | 1 | [23 empty] | From eQ_Lib.dat in MASControl 2017
D17_ECC_Gym_LF_Yr | Lighting | FRACTION | WntrDsn | 2014-12-12 | 2014-12-31 | Constant | 0 | [23 empty] | From eQ_Lib.dat in MASControl 2017
D17_ECC_Gym_LF_Yr | Lighting | FRACTION | Default | 2014-12-12 | 2014-12-31 | Constant | 0.02 | [23 empty] | From eQ_Lib.dat in MASControl 2017
D17_ECC_Gym_LF_Yr | Lighting | FRACTION | WntrDsn | 2014-01-01 | 2014-12-31 | Constant | 0 | [23 empty] | From eQ_Lib.dat in MASControl 2017
D17_ECC_Gym_LF_Yr | Lighting | FRACTION | SmrDsn | 2014-01-01 | 2014-12-31 | Constant | 1 | [23 empty] | From eQ_Lib.dat in MASControl 2017
D17_ECC_Gym_LF_Yr | Lighting | FRACTION | Hol | 2014-01-01 | 2014-12-31 | Constant | 0.035 | [23 empty] | From eQ_Lib.dat in MASControl 2017
D17_ECC_Ktchn_CFL_Yr | Lighting | FRACTION | SmrDsn | 2014-01-01 | 2014-01-11 | Constant | 1 | [23 empty] | From eQ_Lib.dat in MASControl 2017
D17_ECC_Ktchn_CFL_Yr | Lighting | FRACTION | WntrDsn | 2014-01-01 | 2014-01-11 | Constant | 0 | [23 empty] | From eQ_Lib.dat in MASControl 2017
D17_ECC_Ktchn_CFL_Yr | Lighting | FRACTION | Default | 2014-01-01 | 2014-01-11 | Constant | 0.035 | [23 empty] | From eQ_Lib.dat in MASControl 2017
D17_ECC_Ktchn_CFL_Yr | Lighting | FRACTION | Default¦Wkdy | 2014-01-12 | 2014-04-03 | Hourly | 0.1 | 0.1 | 0.1 | 0.1 | 0.3 | 0.4 | 0.55 | 0.8 | 0.8 | 0.9 | 0.9 | 0.9 | 0.9 | 0.9 | 0.9 | 0.9 | 0.8 | 0.6 | 0.4 | 0.3 | 0.1 | 0.1 | 0.1 | 0.1 | From eQ_Lib.dat in MASControl 2017
D17_ECC_Ktchn_CFL_Yr | Lighting | FRACTION | Wknd | 2014-01-12 | 2014-04-03 | Hourly | 0.1 | 0.1 | 0.1 | 0.1 | 0.225 | 0.3 | 0.4125 | 0.6 | 0.6 | 0.675 | 0.675 | 0.675 | 0.675 | 0.675 | 0.675 | 0.675 | 0.6 | 0.45 | 0.3 | 0.225 | 0.1 | 0.1 | 0.1 | 0.1 | From eQ_Lib.dat in MASControl 2017
D17_ECC_Ktchn_CFL_Yr | Lighting | FRACTION | SmrDsn | 2014-04-04 | 2014-04-12 | Constant | 1 | [23 empty] | From eQ_Lib.dat in MASControl 2017
D17_ECC_Ktchn_CFL_Yr | Lighting | FRACTION | WntrDsn | 2014-04-04 | 2014-04-12 | Constant | 0 | [23 empty] | From eQ_Lib.dat in MASControl 2017
D17_ECC_Ktchn_CFL_Yr | Lighting | FRACTION | Default | 2014-04-04 | 2014-04-12 | Constant | 0.035 | [23 empty] | From eQ_Lib.dat in MASControl 2017
D17_ECC_Ktchn_CFL_Yr | Lighting | FRACTION | Default¦Wkdy | 2014-04-13 | 2014-05-22 | Hourly | 0.1 | 0.1 | 0.1 | 0.1 | 0.3 | 0.4 | 0.55 | 0.8 | 0.8 | 0.9 | 0.9 | 0.9 | 0.9 | 0.9 | 0.9 | 0.9 | 0.8 | 0.6 | 0.4 | 0.3 | 0.1 | 0.1 | 0.1 | 0.1 | From eQ_Lib.dat in MASControl 2017
D17_ECC_Ktchn_CFL_Yr | Lighting | FRACTION | Wknd | 2014-04-13 | 2014-05-22 | Hourly | 0.1 | 0.1 | 0.1 | 0.1 | 0.225 | 0.3 | 0.4125 | 0.6 | 0.6 | 0.675 | 0.675 | 0.675 | 0.675 | 0.675 | 0.675 | 0.675 | 0.6 | 0.45 | 0.3 | 0.225 | 0.1 | 0.1 | 0.1 | 0.1 | From eQ_Lib.dat in MASControl 2017
D17_ECC_Ktchn_CFL_Yr | Lighting | FRACTION | SmrDsn | 2014-05-23 | 2014-05-31 | Constant | 1 | [23 empty] | From eQ_Lib.dat in MASControl 2017
D17_ECC_Ktchn_CFL_Yr | Lighting | FRACTION | WntrDsn | 2014-05-23 | 2014-05-31 | Constant | 0 | [23 empty] | From eQ_Lib.dat in MASControl 2017
D17_ECC_Ktchn_CFL_Yr | Lighting | FRACTION | Default | 2014-05-23 | 2014-05-31 | Constant | 0.035 | [23 empty] | From eQ_Lib.dat in MASControl 2017
D17_ECC_Ktchn_CFL_Yr | Lighting | FRACTION | Default¦Wkdy | 2014-06-01 | 2014-08-07 | Hourly | 0.1 | 0.1 | 0.1 | 0.1 | 0.1 | 0.227 | 0.227 | 0.354 | 0.6 | 0.6 | 0.6 | 0.6 | 0.6 | 0.6 | 0.6 | 0.6 | 0.6 | 0.1952 | 0.1 | 0.1 | 0.1 | 0.1 | 0.1 | 0.1 | From eQ_Lib.dat in MASControl 2017
D17_ECC_Ktchn_CFL_Yr | Lighting | FRACTION | Wknd | 2014-06-01 | 2014-08-07 | Hourly | 0.1 | 0.1 | 0.1 | 0.1 | 0.1 | 0.1403 | 0.1403 | 0.1806 | 0.2813 | 0.2813 | 0.2813 | 0.2813 | 0.2813 | 0.2813 | 0.2813 | 0.2813 | 0.1302 | 0.1 | 0.1 | 0.1 | 0.1 | 0.1 | 0.1 | 0.1 | From eQ_Lib.dat in MASControl 2017
D17_ECC_Ktchn_CFL_Yr | Lighting | FRACTION | SmrDsn | 2014-08-08 | 2014-08-16 | Constant | 1 | [23 empty] | From eQ_Lib.dat in MASControl 2017
D17_ECC_Ktchn_CFL_Yr | Lighting | FRACTION | WntrDsn | 2014-08-08 | 2014-08-16 | Constant | 0 | [23 empty] | From eQ_Lib.dat in MASControl 2017
D17_ECC_Ktchn_CFL_Yr | Lighting | FRACTION | Default | 2014-08-08 | 2014-08-16 | Constant | 0.035 | [23 empty] | From eQ_Lib.dat in MASControl 2017
D17_ECC_Ktchn_CFL_Yr | Lighting | FRACTION | Default¦Wkdy | 2014-08-17 | 2014-12-11 | Hourly | 0.1 | 0.1 | 0.1 | 0.1 | 0.3 | 0.4 | 0.55 | 0.8 | 0.8 | 0.9 | 0.9 | 0.9 | 0.9 | 0.9 | 0.9 | 0.9 | 0.8 | 0.6 | 0.4 | 0.3 | 0.1 | 0.1 | 0.1 | 0.1 | From eQ_Lib.dat in MASControl 2017
D17_ECC_Ktchn_CFL_Yr | Lighting | FRACTION | Wknd | 2014-08-17 | 2014-12-11 | Hourly | 0.1 | 0.1 | 0.1 | 0.1 | 0.225 | 0.3 | 0.4125 | 0.6 | 0.6 | 0.675 | 0.675 | 0.675 | 0.675 | 0.675 | 0.675 | 0.675 | 0.6 | 0.45 | 0.3 | 0.225 | 0.1 | 0.1 | 0.1 | 0.1 | From eQ_Lib.dat in MASControl 2017
D17_ECC_Ktchn_CFL_Yr | Lighting | FRACTION | SmrDsn | 2014-12-12 | 2014-12-31 | Constant | 1 | [23 empty] | From eQ_Lib.dat in MASControl 2017
D17_ECC_Ktchn_CFL_Yr | Lighting | FRACTION | WntrDsn | 2014-12-12 | 2014-12-31 | Constant | 0 | [23 empty] | From eQ_Lib.dat in MASControl 2017
D17_ECC_Ktchn_CFL_Yr | Lighting | FRACTION | Default | 2014-12-12 | 2014-12-31 | Constant | 0.035 | [23 empty] | From eQ_Lib.dat in MASControl 2017
D17_ECC_Ktchn_CFL_Yr | Lighting | FRACTION | WntrDsn | 2014-01-01 | 2014-12-31 | Constant | 0 | [23 empty] | From eQ_Lib.dat in MASControl 2017
D17_ECC_Ktchn_CFL_Yr | Lighting | FRACTION | SmrDsn | 2014-01-01 | 2014-12-31 | Constant | 1 | [23 empty] | From eQ_Lib.dat in MASControl 2017
D17_ECC_Ktchn_CFL_Yr | Lighting | FRACTION | Hol | 2014-01-01 | 2014-12-31 | Constant | 0.035 | [23 empty] | From eQ_Lib.dat in MASControl 2017
D17_ECC_Ktchn_LF_Yr | Lighting | FRACTION | SmrDsn | 2014-01-01 | 2014-01-11 | Constant | 1 | [23 empty] | From eQ_Lib.dat in MASControl 2017
D17_ECC_Ktchn_LF_Yr | Lighting | FRACTION | WntrDsn | 2014-01-01 | 2014-01-11 | Constant | 0 | [23 empty] | From eQ_Lib.dat in MASControl 2017
D17_ECC_Ktchn_LF_Yr | Lighting | FRACTION | Default | 2014-01-01 | 2014-01-11 | Constant | 0.035 | [23 empty] | From eQ_Lib.dat in MASControl 2017
D17_ECC_Ktchn_LF_Yr | Lighting | FRACTION | Default¦Wkdy | 2014-01-12 | 2014-04-03 | Hourly | 0.1 | 0.1 | 0.1 | 0.1 | 0.3 | 0.4 | 0.55 | 0.8 | 0.8 | 0.9 | 0.9 | 0.9 | 0.9 | 0.9 | 0.9 | 0.9 | 0.8 | 0.6 | 0.4 | 0.3 | 0.1 | 0.1 | 0.1 | 0.1 | From eQ_Lib.dat in MASControl 2017
D17_ECC_Ktchn_LF_Yr | Lighting | FRACTION | Wknd | 2014-01-12 | 2014-04-03 | Hourly | 0.1 | 0.1 | 0.1 | 0.1 | 0.225 | 0.3 | 0.4125 | 0.6 | 0.6 | 0.675 | 0.675 | 0.675 | 0.675 | 0.675 | 0.675 | 0.675 | 0.6 | 0.45 | 0.3 | 0.225 | 0.1 | 0.1 | 0.1 | 0.1 | From eQ_Lib.dat in MASControl 2017
D17_ECC_Ktchn_LF_Yr | Lighting | FRACTION | SmrDsn | 2014-04-04 | 2014-04-12 | Constant | 1 | [23 empty] | From eQ_Lib.dat in MASControl 2017
D17_ECC_Ktchn_LF_Yr | Lighting | FRACTION | WntrDsn | 2014-04-04 | 2014-04-12 | Constant | 0 | [23 empty] | From eQ_Lib.dat in MASControl 2017
D17_ECC_Ktchn_LF_Yr | Lighting | FRACTION | Default | 2014-04-04 | 2014-04-12 | Constant | 0.035 | [23 empty] | From eQ_Lib.dat in MASControl 2017
D17_ECC_Ktchn_LF_Yr | Lighting | FRACTION | Default¦Wkdy | 2014-04-13 | 2014-05-22 | Hourly | 0.1 | 0.1 | 0.1 | 0.1 | 0.3 | 0.4 | 0.55 | 0.8 | 0.8 | 0.9 | 0.9 | 0.9 | 0.9 | 0.9 | 0.9 | 0.9 | 0.8 | 0.6 | 0.4 | 0.3 | 0.1 | 0.1 | 0.1 | 0.1 | From eQ_Lib.dat in MASControl 2017
D17_ECC_Ktchn_LF_Yr | Lighting | FRACTION | Wknd | 2014-04-13 | 2014-05-22 | Hourly | 0.1 | 0.1 | 0.1 | 0.1 | 0.225 | 0.3 | 0.4125 | 0.6 | 0.6 | 0.675 | 0.675 | 0.675 | 0.675 | 0.675 | 0.675 | 0.675 | 0.6 | 0.45 | 0.3 | 0.225 | 0.1 | 0.1 | 0.1 | 0.1 | From eQ_Lib.dat in MASControl 2017
D17_ECC_Ktchn_LF_Yr | Lighting | FRACTION | SmrDsn | 2014-05-23 | 2014-05-31 | Constant | 1 | [23 empty] | From eQ_Lib.dat in MASControl 2017
D17_ECC_Ktchn_LF_Yr | Lighting | FRACTION | WntrDsn | 2014-05-23 | 2014-05-31 | Constant | 0 | [23 empty] | From eQ_Lib.dat in MASControl 2017
D17_ECC_Ktchn_LF_Yr | Lighting | FRACTION | Default | 2014-05-23 | 2014-05-31 | Constant | 0.035 | [23 empty] | From eQ_Lib.dat in MASControl 2017
D17_ECC_Ktchn_LF_Yr | Lighting | FRACTION | Default¦Wkdy | 2014-06-01 | 2014-08-07 | Hourly | 0.1 | 0.1 | 0.1 | 0.1 | 0.1 | 0.227 | 0.227 | 0.354 | 0.6 | 0.6 | 0.6 | 0.6 | 0.6 | 0.6 | 0.6 | 0.6 | 0.6 | 0.1952 | 0.1 | 0.1 | 0.1 | 0.1 | 0.1 | 0.1 | From eQ_Lib.dat in MASControl 2017
D17_ECC_Ktchn_LF_Yr | Lighting | FRACTION | Wknd | 2014-06-01 | 2014-08-07 | Hourly | 0.1 | 0.1 | 0.1 | 0.1 | 0.1 | 0.1403 | 0.1403 | 0.1806 | 0.2813 | 0.2813 | 0.2813 | 0.2813 | 0.2813 | 0.2813 | 0.2813 | 0.2813 | 0.1302 | 0.1 | 0.1 | 0.1 | 0.1 | 0.1 | 0.1 | 0.1 | From eQ_Lib.dat in MASControl 2017
D17_ECC_Ktchn_LF_Yr | Lighting | FRACTION | SmrDsn | 2014-08-08 | 2014-08-16 | Constant | 1 | [23 empty] | From eQ_Lib.dat in MASControl 2017
D17_ECC_Ktchn_LF_Yr | Lighting | FRACTION | WntrDsn | 2014-08-08 | 2014-08-16 | Constant | 0 | [23 empty] | From eQ_Lib.dat in MASControl 2017
D17_ECC_Ktchn_LF_Yr | Lighting | FRACTION | Default | 2014-08-08 | 2014-08-16 | Constant | 0.035 | [23 empty] | From eQ_Lib.dat in MASControl 2017
D17_ECC_Ktchn_LF_Yr | Lighting | FRACTION | Default¦Wkdy | 2014-08-17 | 2014-12-11 | Hourly | 0.1 | 0.1 | 0.1 | 0.1 | 0.3 | 0.4 | 0.55 | 0.8 | 0.8 | 0.9 | 0.9 | 0.9 | 0.9 | 0.9 | 0.9 | 0.9 | 0.8 | 0.6 | 0.4 | 0.3 | 0.1 | 0.1 | 0.1 | 0.1 | From eQ_Lib.dat in MASControl 2017
D17_ECC_Ktchn_LF_Yr | Lighting | FRACTION | Wknd | 2014-08-17 | 2014-12-11 | Hourly | 0.1 | 0.1 | 0.1 | 0.1 | 0.225 | 0.3 | 0.4125 | 0.6 | 0.6 | 0.675 | 0.675 | 0.675 | 0.675 | 0.675 | 0.675 | 0.675 | 0.6 | 0.45 | 0.3 | 0.225 | 0.1 | 0.1 | 0.1 | 0.1 | From eQ_Lib.dat in MASControl 2017
D17_ECC_Ktchn_LF_Yr | Lighting | FRACTION | SmrDsn | 2014-12-12 | 2014-12-31 | Constant | 1 | [23 empty] | From eQ_Lib.dat in MASControl 2017
D17_ECC_Ktchn_LF_Yr | Lighting | FRACTION | WntrDsn | 2014-12-12 | 2014-12-31 | Constant | 0 | [23 empty] | From eQ_Lib.dat in MASControl 2017
D17_ECC_Ktchn_LF_Yr | Lighting | FRACTION | Default | 2014-12-12 | 2014-12-31 | Constant | 0.035 | [23 empty] | From eQ_Lib.dat in MASControl 2017
D17_ECC_Ktchn_LF_Yr | Lighting | FRACTION | WntrDsn | 2014-01-01 | 2014-12-31 | Constant | 0 | [23 empty] | From eQ_Lib.dat in MASControl 2017
D17_ECC_Ktchn_LF_Yr | Lighting | FRACTION | SmrDsn | 2014-01-01 | 2014-12-31 | Constant | 1 | [23 empty] | From eQ_Lib.dat in MASControl 2017
D17_ECC_Ktchn_LF_Yr | Lighting | FRACTION | Hol | 2014-01-01 | 2014-12-31 | Constant | 0.035 | [23 empty] | From eQ_Lib.dat in MASControl 2017
D17_ECC_OffGen_CFL_Yr | Lighting | FRACTION | SmrDsn | 2014-01-01 | 2014-01-11 | Constant | 1 | [23 empty] | From eQ_Lib.dat in MASControl 2017
D17_ECC_OffGen_CFL_Yr | Lighting | FRACTION | WntrDsn | 2014-01-01 | 2014-01-11 | Constant | 0 | [23 empty] | From eQ_Lib.dat in MASControl 2017
D17_ECC_OffGen_CFL_Yr | Lighting | FRACTION | Default | 2014-01-01 | 2014-01-11 | Constant | 0.02 | [23 empty] | From eQ_Lib.dat in MASControl 2017
D17_ECC_OffGen_CFL_Yr | Lighting | FRACTION | Default¦Wkdy | 2014-01-12 | 2014-04-03 | Hourly | 0.1 | 0.1 | 0.1 | 0.1 | 0.1 | 0.3 | 0.3 | 0.5 | 0.9 | 0.9 | 0.9 | 0.9 | 0.9 | 0.9 | 0.9 | 0.9 | 0.9 | 0.25 | 0.1 | 0.1 | 0.1 | 0.1 | 0.1 | 0.1 | From eQ_Lib.dat in MASControl 2017
D17_ECC_OffGen_CFL_Yr | Lighting | FRACTION | Wknd | 2014-01-12 | 2014-04-03 | Hourly | 0.1 | 0.1 | 0.1 | 0.1 | 0.1 | 0.1 | 0.2444 | 0.2444 | 0.3889 | 0.7 | 0.7 | 0.7 | 0.7 | 0.7 | 0.7 | 0.7 | 0.3889 | 0.1 | 0.1 | 0.1 | 0.1 | 0.1 | 0.1 | 0.1 | From eQ_Lib.dat in MASControl 2017
D17_ECC_OffGen_CFL_Yr | Lighting | FRACTION | SmrDsn | 2014-04-04 | 2014-04-12 | Constant | 1 | [23 empty] | From eQ_Lib.dat in MASControl 2017
D17_ECC_OffGen_CFL_Yr | Lighting | FRACTION | WntrDsn | 2014-04-04 | 2014-04-12 | Constant | 0 | [23 empty] | From eQ_Lib.dat in MASControl 2017
D17_ECC_OffGen_CFL_Yr | Lighting | FRACTION | Default | 2014-04-04 | 2014-04-12 | Constant | 0.02 | [23 empty] | From eQ_Lib.dat in MASControl 2017
D17_ECC_OffGen_CFL_Yr | Lighting | FRACTION | Default¦Wkdy | 2014-04-13 | 2014-05-22 | Hourly | 0.1 | 0.1 | 0.1 | 0.1 | 0.1 | 0.3 | 0.3 | 0.5 | 0.9 | 0.9 | 0.9 | 0.9 | 0.9 | 0.9 | 0.9 | 0.9 | 0.9 | 0.25 | 0.1 | 0.1 | 0.1 | 0.1 | 0.1 | 0.1 | From eQ_Lib.dat in MASControl 2017
D17_ECC_OffGen_CFL_Yr | Lighting | FRACTION | Wknd | 2014-04-13 | 2014-05-22 | Hourly | 0.1 | 0.1 | 0.1 | 0.1 | 0.1 | 0.1 | 0.2444 | 0.2444 | 0.3889 | 0.7 | 0.7 | 0.7 | 0.7 | 0.7 | 0.7 | 0.7 | 0.3889 | 0.1 | 0.1 | 0.1 | 0.1 | 0.1 | 0.1 | 0.1 | From eQ_Lib.dat in MASControl 2017
D17_ECC_OffGen_CFL_Yr | Lighting | FRACTION | SmrDsn | 2014-05-23 | 2014-05-31 | Constant | 1 | [23 empty] | From eQ_Lib.dat in MASControl 2017
D17_ECC_OffGen_CFL_Yr | Lighting | FRACTION | WntrDsn | 2014-05-23 | 2014-05-31 | Constant | 0 | [23 empty] | From eQ_Lib.dat in MASControl 2017
D17_ECC_OffGen_CFL_Yr | Lighting | FRACTION | Default | 2014-05-23 | 2014-05-31 | Constant | 0.02 | [23 empty] | From eQ_Lib.dat in MASControl 2017
D17_ECC_OffGen_CFL_Yr | Lighting | FRACTION | Default¦Wkdy | 2014-06-01 | 2014-08-07 | Hourly | 0.1 | 0.1 | 0.1 | 0.1 | 0.1 | 0.2438 | 0.2438 | 0.3875 | 0.675 | 0.675 | 0.675 | 0.675 | 0.675 | 0.675 | 0.675 | 0.675 | 0.2078 | 0.1 | 0.1 | 0.1 | 0.1 | 0.1 | 0.1 | 0.1 | From eQ_Lib.dat in MASControl 2017
D17_ECC_OffGen_CFL_Yr | Lighting | FRACTION | Wknd | 2014-06-01 | 2014-08-07 | Hourly | 0.1 | 0.1 | 0.1 | 0.1 | 0.1 | 0.1 | 0.1403 | 0.1403 | 0.1806 | 0.2813 | 0.2813 | 0.2813 | 0.2813 | 0.2813 | 0.2813 | 0.1806 | 0.1 | 0.1 | 0.1 | 0.1 | 0.1 | 0.1 | 0.1 | 0.1 | From eQ_Lib.dat in MASControl 2017
D17_ECC_OffGen_CFL_Yr | Lighting | FRACTION | SmrDsn | 2014-08-08 | 2014-08-16 | Constant | 1 | [23 empty] | From eQ_Lib.dat in MASControl 2017
D17_ECC_OffGen_CFL_Yr | Lighting | FRACTION | WntrDsn | 2014-08-08 | 2014-08-16 | Constant | 0 | [23 empty] | From eQ_Lib.dat in MASControl 2017
D17_ECC_OffGen_CFL_Yr | Lighting | FRACTION | Default | 2014-08-08 | 2014-08-16 | Constant | 0.02 | [23 empty] | From eQ_Lib.dat in MASControl 2017
D17_ECC_OffGen_CFL_Yr | Lighting | FRACTION | Default¦Wkdy | 2014-08-17 | 2014-12-11 | Hourly | 0.1 | 0.1 | 0.1 | 0.1 | 0.1 | 0.3 | 0.3 | 0.5 | 0.9 | 0.9 | 0.9 | 0.9 | 0.9 | 0.9 | 0.9 | 0.9 | 0.9 | 0.25 | 0.1 | 0.1 | 0.1 | 0.1 | 0.1 | 0.1 | From eQ_Lib.dat in MASControl 2017
D17_ECC_OffGen_CFL_Yr | Lighting | FRACTION | Wknd | 2014-08-17 | 2014-12-11 | Hourly | 0.1 | 0.1 | 0.1 | 0.1 | 0.1 | 0.1 | 0.2444 | 0.2444 | 0.3889 | 0.7 | 0.7 | 0.7 | 0.7 | 0.7 | 0.7 | 0.7 | 0.3889 | 0.1 | 0.1 | 0.1 | 0.1 | 0.1 | 0.1 | 0.1 | From eQ_Lib.dat in MASControl 2017
D17_ECC_OffGen_CFL_Yr | Lighting | FRACTION | SmrDsn | 2014-12-12 | 2014-12-31 | Constant | 1 | [23 empty] | From eQ_Lib.dat in MASControl 2017
D17_ECC_OffGen_CFL_Yr | Lighting | FRACTION | WntrDsn | 2014-12-12 | 2014-12-31 | Constant | 0 | [23 empty] | From eQ_Lib.dat in MASControl 2017
D17_ECC_OffGen_CFL_Yr | Lighting | FRACTION | Default | 2014-12-12 | 2014-12-31 | Constant | 0.02 | [23 empty] | From eQ_Lib.dat in MASControl 2017
D17_ECC_OffGen_CFL_Yr | Lighting | FRACTION | WntrDsn | 2014-01-01 | 2014-12-31 | Constant | 0 | [23 empty] | From eQ_Lib.dat in MASControl 2017
D17_ECC_OffGen_CFL_Yr | Lighting | FRACTION | SmrDsn | 2014-01-01 | 2014-12-31 | Constant | 1 | [23 empty] | From eQ_Lib.dat in MASControl 2017
D17_ECC_OffGen_CFL_Yr | Lighting | FRACTION | Hol | 2014-01-01 | 2014-12-31 | Constant | 0.035 | [23 empty] | From eQ_Lib.dat in MASControl 2017
D17_ECC_OffGen_LF_Yr | Lighting | FRACTION | SmrDsn | 2014-01-01 | 2014-01-11 | Constant | 1 | [23 empty] | From eQ_Lib.dat in MASControl 2017
D17_ECC_OffGen_LF_Yr | Lighting | FRACTION | WntrDsn | 2014-01-01 | 2014-01-11 | Constant | 0 | [23 empty] | From eQ_Lib.dat in MASControl 2017
D17_ECC_OffGen_LF_Yr | Lighting | FRACTION | Default | 2014-01-01 | 2014-01-11 | Constant | 0.02 | [23 empty] | From eQ_Lib.dat in MASControl 2017
D17_ECC_OffGen_LF_Yr | Lighting | FRACTION | Default¦Wkdy | 2014-01-12 | 2014-04-03 | Hourly | 0.1 | 0.1 | 0.1 | 0.1 | 0.1 | 0.3 | 0.3 | 0.5 | 0.9 | 0.9 | 0.9 | 0.9 | 0.9 | 0.9 | 0.9 | 0.9 | 0.9 | 0.25 | 0.1 | 0.1 | 0.1 | 0.1 | 0.1 | 0.1 | From eQ_Lib.dat in MASControl 2017
D17_ECC_OffGen_LF_Yr | Lighting | FRACTION | Wknd | 2014-01-12 | 2014-04-03 | Hourly | 0.1 | 0.1 | 0.1 | 0.1 | 0.1 | 0.1 | 0.2444 | 0.2444 | 0.3889 | 0.7 | 0.7 | 0.7 | 0.7 | 0.7 | 0.7 | 0.7 | 0.3889 | 0.1 | 0.1 | 0.1 | 0.1 | 0.1 | 0.1 | 0.1 | From eQ_Lib.dat in MASControl 2017
D17_ECC_OffGen_LF_Yr | Lighting | FRACTION | SmrDsn | 2014-04-04 | 2014-04-12 | Constant | 1 | [23 empty] | From eQ_Lib.dat in MASControl 2017
D17_ECC_OffGen_LF_Yr | Lighting | FRACTION | WntrDsn | 2014-04-04 | 2014-04-12 | Constant | 0 | [23 empty] | From eQ_Lib.dat in MASControl 2017
D17_ECC_OffGen_LF_Yr | Lighting | FRACTION | Default | 2014-04-04 | 2014-04-12 | Constant | 0.02 | [23 empty] | From eQ_Lib.dat in MASControl 2017
D17_ECC_OffGen_LF_Yr | Lighting | FRACTION | Default¦Wkdy | 2014-04-13 | 2014-05-22 | Hourly | 0.1 | 0.1 | 0.1 | 0.1 | 0.1 | 0.3 | 0.3 | 0.5 | 0.9 | 0.9 | 0.9 | 0.9 | 0.9 | 0.9 | 0.9 | 0.9 | 0.9 | 0.25 | 0.1 | 0.1 | 0.1 | 0.1 | 0.1 | 0.1 | From eQ_Lib.dat in MASControl 2017
D17_ECC_OffGen_LF_Yr | Lighting | FRACTION | Wknd | 2014-04-13 | 2014-05-22 | Hourly | 0.1 | 0.1 | 0.1 | 0.1 | 0.1 | 0.1 | 0.2444 | 0.2444 | 0.3889 | 0.7 | 0.7 | 0.7 | 0.7 | 0.7 | 0.7 | 0.7 | 0.3889 | 0.1 | 0.1 | 0.1 | 0.1 | 0.1 | 0.1 | 0.1 | From eQ_Lib.dat in MASControl 2017
D17_ECC_OffGen_LF_Yr | Lighting | FRACTION | SmrDsn | 2014-05-23 | 2014-05-31 | Constant | 1 | [23 empty] | From eQ_Lib.dat in MASControl 2017
D17_ECC_OffGen_LF_Yr | Lighting | FRACTION | WntrDsn | 2014-05-23 | 2014-05-31 | Constant | 0 | [23 empty] | From eQ_Lib.dat in MASControl 2017
D17_ECC_OffGen_LF_Yr | Lighting | FRACTION | Default | 2014-05-23 | 2014-05-31 | Constant | 0.02 | [23 empty] | From eQ_Lib.dat in MASControl 2017
D17_ECC_OffGen_LF_Yr | Lighting | FRACTION | Default¦Wkdy | 2014-06-01 | 2014-08-07 | Hourly | 0.1 | 0.1 | 0.1 | 0.1 | 0.1 | 0.2438 | 0.2438 | 0.3875 | 0.675 | 0.675 | 0.675 | 0.675 | 0.675 | 0.675 | 0.675 | 0.675 | 0.2078 | 0.1 | 0.1 | 0.1 | 0.1 | 0.1 | 0.1 | 0.1 | From eQ_Lib.dat in MASControl 2017
D17_ECC_OffGen_LF_Yr | Lighting | FRACTION | Wknd | 2014-06-01 | 2014-08-07 | Hourly | 0.1 | 0.1 | 0.1 | 0.1 | 0.1 | 0.1 | 0.1403 | 0.1403 | 0.1806 | 0.2813 | 0.2813 | 0.2813 | 0.2813 | 0.2813 | 0.2813 | 0.1806 | 0.1 | 0.1 | 0.1 | 0.1 | 0.1 | 0.1 | 0.1 | 0.1 | From eQ_Lib.dat in MASControl 2017
D17_ECC_OffGen_LF_Yr | Lighting | FRACTION | SmrDsn | 2014-08-08 | 2014-08-16 | Constant | 1 | [23 empty] | From eQ_Lib.dat in MASControl 2017
D17_ECC_OffGen_LF_Yr | Lighting | FRACTION | WntrDsn | 2014-08-08 | 2014-08-16 | Constant | 0 | [23 empty] | From eQ_Lib.dat in MASControl 2017
D17_ECC_OffGen_LF_Yr | Lighting | FRACTION | Default | 2014-08-08 | 2014-08-16 | Constant | 0.02 | [23 empty] | From eQ_Lib.dat in MASControl 2017
D17_ECC_OffGen_LF_Yr | Lighting | FRACTION | Default¦Wkdy | 2014-08-17 | 2014-12-11 | Hourly | 0.1 | 0.1 | 0.1 | 0.1 | 0.1 | 0.3 | 0.3 | 0.5 | 0.9 | 0.9 | 0.9 | 0.9 | 0.9 | 0.9 | 0.9 | 0.9 | 0.9 | 0.25 | 0.1 | 0.1 | 0.1 | 0.1 | 0.1 | 0.1 | From eQ_Lib.dat in MASControl 2017
D17_ECC_OffGen_LF_Yr | Lighting | FRACTION | Wknd | 2014-08-17 | 2014-12-11 | Hourly | 0.1 | 0.1 | 0.1 | 0.1 | 0.1 | 0.1 | 0.2444 | 0.2444 | 0.3889 | 0.7 | 0.7 | 0.7 | 0.7 | 0.7 | 0.7 | 0.7 | 0.3889 | 0.1 | 0.1 | 0.1 | 0.1 | 0.1 | 0.1 | 0.1 | From eQ_Lib.dat in MASControl 2017
D17_ECC_OffGen_LF_Yr | Lighting | FRACTION | SmrDsn | 2014-12-12 | 2014-12-31 | Constant | 1 | [23 empty] | From eQ_Lib.dat in MASControl 2017
D17_ECC_OffGen_LF_Yr | Lighting | FRACTION | WntrDsn | 2014-12-12 | 2014-12-31 | Constant | 0 | [23 empty] | From eQ_Lib.dat in MASControl 2017
D17_ECC_OffGen_LF_Yr | Lighting | FRACTION | Default | 2014-12-12 | 2014-12-31 | Constant | 0.02 | [23 empty] | From eQ_Lib.dat in MASControl 2017
D17_ECC_OffGen_LF_Yr | Lighting | FRACTION | WntrDsn | 2014-01-01 | 2014-12-31 | Constant | 0 | [23 empty] | From eQ_Lib.dat in MASControl 2017
D17_ECC_OffGen_LF_Yr | Lighting | FRACTION | SmrDsn | 2014-01-01 | 2014-12-31 | Constant | 1 | [23 empty] | From eQ_Lib.dat in MASControl 2017
D17_ECC_OffGen_LF_Yr | Lighting | FRACTION | Hol | 2014-01-01 | 2014-12-31 | Constant | 0.035 | [23 empty] | From eQ_Lib.dat in MASControl 2017
D17_ECC_Restrm_CFL_Yr | Lighting | FRACTION | SmrDsn | 2014-01-01 | 2014-01-11 | Constant | 1 | [23 empty] | From eQ_Lib.dat in MASControl 2017
D17_ECC_Restrm_CFL_Yr | Lighting | FRACTION | WntrDsn | 2014-01-01 | 2014-01-11 | Constant | 0 | [23 empty] | From eQ_Lib.dat in MASControl 2017
D17_ECC_Restrm_CFL_Yr | Lighting | FRACTION | Default | 2014-01-01 | 2014-01-11 | Constant | 0.02 | [23 empty] | From eQ_Lib.dat in MASControl 2017
D17_ECC_Restrm_CFL_Yr | Lighting | FRACTION | Default¦Wkdy | 2014-01-12 | 2014-04-03 | Hourly | 0.1 | 0.1 | 0.1 | 0.1 | 0.1 | 0.265 | 0.43 | 0.595 | 0.76 | 0.76 | 0.76 | 0.76 | 0.76 | 0.76 | 0.76 | 0.76 | 0.76 | 0.76 | 0.595 | 0.43 | 0.265 | 0.1 | 0.1 | 0.1 | From eQ_Lib.dat in MASControl 2017
D17_ECC_Restrm_CFL_Yr | Lighting | FRACTION | Wknd | 2014-01-12 | 2014-04-03 | Hourly | 0.05 | 0.05 | 0.05 | 0.05 | 0.05 | 0.05 | 0.05 | 0.25 | 0.25 | 0.25 | 0.25 | 0.25 | 0.25 | 0.25 | 0.25 | 0.25 | 0.05 | 0.05 | 0.05 | 0.05 | 0.05 | 0.05 | 0.05 | 0.05 | From eQ_Lib.dat in MASControl 2017
D17_ECC_Restrm_CFL_Yr | Lighting | FRACTION | SmrDsn | 2014-04-04 | 2014-04-12 | Constant | 1 | [23 empty] | From eQ_Lib.dat in MASControl 2017
D17_ECC_Restrm_CFL_Yr | Lighting | FRACTION | WntrDsn | 2014-04-04 | 2014-04-12 | Constant | 0 | [23 empty] | From eQ_Lib.dat in MASControl 2017
D17_ECC_Restrm_CFL_Yr | Lighting | FRACTION | Default | 2014-04-04 | 2014-04-12 | Constant | 0.02 | [23 empty] | From eQ_Lib.dat in MASControl 2017
D17_ECC_Restrm_CFL_Yr | Lighting | FRACTION | Default¦Wkdy | 2014-04-13 | 2014-05-22 | Hourly | 0.1 | 0.1 | 0.1 | 0.1 | 0.1 | 0.265 | 0.43 | 0.595 | 0.76 | 0.76 | 0.76 | 0.76 | 0.76 | 0.76 | 0.76 | 0.76 | 0.76 | 0.76 | 0.595 | 0.43 | 0.265 | 0.1 | 0.1 | 0.1 | From eQ_Lib.dat in MASControl 2017
D17_ECC_Restrm_CFL_Yr | Lighting | FRACTION | Wknd | 2014-04-13 | 2014-05-22 | Hourly | 0.05 | 0.05 | 0.05 | 0.05 | 0.05 | 0.05 | 0.05 | 0.25 | 0.25 | 0.25 | 0.25 | 0.25 | 0.25 | 0.25 | 0.25 | 0.25 | 0.05 | 0.05 | 0.05 | 0.05 | 0.05 | 0.05 | 0.05 | 0.05 | From eQ_Lib.dat in MASControl 2017
D17_ECC_Restrm_CFL_Yr | Lighting | FRACTION | SmrDsn | 2014-05-23 | 2014-05-31 | Constant | 1 | [23 empty] | From eQ_Lib.dat in MASControl 2017
D17_ECC_Restrm_CFL_Yr | Lighting | FRACTION | WntrDsn | 2014-05-23 | 2014-05-31 | Constant | 0 | [23 empty] | From eQ_Lib.dat in MASControl 2017
D17_ECC_Restrm_CFL_Yr | Lighting | FRACTION | Default | 2014-05-23 | 2014-05-31 | Constant | 0.02 | [23 empty] | From eQ_Lib.dat in MASControl 2017
D17_ECC_Restrm_CFL_Yr | Lighting | FRACTION | Default¦Wkdy | 2014-06-01 | 2014-08-07 | Hourly | 0.1 | 0.1 | 0.1 | 0.1 | 0.1 | 0.1969 | 0.2938 | 0.3906 | 0.4875 | 0.4875 | 0.4875 | 0.4875 | 0.4875 | 0.4875 | 0.4875 | 0.4875 | 0.3906 | 0.2938 | 0.1969 | 0.1 | 0.1 | 0.1 | 0.1 | 0.1 | From eQ_Lib.dat in MASControl 2017
D17_ECC_Restrm_CFL_Yr | Lighting | FRACTION | Wknd | 2014-06-01 | 2014-08-07 | Hourly | 0.05 | 0.05 | 0.05 | 0.05 | 0.05 | 0.05 | 0.05 | 0.1875 | 0.1875 | 0.1875 | 0.1875 | 0.1875 | 0.1875 | 0.1875 | 0.05 | 0.05 | 0.05 | 0.05 | 0.05 | 0.05 | 0.05 | 0.05 | 0.05 | 0.05 | From eQ_Lib.dat in MASControl 2017
D17_ECC_Restrm_CFL_Yr | Lighting | FRACTION | SmrDsn | 2014-08-08 | 2014-08-16 | Constant | 1 | [23 empty] | From eQ_Lib.dat in MASControl 2017
D17_ECC_Restrm_CFL_Yr | Lighting | FRACTION | WntrDsn | 2014-08-08 | 2014-08-16 | Constant | 0 | [23 empty] | From eQ_Lib.dat in MASControl 2017
D17_ECC_Restrm_CFL_Yr | Lighting | FRACTION | Default | 2014-08-08 | 2014-08-16 | Constant | 0.02 | [23 empty] | From eQ_Lib.dat in MASControl 2017
D17_ECC_Restrm_CFL_Yr | Lighting | FRACTION | Default¦Wkdy | 2014-08-17 | 2014-12-11 | Hourly | 0.1 | 0.1 | 0.1 | 0.1 | 0.1 | 0.265 | 0.43 | 0.595 | 0.76 | 0.76 | 0.76 | 0.76 | 0.76 | 0.76 | 0.76 | 0.76 | 0.76 | 0.76 | 0.595 | 0.43 | 0.265 | 0.1 | 0.1 | 0.1 | From eQ_Lib.dat in MASControl 2017
D17_ECC_Restrm_CFL_Yr | Lighting | FRACTION | Wknd | 2014-08-17 | 2014-12-11 | Hourly | 0.05 | 0.05 | 0.05 | 0.05 | 0.05 | 0.05 | 0.05 | 0.25 | 0.25 | 0.25 | 0.25 | 0.25 | 0.25 | 0.25 | 0.25 | 0.25 | 0.05 | 0.05 | 0.05 | 0.05 | 0.05 | 0.05 | 0.05 | 0.05 | From eQ_Lib.dat in MASControl 2017
D17_ECC_Restrm_CFL_Yr | Lighting | FRACTION | SmrDsn | 2014-12-12 | 2014-12-31 | Constant | 1 | [23 empty] | From eQ_Lib.dat in MASControl 2017
D17_ECC_Restrm_CFL_Yr | Lighting | FRACTION | WntrDsn | 2014-12-12 | 2014-12-31 | Constant | 0 | [23 empty] | From eQ_Lib.dat in MASControl 2017
D17_ECC_Restrm_CFL_Yr | Lighting | FRACTION | Default | 2014-12-12 | 2014-12-31 | Constant | 0.02 | [23 empty] | From eQ_Lib.dat in MASControl 2017
D17_ECC_Restrm_CFL_Yr | Lighting | FRACTION | WntrDsn | 2014-01-01 | 2014-12-31 | Constant | 0 | [23 empty] | From eQ_Lib.dat in MASControl 2017
D17_ECC_Restrm_CFL_Yr | Lighting | FRACTION | SmrDsn | 2014-01-01 | 2014-12-31 | Constant | 1 | [23 empty] | From eQ_Lib.dat in MASControl 2017
D17_ECC_Restrm_CFL_Yr | Lighting | FRACTION | Hol | 2014-01-01 | 2014-12-31 | Constant | 0.035 | [23 empty] | From eQ_Lib.dat in MASControl 2017
D17_ECC_Restrm_LF_Yr | Lighting | FRACTION | SmrDsn | 2014-01-01 | 2014-01-11 | Constant | 1 | [23 empty] | From eQ_Lib.dat in MASControl 2017
D17_ECC_Restrm_LF_Yr | Lighting | FRACTION | WntrDsn | 2014-01-01 | 2014-01-11 | Constant | 0 | [23 empty] | From eQ_Lib.dat in MASControl 2017
D17_ECC_Restrm_LF_Yr | Lighting | FRACTION | Default | 2014-01-01 | 2014-01-11 | Constant | 0.02 | [23 empty] | From eQ_Lib.dat in MASControl 2017
D17_ECC_Restrm_LF_Yr | Lighting | FRACTION | Default¦Wkdy | 2014-01-12 | 2014-04-03 | Hourly | 0.1 | 0.1 | 0.1 | 0.1 | 0.1 | 0.265 | 0.43 | 0.595 | 0.76 | 0.76 | 0.76 | 0.76 | 0.76 | 0.76 | 0.76 | 0.76 | 0.76 | 0.76 | 0.595 | 0.43 | 0.265 | 0.1 | 0.1 | 0.1 | From eQ_Lib.dat in MASControl 2017
D17_ECC_Restrm_LF_Yr | Lighting | FRACTION | Wknd | 2014-01-12 | 2014-04-03 | Hourly | 0.05 | 0.05 | 0.05 | 0.05 | 0.05 | 0.05 | 0.05 | 0.25 | 0.25 | 0.25 | 0.25 | 0.25 | 0.25 | 0.25 | 0.25 | 0.25 | 0.05 | 0.05 | 0.05 | 0.05 | 0.05 | 0.05 | 0.05 | 0.05 | From eQ_Lib.dat in MASControl 2017
D17_ECC_Restrm_LF_Yr | Lighting | FRACTION | SmrDsn | 2014-04-04 | 2014-04-12 | Constant | 1 | [23 empty] | From eQ_Lib.dat in MASControl 2017
D17_ECC_Restrm_LF_Yr | Lighting | FRACTION | WntrDsn | 2014-04-04 | 2014-04-12 | Constant | 0 | [23 empty] | From eQ_Lib.dat in MASControl 2017
D17_ECC_Restrm_LF_Yr | Lighting | FRACTION | Default | 2014-04-04 | 2014-04-12 | Constant | 0.02 | [23 empty] | From eQ_Lib.dat in MASControl 2017
D17_ECC_Restrm_LF_Yr | Lighting | FRACTION | Default¦Wkdy | 2014-04-13 | 2014-05-22 | Hourly | 0.1 | 0.1 | 0.1 | 0.1 | 0.1 | 0.265 | 0.43 | 0.595 | 0.76 | 0.76 | 0.76 | 0.76 | 0.76 | 0.76 | 0.76 | 0.76 | 0.76 | 0.76 | 0.595 | 0.43 | 0.265 | 0.1 | 0.1 | 0.1 | From eQ_Lib.dat in MASControl 2017
D17_ECC_Restrm_LF_Yr | Lighting | FRACTION | Wknd | 2014-04-13 | 2014-05-22 | Hourly | 0.05 | 0.05 | 0.05 | 0.05 | 0.05 | 0.05 | 0.05 | 0.25 | 0.25 | 0.25 | 0.25 | 0.25 | 0.25 | 0.25 | 0.25 | 0.25 | 0.05 | 0.05 | 0.05 | 0.05 | 0.05 | 0.05 | 0.05 | 0.05 | From eQ_Lib.dat in MASControl 2017
D17_ECC_Restrm_LF_Yr | Lighting | FRACTION | SmrDsn | 2014-05-23 | 2014-05-31 | Constant | 1 | [23 empty] | From eQ_Lib.dat in MASControl 2017
D17_ECC_Restrm_LF_Yr | Lighting | FRACTION | WntrDsn | 2014-05-23 | 2014-05-31 | Constant | 0 | [23 empty] | From eQ_Lib.dat in MASControl 2017
D17_ECC_Restrm_LF_Yr | Lighting | FRACTION | Default | 2014-05-23 | 2014-05-31 | Constant | 0.02 | [23 empty] | From eQ_Lib.dat in MASControl 2017
D17_ECC_Restrm_LF_Yr | Lighting | FRACTION | Default¦Wkdy | 2014-06-01 | 2014-08-07 | Hourly | 0.1 | 0.1 | 0.1 | 0.1 | 0.1 | 0.1969 | 0.2938 | 0.3906 | 0.4875 | 0.4875 | 0.4875 | 0.4875 | 0.4875 | 0.4875 | 0.4875 | 0.4875 | 0.3906 | 0.2938 | 0.1969 | 0.1 | 0.1 | 0.1 | 0.1 | 0.1 | From eQ_Lib.dat in MASControl 2017
D17_ECC_Restrm_LF_Yr | Lighting | FRACTION | Wknd | 2014-06-01 | 2014-08-07 | Hourly | 0.05 | 0.05 | 0.05 | 0.05 | 0.05 | 0.05 | 0.05 | 0.1875 | 0.1875 | 0.1875 | 0.1875 | 0.1875 | 0.1875 | 0.1875 | 0.05 | 0.05 | 0.05 | 0.05 | 0.05 | 0.05 | 0.05 | 0.05 | 0.05 | 0.05 | From eQ_Lib.dat in MASControl 2017
D17_ECC_Restrm_LF_Yr | Lighting | FRACTION | SmrDsn | 2014-08-08 | 2014-08-16 | Constant | 1 | [23 empty] | From eQ_Lib.dat in MASControl 2017
D17_ECC_Restrm_LF_Yr | Lighting | FRACTION | WntrDsn | 2014-08-08 | 2014-08-16 | Constant | 0 | [23 empty] | From eQ_Lib.dat in MASControl 2017
D17_ECC_Restrm_LF_Yr | Lighting | FRACTION | Default | 2014-08-08 | 2014-08-16 | Constant | 0.02 | [23 empty] | From eQ_Lib.dat in MASControl 2017
D17_ECC_Restrm_LF_Yr | Lighting | FRACTION | Default¦Wkdy | 2014-08-17 | 2014-12-11 | Hourly | 0.1 | 0.1 | 0.1 | 0.1 | 0.1 | 0.265 | 0.43 | 0.595 | 0.76 | 0.76 | 0.76 | 0.76 | 0.76 | 0.76 | 0.76 | 0.76 | 0.76 | 0.76 | 0.595 | 0.43 | 0.265 | 0.1 | 0.1 | 0.1 | From eQ_Lib.dat in MASControl 2017
D17_ECC_Restrm_LF_Yr | Lighting | FRACTION | Wknd | 2014-08-17 | 2014-12-11 | Hourly | 0.05 | 0.05 | 0.05 | 0.05 | 0.05 | 0.05 | 0.05 | 0.25 | 0.25 | 0.25 | 0.25 | 0.25 | 0.25 | 0.25 | 0.25 | 0.25 | 0.05 | 0.05 | 0.05 | 0.05 | 0.05 | 0.05 | 0.05 | 0.05 | From eQ_Lib.dat in MASControl 2017
D17_ECC_Restrm_LF_Yr | Lighting | FRACTION | SmrDsn | 2014-12-12 | 2014-12-31 | Constant | 1 | [23 empty] | From eQ_Lib.dat in MASControl 2017
D17_ECC_Restrm_LF_Yr | Lighting | FRACTION | WntrDsn | 2014-12-12 | 2014-12-31 | Constant | 0 | [23 empty] | From eQ_Lib.dat in MASControl 2017
D17_ECC_Restrm_LF_Yr | Lighting | FRACTION | Default | 2014-12-12 | 2014-12-31 | Constant | 0.02 | [23 empty] | From eQ_Lib.dat in MASControl 2017
D17_ECC_Restrm_LF_Yr | Lighting | FRACTION | WntrDsn | 2014-01-01 | 2014-12-31 | Constant | 0 | [23 empty] | From eQ_Lib.dat in MASControl 2017
D17_ECC_Restrm_LF_Yr | Lighting | FRACTION | SmrDsn | 2014-01-01 | 2014-12-31 | Constant | 1 | [23 empty] | From eQ_Lib.dat in MASControl 2017
D17_ECC_Restrm_LF_Yr | Lighting | FRACTION | Hol | 2014-01-01 | 2014-12-31 | Constant | 0.035 | [23 empty] | From eQ_Lib.dat in MASControl 2017
D17_ECC_StCond_CFL_Yr | Lighting | FRACTION | SmrDsn | 2014-01-01 | 2014-01-11 | Constant | 1 | [23 empty] | From eQ_Lib.dat in MASControl 2017
D17_ECC_StCond_CFL_Yr | Lighting | FRACTION | WntrDsn | 2014-01-01 | 2014-01-11 | Constant | 0 | [23 empty] | From eQ_Lib.dat in MASControl 2017
D17_ECC_StCond_CFL_Yr | Lighting | FRACTION | Default | 2014-01-01 | 2014-01-11 | Constant | 0.02 | [23 empty] | From eQ_Lib.dat in MASControl 2017
D17_ECC_StCond_CFL_Yr | Lighting | FRACTION | Default¦Wkdy | 2014-01-12 | 2014-04-03 | Hourly | 0.1 | 0.1 | 0.1 | 0.1 | 0.1 | 0.265 | 0.43 | 0.595 | 0.76 | 0.76 | 0.76 | 0.76 | 0.76 | 0.76 | 0.76 | 0.76 | 0.76 | 0.76 | 0.595 | 0.43 | 0.265 | 0.1 | 0.1 | 0.1 | From eQ_Lib.dat in MASControl 2017
D17_ECC_StCond_CFL_Yr | Lighting | FRACTION | Wknd | 2014-01-12 | 2014-04-03 | Hourly | 0.05 | 0.05 | 0.05 | 0.05 | 0.05 | 0.05 | 0.05 | 0.25 | 0.25 | 0.25 | 0.25 | 0.25 | 0.25 | 0.25 | 0.25 | 0.25 | 0.05 | 0.05 | 0.05 | 0.05 | 0.05 | 0.05 | 0.05 | 0.05 | From eQ_Lib.dat in MASControl 2017
D17_ECC_StCond_CFL_Yr | Lighting | FRACTION | SmrDsn | 2014-04-04 | 2014-04-12 | Constant | 1 | [23 empty] | From eQ_Lib.dat in MASControl 2017
D17_ECC_StCond_CFL_Yr | Lighting | FRACTION | WntrDsn | 2014-04-04 | 2014-04-12 | Constant | 0 | [23 empty] | From eQ_Lib.dat in MASControl 2017
D17_ECC_StCond_CFL_Yr | Lighting | FRACTION | Default | 2014-04-04 | 2014-04-12 | Constant | 0.02 | [23 empty] | From eQ_Lib.dat in MASControl 2017
D17_ECC_StCond_CFL_Yr | Lighting | FRACTION | Default¦Wkdy | 2014-04-13 | 2014-05-22 | Hourly | 0.1 | 0.1 | 0.1 | 0.1 | 0.1 | 0.265 | 0.43 | 0.595 | 0.76 | 0.76 | 0.76 | 0.76 | 0.76 | 0.76 | 0.76 | 0.76 | 0.76 | 0.76 | 0.595 | 0.43 | 0.265 | 0.1 | 0.1 | 0.1 | From eQ_Lib.dat in MASControl 2017
D17_ECC_StCond_CFL_Yr | Lighting | FRACTION | Wknd | 2014-04-13 | 2014-05-22 | Hourly | 0.05 | 0.05 | 0.05 | 0.05 | 0.05 | 0.05 | 0.05 | 0.25 | 0.25 | 0.25 | 0.25 | 0.25 | 0.25 | 0.25 | 0.25 | 0.25 | 0.05 | 0.05 | 0.05 | 0.05 | 0.05 | 0.05 | 0.05 | 0.05 | From eQ_Lib.dat in MASControl 2017
D17_ECC_StCond_CFL_Yr | Lighting | FRACTION | SmrDsn | 2014-05-23 | 2014-05-31 | Constant | 1 | [23 empty] | From eQ_Lib.dat in MASControl 2017
D17_ECC_StCond_CFL_Yr | Lighting | FRACTION | WntrDsn | 2014-05-23 | 2014-05-31 | Constant | 0 | [23 empty] | From eQ_Lib.dat in MASControl 2017
D17_ECC_StCond_CFL_Yr | Lighting | FRACTION | Default | 2014-05-23 | 2014-05-31 | Constant | 0.02 | [23 empty] | From eQ_Lib.dat in MASControl 2017
D17_ECC_StCond_CFL_Yr | Lighting | FRACTION | Default¦Wkdy | 2014-06-01 | 2014-08-07 | Hourly | 0.1 | 0.1 | 0.1 | 0.1 | 0.1 | 0.1969 | 0.2938 | 0.3906 | 0.4875 | 0.4875 | 0.4875 | 0.4875 | 0.4875 | 0.4875 | 0.4875 | 0.4875 | 0.3906 | 0.2938 | 0.1969 | 0.1 | 0.1 | 0.1 | 0.1 | 0.1 | From eQ_Lib.dat in MASControl 2017
D17_ECC_StCond_CFL_Yr | Lighting | FRACTION | Wknd | 2014-06-01 | 2014-08-07 | Hourly | 0.05 | 0.05 | 0.05 | 0.05 | 0.05 | 0.05 | 0.05 | 0.1875 | 0.1875 | 0.1875 | 0.1875 | 0.1875 | 0.1875 | 0.1875 | 0.05 | 0.05 | 0.05 | 0.05 | 0.05 | 0.05 | 0.05 | 0.05 | 0.05 | 0.05 | From eQ_Lib.dat in MASControl 2017
D17_ECC_StCond_CFL_Yr | Lighting | FRACTION | SmrDsn | 2014-08-08 | 2014-08-16 | Constant | 1 | [23 empty] | From eQ_Lib.dat in MASControl 2017
D17_ECC_StCond_CFL_Yr | Lighting | FRACTION | WntrDsn | 2014-08-08 | 2014-08-16 | Constant | 0 | [23 empty] | From eQ_Lib.dat in MASControl 2017
D17_ECC_StCond_CFL_Yr | Lighting | FRACTION | Default | 2014-08-08 | 2014-08-16 | Constant | 0.02 | [23 empty] | From eQ_Lib.dat in MASControl 2017
D17_ECC_StCond_CFL_Yr | Lighting | FRACTION | Default¦Wkdy | 2014-08-17 | 2014-12-11 | Hourly | 0.1 | 0.1 | 0.1 | 0.1 | 0.1 | 0.265 | 0.43 | 0.595 | 0.76 | 0.76 | 0.76 | 0.76 | 0.76 | 0.76 | 0.76 | 0.76 | 0.76 | 0.76 | 0.595 | 0.43 | 0.265 | 0.1 | 0.1 | 0.1 | From eQ_Lib.dat in MASControl 2017
D17_ECC_StCond_CFL_Yr | Lighting | FRACTION | Wknd | 2014-08-17 | 2014-12-11 | Hourly | 0.05 | 0.05 | 0.05 | 0.05 | 0.05 | 0.05 | 0.05 | 0.25 | 0.25 | 0.25 | 0.25 | 0.25 | 0.25 | 0.25 | 0.25 | 0.25 | 0.05 | 0.05 | 0.05 | 0.05 | 0.05 | 0.05 | 0.05 | 0.05 | From eQ_Lib.dat in MASControl 2017
D17_ECC_StCond_CFL_Yr | Lighting | FRACTION | SmrDsn | 2014-12-12 | 2014-12-31 | Constant | 1 | [23 empty] | From eQ_Lib.dat in MASControl 2017
D17_ECC_StCond_CFL_Yr | Lighting | FRACTION | WntrDsn | 2014-12-12 | 2014-12-31 | Constant | 0 | [23 empty] | From eQ_Lib.dat in MASControl 2017
D17_ECC_StCond_CFL_Yr | Lighting | FRACTION | Default | 2014-12-12 | 2014-12-31 | Constant | 0.02 | [23 empty] | From eQ_Lib.dat in MASControl 2017
D17_ECC_StCond_CFL_Yr | Lighting | FRACTION | WntrDsn | 2014-01-01 | 2014-12-31 | Constant | 0 | [23 empty] | From eQ_Lib.dat in MASControl 2017
D17_ECC_StCond_CFL_Yr | Lighting | FRACTION | SmrDsn | 2014-01-01 | 2014-12-31 | Constant | 1 | [23 empty] | From eQ_Lib.dat in MASControl 2017
D17_ECC_StCond_CFL_Yr | Lighting | FRACTION | Hol | 2014-01-01 | 2014-12-31 | Constant | 0.035 | [23 empty] | From eQ_Lib.dat in MASControl 2017
D17_ECC_StCond_LF_Yr | Lighting | FRACTION | SmrDsn | 2014-01-01 | 2014-01-11 | Constant | 1 | [23 empty] | From eQ_Lib.dat in MASControl 2017
D17_ECC_StCond_LF_Yr | Lighting | FRACTION | WntrDsn | 2014-01-01 | 2014-01-11 | Constant | 0 | [23 empty] | From eQ_Lib.dat in MASControl 2017
D17_ECC_StCond_LF_Yr | Lighting | FRACTION | Default | 2014-01-01 | 2014-01-11 | Constant | 0.02 | [23 empty] | From eQ_Lib.dat in MASControl 2017
D17_ECC_StCond_LF_Yr | Lighting | FRACTION | Default¦Wkdy | 2014-01-12 | 2014-04-03 | Hourly | 0.1 | 0.1 | 0.1 | 0.1 | 0.1 | 0.265 | 0.43 | 0.595 | 0.76 | 0.76 | 0.76 | 0.76 | 0.76 | 0.76 | 0.76 | 0.76 | 0.76 | 0.76 | 0.595 | 0.43 | 0.265 | 0.1 | 0.1 | 0.1 | From eQ_Lib.dat in MASControl 2017
D17_ECC_StCond_LF_Yr | Lighting | FRACTION | Wknd | 2014-01-12 | 2014-04-03 | Hourly | 0.05 | 0.05 | 0.05 | 0.05 | 0.05 | 0.05 | 0.05 | 0.25 | 0.25 | 0.25 | 0.25 | 0.25 | 0.25 | 0.25 | 0.25 | 0.25 | 0.05 | 0.05 | 0.05 | 0.05 | 0.05 | 0.05 | 0.05 | 0.05 | From eQ_Lib.dat in MASControl 2017
D17_ECC_StCond_LF_Yr | Lighting | FRACTION | SmrDsn | 2014-04-04 | 2014-04-12 | Constant | 1 | [23 empty] | From eQ_Lib.dat in MASControl 2017
D17_ECC_StCond_LF_Yr | Lighting | FRACTION | WntrDsn | 2014-04-04 | 2014-04-12 | Constant | 0 | [23 empty] | From eQ_Lib.dat in MASControl 2017
D17_ECC_StCond_LF_Yr | Lighting | FRACTION | Default | 2014-04-04 | 2014-04-12 | Constant | 0.02 | [23 empty] | From eQ_Lib.dat in MASControl 2017
D17_ECC_StCond_LF_Yr | Lighting | FRACTION | Default¦Wkdy | 2014-04-13 | 2014-05-22 | Hourly | 0.1 | 0.1 | 0.1 | 0.1 | 0.1 | 0.265 | 0.43 | 0.595 | 0.76 | 0.76 | 0.76 | 0.76 | 0.76 | 0.76 | 0.76 | 0.76 | 0.76 | 0.76 | 0.595 | 0.43 | 0.265 | 0.1 | 0.1 | 0.1 | From eQ_Lib.dat in MASControl 2017
D17_ECC_StCond_LF_Yr | Lighting | FRACTION | Wknd | 2014-04-13 | 2014-05-22 | Hourly | 0.05 | 0.05 | 0.05 | 0.05 | 0.05 | 0.05 | 0.05 | 0.25 | 0.25 | 0.25 | 0.25 | 0.25 | 0.25 | 0.25 | 0.25 | 0.25 | 0.05 | 0.05 | 0.05 | 0.05 | 0.05 | 0.05 | 0.05 | 0.05 | From eQ_Lib.dat in MASControl 2017
D17_ECC_StCond_LF_Yr | Lighting | FRACTION | SmrDsn | 2014-05-23 | 2014-05-31 | Constant | 1 | [23 empty] | From eQ_Lib.dat in MASControl 2017
D17_ECC_StCond_LF_Yr | Lighting | FRACTION | WntrDsn | 2014-05-23 | 2014-05-31 | Constant | 0 | [23 empty] | From eQ_Lib.dat in MASControl 2017
D17_ECC_StCond_LF_Yr | Lighting | FRACTION | Default | 2014-05-23 | 2014-05-31 | Constant | 0.02 | [23 empty] | From eQ_Lib.dat in MASControl 2017
D17_ECC_StCond_LF_Yr | Lighting | FRACTION | Default¦Wkdy | 2014-06-01 | 2014-08-07 | Hourly | 0.1 | 0.1 | 0.1 | 0.1 | 0.1 | 0.1969 | 0.2938 | 0.3906 | 0.4875 | 0.4875 | 0.4875 | 0.4875 | 0.4875 | 0.4875 | 0.4875 | 0.4875 | 0.3906 | 0.2938 | 0.1969 | 0.1 | 0.1 | 0.1 | 0.1 | 0.1 | From eQ_Lib.dat in MASControl 2017
D17_ECC_StCond_LF_Yr | Lighting | FRACTION | Wknd | 2014-06-01 | 2014-08-07 | Hourly | 0.05 | 0.05 | 0.05 | 0.05 | 0.05 | 0.05 | 0.05 | 0.1875 | 0.1875 | 0.1875 | 0.1875 | 0.1875 | 0.1875 | 0.1875 | 0.05 | 0.05 | 0.05 | 0.05 | 0.05 | 0.05 | 0.05 | 0.05 | 0.05 | 0.05 | From eQ_Lib.dat in MASControl 2017
D17_ECC_StCond_LF_Yr | Lighting | FRACTION | SmrDsn | 2014-08-08 | 2014-08-16 | Constant | 1 | [23 empty] | From eQ_Lib.dat in MASControl 2017
D17_ECC_StCond_LF_Yr | Lighting | FRACTION | WntrDsn | 2014-08-08 | 2014-08-16 | Constant | 0 | [23 empty] | From eQ_Lib.dat in MASControl 2017
D17_ECC_StCond_LF_Yr | Lighting | FRACTION | Default | 2014-08-08 | 2014-08-16 | Constant | 0.02 | [23 empty] | From eQ_Lib.dat in MASControl 2017
D17_ECC_StCond_LF_Yr | Lighting | FRACTION | Default¦Wkdy | 2014-08-17 | 2014-12-11 | Hourly | 0.1 | 0.1 | 0.1 | 0.1 | 0.1 | 0.265 | 0.43 | 0.595 | 0.76 | 0.76 | 0.76 | 0.76 | 0.76 | 0.76 | 0.76 | 0.76 | 0.76 | 0.76 | 0.595 | 0.43 | 0.265 | 0.1 | 0.1 | 0.1 | From eQ_Lib.dat in MASControl 2017
D17_ECC_StCond_LF_Yr | Lighting | FRACTION | Wknd | 2014-08-17 | 2014-12-11 | Hourly | 0.05 | 0.05 | 0.05 | 0.05 | 0.05 | 0.05 | 0.05 | 0.25 | 0.25 | 0.25 | 0.25 | 0.25 | 0.25 | 0.25 | 0.25 | 0.25 | 0.05 | 0.05 | 0.05 | 0.05 | 0.05 | 0.05 | 0.05 | 0.05 | From eQ_Lib.dat in MASControl 2017
D17_ECC_StCond_LF_Yr | Lighting | FRACTION | SmrDsn | 2014-12-12 | 2014-12-31 | Constant | 1 | [23 empty] | From eQ_Lib.dat in MASControl 2017
D17_ECC_StCond_LF_Yr | Lighting | FRACTION | WntrDsn | 2014-12-12 | 2014-12-31 | Constant | 0 | [23 empty] | From eQ_Lib.dat in MASControl 2017
D17_ECC_StCond_LF_Yr | Lighting | FRACTION | Default | 2014-12-12 | 2014-12-31 | Constant | 0.02 | [23 empty] | From eQ_Lib.dat in MASControl 2017
D17_ECC_StCond_LF_Yr | Lighting | FRACTION | WntrDsn | 2014-01-01 | 2014-12-31 | Constant | 0 | [23 empty] | From eQ_Lib.dat in MASControl 2017
D17_ECC_StCond_LF_Yr | Lighting | FRACTION | SmrDsn | 2014-01-01 | 2014-12-31 | Constant | 1 | [23 empty] | From eQ_Lib.dat in MASControl 2017
D17_ECC_StCond_LF_Yr | Lighting | FRACTION | Hol | 2014-01-01 | 2014-12-31 | Constant | 0.035 | [23 empty] | From eQ_Lib.dat in MASControl 2017
D17_EPr_Clrm_CFL_Yr | Lighting | FRACTION | SmrDsn | 2014-01-01 | 2014-01-04 | Constant | 1 | [23 empty] | From eQ_Lib.dat in MASControl 2017
D17_EPr_Clrm_CFL_Yr | Lighting | FRACTION | WntrDsn | 2014-01-01 | 2014-01-04 | Constant | 0 | [23 empty] | From eQ_Lib.dat in MASControl 2017
D17_EPr_Clrm_CFL_Yr | Lighting | FRACTION | Default | 2014-01-01 | 2014-01-04 | Constant | 0.02 | [23 empty] | From eQ_Lib.dat in MASControl 2017
D17_EPr_Clrm_CFL_Yr | Lighting | FRACTION | Default¦Wkdy | 2014-01-05 | 2014-04-03 | Hourly | 0.05 | 0.05 | 0.05 | 0.05 | 0.05 | 0.6 | 0.6 | 0.6 | 0.6 | 1 | 1 | 1 | 1 | 1 | 1 | 0.55 | 0.55 | 0.55 | 0.55 | 0.35 | 0.1 | 0.1 | 0.1 | 0.1 | From eQ_Lib.dat in MASControl 2017
D17_EPr_Clrm_CFL_Yr | Lighting | FRACTION | Wknd | 2014-01-05 | 2014-04-03 | Hourly | 0.05 | 0.05 | 0.05 | 0.05 | 0.05 | 0.05 | 0.05 | 0.4 | 0.4 | 0.4 | 0.4 | 0.4 | 0.4 | 0.4 | 0.4 | 0.4 | 0.05 | 0.05 | 0.05 | 0.05 | 0.05 | 0.05 | 0.05 | 0.05 | From eQ_Lib.dat in MASControl 2017
D17_EPr_Clrm_CFL_Yr | Lighting | FRACTION | SmrDsn | 2014-04-04 | 2014-04-12 | Constant | 1 | [23 empty] | From eQ_Lib.dat in MASControl 2017
D17_EPr_Clrm_CFL_Yr | Lighting | FRACTION | WntrDsn | 2014-04-04 | 2014-04-12 | Constant | 0 | [23 empty] | From eQ_Lib.dat in MASControl 2017
D17_EPr_Clrm_CFL_Yr | Lighting | FRACTION | Default | 2014-04-04 | 2014-04-12 | Constant | 0.02 | [23 empty] | From eQ_Lib.dat in MASControl 2017
D17_EPr_Clrm_CFL_Yr | Lighting | FRACTION | Default¦Wkdy | 2014-04-13 | 2014-06-12 | Hourly | 0.05 | 0.05 | 0.05 | 0.05 | 0.05 | 0.6 | 0.6 | 0.6 | 0.6 | 1 | 1 | 1 | 1 | 1 | 1 | 0.55 | 0.55 | 0.55 | 0.55 | 0.35 | 0.1 | 0.1 | 0.1 | 0.1 | From eQ_Lib.dat in MASControl 2017
D17_EPr_Clrm_CFL_Yr | Lighting | FRACTION | Wknd | 2014-04-13 | 2014-06-12 | Hourly | 0.05 | 0.05 | 0.05 | 0.05 | 0.05 | 0.05 | 0.05 | 0.4 | 0.4 | 0.4 | 0.4 | 0.4 | 0.4 | 0.4 | 0.4 | 0.4 | 0.05 | 0.05 | 0.05 | 0.05 | 0.05 | 0.05 | 0.05 | 0.05 | From eQ_Lib.dat in MASControl 2017
D17_EPr_Clrm_CFL_Yr | Lighting | FRACTION | SmrDsn | 2014-06-13 | 2014-08-16 | Constant | 1 | [23 empty] | From eQ_Lib.dat in MASControl 2017
D17_EPr_Clrm_CFL_Yr | Lighting | FRACTION | WntrDsn | 2014-06-13 | 2014-08-16 | Constant | 0 | [23 empty] | From eQ_Lib.dat in MASControl 2017
D17_EPr_Clrm_CFL_Yr | Lighting | FRACTION | Default | 2014-06-13 | 2014-08-16 | Constant | 0.02 | [23 empty] | From eQ_Lib.dat in MASControl 2017
D17_EPr_Clrm_CFL_Yr | Lighting | FRACTION | Default¦Wkdy | 2014-08-17 | 2014-12-11 | Hourly | 0.05 | 0.05 | 0.05 | 0.05 | 0.05 | 0.6 | 0.6 | 0.6 | 0.6 | 1 | 1 | 1 | 1 | 1 | 1 | 0.55 | 0.55 | 0.55 | 0.55 | 0.35 | 0.1 | 0.1 | 0.1 | 0.1 | From eQ_Lib.dat in MASControl 2017
D17_EPr_Clrm_CFL_Yr | Lighting | FRACTION | Wknd | 2014-08-17 | 2014-12-11 | Hourly | 0.05 | 0.05 | 0.05 | 0.05 | 0.05 | 0.05 | 0.05 | 0.4 | 0.4 | 0.4 | 0.4 | 0.4 | 0.4 | 0.4 | 0.4 | 0.4 | 0.05 | 0.05 | 0.05 | 0.05 | 0.05 | 0.05 | 0.05 | 0.05 | From eQ_Lib.dat in MASControl 2017
D17_EPr_Clrm_CFL_Yr | Lighting | FRACTION | SmrDsn | 2014-12-12 | 2014-12-31 | Constant | 1 | [23 empty] | From eQ_Lib.dat in MASControl 2017
D17_EPr_Clrm_CFL_Yr | Lighting | FRACTION | WntrDsn | 2014-12-12 | 2014-12-31 | Constant | 0 | [23 empty] | From eQ_Lib.dat in MASControl 2017
D17_EPr_Clrm_CFL_Yr | Lighting | FRACTION | Default | 2014-12-12 | 2014-12-31 | Constant | 0.02 | [23 empty] | From eQ_Lib.dat in MASControl 2017
D17_EPr_Clrm_CFL_Yr | Lighting | FRACTION | WntrDsn | 2014-01-01 | 2014-12-31 | Constant | 0 | [23 empty] | From eQ_Lib.dat in MASControl 2017
D17_EPr_Clrm_CFL_Yr | Lighting | FRACTION | SmrDsn | 2014-01-01 | 2014-12-31 | Constant | 1 | [23 empty] | From eQ_Lib.dat in MASControl 2017
D17_EPr_Clrm_CFL_Yr | Lighting | FRACTION | Hol | 2014-01-01 | 2014-12-31 | Constant | 0.05 | [23 empty] | From eQ_Lib.dat in MASControl 2017
D17_EPr_Clrm_LF_Yr | Lighting | FRACTION | SmrDsn | 2014-01-01 | 2014-01-04 | Constant | 1 | [23 empty] | From eQ_Lib.dat in MASControl 2017
D17_EPr_Clrm_LF_Yr | Lighting | FRACTION | WntrDsn | 2014-01-01 | 2014-01-04 | Constant | 0 | [23 empty] | From eQ_Lib.dat in MASControl 2017
D17_EPr_Clrm_LF_Yr | Lighting | FRACTION | Default | 2014-01-01 | 2014-01-04 | Constant | 0.02 | [23 empty] | From eQ_Lib.dat in MASControl 2017
D17_EPr_Clrm_LF_Yr | Lighting | FRACTION | Default¦Wkdy | 2014-01-05 | 2014-04-03 | Hourly | 0.05 | 0.05 | 0.05 | 0.05 | 0.05 | 0.6 | 0.6 | 0.6 | 0.6 | 1 | 1 | 1 | 1 | 1 | 1 | 0.55 | 0.55 | 0.55 | 0.55 | 0.35 | 0.1 | 0.1 | 0.1 | 0.1 | From eQ_Lib.dat in MASControl 2017
D17_EPr_Clrm_LF_Yr | Lighting | FRACTION | Wknd | 2014-01-05 | 2014-04-03 | Hourly | 0.05 | 0.05 | 0.05 | 0.05 | 0.05 | 0.05 | 0.05 | 0.4 | 0.4 | 0.4 | 0.4 | 0.4 | 0.4 | 0.4 | 0.4 | 0.4 | 0.05 | 0.05 | 0.05 | 0.05 | 0.05 | 0.05 | 0.05 | 0.05 | From eQ_Lib.dat in MASControl 2017
D17_EPr_Clrm_LF_Yr | Lighting | FRACTION | SmrDsn | 2014-04-04 | 2014-04-12 | Constant | 1 | [23 empty] | From eQ_Lib.dat in MASControl 2017
D17_EPr_Clrm_LF_Yr | Lighting | FRACTION | WntrDsn | 2014-04-04 | 2014-04-12 | Constant | 0 | [23 empty] | From eQ_Lib.dat in MASControl 2017
D17_EPr_Clrm_LF_Yr | Lighting | FRACTION | Default | 2014-04-04 | 2014-04-12 | Constant | 0.02 | [23 empty] | From eQ_Lib.dat in MASControl 2017
D17_EPr_Clrm_LF_Yr | Lighting | FRACTION | Default¦Wkdy | 2014-04-13 | 2014-06-12 | Hourly | 0.05 | 0.05 | 0.05 | 0.05 | 0.05 | 0.6 | 0.6 | 0.6 | 0.6 | 1 | 1 | 1 | 1 | 1 | 1 | 0.55 | 0.55 | 0.55 | 0.55 | 0.35 | 0.1 | 0.1 | 0.1 | 0.1 | From eQ_Lib.dat in MASControl 2017
D17_EPr_Clrm_LF_Yr | Lighting | FRACTION | Wknd | 2014-04-13 | 2014-06-12 | Hourly | 0.05 | 0.05 | 0.05 | 0.05 | 0.05 | 0.05 | 0.05 | 0.4 | 0.4 | 0.4 | 0.4 | 0.4 | 0.4 | 0.4 | 0.4 | 0.4 | 0.05 | 0.05 | 0.05 | 0.05 | 0.05 | 0.05 | 0.05 | 0.05 | From eQ_Lib.dat in MASControl 2017
D17_EPr_Clrm_LF_Yr | Lighting | FRACTION | SmrDsn | 2014-06-13 | 2014-08-16 | Constant | 1 | [23 empty] | From eQ_Lib.dat in MASControl 2017
D17_EPr_Clrm_LF_Yr | Lighting | FRACTION | WntrDsn | 2014-06-13 | 2014-08-16 | Constant | 0 | [23 empty] | From eQ_Lib.dat in MASControl 2017
D17_EPr_Clrm_LF_Yr | Lighting | FRACTION | Default | 2014-06-13 | 2014-08-16 | Constant | 0.02 | [23 empty] | From eQ_Lib.dat in MASControl 2017
D17_EPr_Clrm_LF_Yr | Lighting | FRACTION | Default¦Wkdy | 2014-08-17 | 2014-12-11 | Hourly | 0.05 | 0.05 | 0.05 | 0.05 | 0.05 | 0.6 | 0.6 | 0.6 | 0.6 | 1 | 1 | 1 | 1 | 1 | 1 | 0.55 | 0.55 | 0.55 | 0.55 | 0.35 | 0.1 | 0.1 | 0.1 | 0.1 | From eQ_Lib.dat in MASControl 2017
D17_EPr_Clrm_LF_Yr | Lighting | FRACTION | Wknd | 2014-08-17 | 2014-12-11 | Hourly | 0.05 | 0.05 | 0.05 | 0.05 | 0.05 | 0.05 | 0.05 | 0.4 | 0.4 | 0.4 | 0.4 | 0.4 | 0.4 | 0.4 | 0.4 | 0.4 | 0.05 | 0.05 | 0.05 | 0.05 | 0.05 | 0.05 | 0.05 | 0.05 | From eQ_Lib.dat in MASControl 2017
D17_EPr_Clrm_LF_Yr | Lighting | FRACTION | SmrDsn | 2014-12-12 | 2014-12-31 | Constant | 1 | [23 empty] | From eQ_Lib.dat in MASControl 2017
D17_EPr_Clrm_LF_Yr | Lighting | FRACTION | WntrDsn | 2014-12-12 | 2014-12-31 | Constant | 0 | [23 empty] | From eQ_Lib.dat in MASControl 2017
D17_EPr_Clrm_LF_Yr | Lighting | FRACTION | Default | 2014-12-12 | 2014-12-31 | Constant | 0.02 | [23 empty] | From eQ_Lib.dat in MASControl 2017
D17_EPr_Clrm_LF_Yr | Lighting | FRACTION | WntrDsn | 2014-01-01 | 2014-12-31 | Constant | 0 | [23 empty] | From eQ_Lib.dat in MASControl 2017
D17_EPr_Clrm_LF_Yr | Lighting | FRACTION | SmrDsn | 2014-01-01 | 2014-12-31 | Constant | 1 | [23 empty] | From eQ_Lib.dat in MASControl 2017
D17_EPr_Clrm_LF_Yr | Lighting | FRACTION | Hol | 2014-01-01 | 2014-12-31 | Constant | 0.05 | [23 empty] | From eQ_Lib.dat in MASControl 2017
D17_EPr_CompCL_CFL_Yr | Lighting | FRACTION | SmrDsn | 2014-01-01 | 2014-01-04 | Constant | 1 | [23 empty] | From eQ_Lib.dat in MASControl 2017
D17_EPr_CompCL_CFL_Yr | Lighting | FRACTION | WntrDsn | 2014-01-01 | 2014-01-04 | Constant | 0 | [23 empty] | From eQ_Lib.dat in MASControl 2017
D17_EPr_CompCL_CFL_Yr | Lighting | FRACTION | Default | 2014-01-01 | 2014-01-04 | Constant | 0.02 | [23 empty] | From eQ_Lib.dat in MASControl 2017
D17_EPr_CompCL_CFL_Yr | Lighting | FRACTION | Default¦Wkdy | 2014-01-05 | 2014-04-03 | Hourly | 0.05 | 0.05 | 0.05 | 0.05 | 0.05 | 0.6 | 0.6 | 0.6 | 0.6 | 1 | 1 | 1 | 1 | 1 | 1 | 0.55 | 0.55 | 0.55 | 0.55 | 0.35 | 0.1 | 0.1 | 0.1 | 0.1 | From eQ_Lib.dat in MASControl 2017
D17_EPr_CompCL_CFL_Yr | Lighting | FRACTION | Wknd | 2014-01-05 | 2014-04-03 | Hourly | 0.05 | 0.05 | 0.05 | 0.05 | 0.05 | 0.05 | 0.05 | 0.4 | 0.4 | 0.4 | 0.4 | 0.4 | 0.4 | 0.4 | 0.4 | 0.4 | 0.05 | 0.05 | 0.05 | 0.05 | 0.05 | 0.05 | 0.05 | 0.05 | From eQ_Lib.dat in MASControl 2017
D17_EPr_CompCL_CFL_Yr | Lighting | FRACTION | SmrDsn | 2014-04-04 | 2014-04-12 | Constant | 1 | [23 empty] | From eQ_Lib.dat in MASControl 2017
D17_EPr_CompCL_CFL_Yr | Lighting | FRACTION | WntrDsn | 2014-04-04 | 2014-04-12 | Constant | 0 | [23 empty] | From eQ_Lib.dat in MASControl 2017
D17_EPr_CompCL_CFL_Yr | Lighting | FRACTION | Default | 2014-04-04 | 2014-04-12 | Constant | 0.02 | [23 empty] | From eQ_Lib.dat in MASControl 2017
D17_EPr_CompCL_CFL_Yr | Lighting | FRACTION | Default¦Wkdy | 2014-04-13 | 2014-06-12 | Hourly | 0.05 | 0.05 | 0.05 | 0.05 | 0.05 | 0.6 | 0.6 | 0.6 | 0.6 | 1 | 1 | 1 | 1 | 1 | 1 | 0.55 | 0.55 | 0.55 | 0.55 | 0.35 | 0.1 | 0.1 | 0.1 | 0.1 | From eQ_Lib.dat in MASControl 2017
D17_EPr_CompCL_CFL_Yr | Lighting | FRACTION | Wknd | 2014-04-13 | 2014-06-12 | Hourly | 0.05 | 0.05 | 0.05 | 0.05 | 0.05 | 0.05 | 0.05 | 0.4 | 0.4 | 0.4 | 0.4 | 0.4 | 0.4 | 0.4 | 0.4 | 0.4 | 0.05 | 0.05 | 0.05 | 0.05 | 0.05 | 0.05 | 0.05 | 0.05 | From eQ_Lib.dat in MASControl 2017
D17_EPr_CompCL_CFL_Yr | Lighting | FRACTION | SmrDsn | 2014-06-13 | 2014-08-16 | Constant | 1 | [23 empty] | From eQ_Lib.dat in MASControl 2017
D17_EPr_CompCL_CFL_Yr | Lighting | FRACTION | WntrDsn | 2014-06-13 | 2014-08-16 | Constant | 0 | [23 empty] | From eQ_Lib.dat in MASControl 2017
D17_EPr_CompCL_CFL_Yr | Lighting | FRACTION | Default | 2014-06-13 | 2014-08-16 | Constant | 0.02 | [23 empty] | From eQ_Lib.dat in MASControl 2017
D17_EPr_CompCL_CFL_Yr | Lighting | FRACTION | Default¦Wkdy | 2014-08-17 | 2014-12-11 | Hourly | 0.05 | 0.05 | 0.05 | 0.05 | 0.05 | 0.6 | 0.6 | 0.6 | 0.6 | 1 | 1 | 1 | 1 | 1 | 1 | 0.55 | 0.55 | 0.55 | 0.55 | 0.35 | 0.1 | 0.1 | 0.1 | 0.1 | From eQ_Lib.dat in MASControl 2017
D17_EPr_CompCL_CFL_Yr | Lighting | FRACTION | Wknd | 2014-08-17 | 2014-12-11 | Hourly | 0.05 | 0.05 | 0.05 | 0.05 | 0.05 | 0.05 | 0.05 | 0.4 | 0.4 | 0.4 | 0.4 | 0.4 | 0.4 | 0.4 | 0.4 | 0.4 | 0.05 | 0.05 | 0.05 | 0.05 | 0.05 | 0.05 | 0.05 | 0.05 | From eQ_Lib.dat in MASControl 2017
D17_EPr_CompCL_CFL_Yr | Lighting | FRACTION | SmrDsn | 2014-12-12 | 2014-12-31 | Constant | 1 | [23 empty] | From eQ_Lib.dat in MASControl 2017
D17_EPr_CompCL_CFL_Yr | Lighting | FRACTION | WntrDsn | 2014-12-12 | 2014-12-31 | Constant | 0 | [23 empty] | From eQ_Lib.dat in MASControl 2017
D17_EPr_CompCL_CFL_Yr | Lighting | FRACTION | Default | 2014-12-12 | 2014-12-31 | Constant | 0.02 | [23 empty] | From eQ_Lib.dat in MASControl 2017
D17_EPr_CompCL_CFL_Yr | Lighting | FRACTION | WntrDsn | 2014-01-01 | 2014-12-31 | Constant | 0 | [23 empty] | From eQ_Lib.dat in MASControl 2017
D17_EPr_CompCL_CFL_Yr | Lighting | FRACTION | SmrDsn | 2014-01-01 | 2014-12-31 | Constant | 1 | [23 empty] | From eQ_Lib.dat in MASControl 2017
D17_EPr_CompCL_CFL_Yr | Lighting | FRACTION | Hol | 2014-01-01 | 2014-12-31 | Constant | 0.05 | [23 empty] | From eQ_Lib.dat in MASControl 2017
D17_EPr_CompCL_LF_Yr | Lighting | FRACTION | SmrDsn | 2014-01-01 | 2014-01-04 | Constant | 1 | [23 empty] | From eQ_Lib.dat in MASControl 2017
D17_EPr_CompCL_LF_Yr | Lighting | FRACTION | WntrDsn | 2014-01-01 | 2014-01-04 | Constant | 0 | [23 empty] | From eQ_Lib.dat in MASControl 2017
D17_EPr_CompCL_LF_Yr | Lighting | FRACTION | Default | 2014-01-01 | 2014-01-04 | Constant | 0.02 | [23 empty] | From eQ_Lib.dat in MASControl 2017
D17_EPr_CompCL_LF_Yr | Lighting | FRACTION | Default¦Wkdy | 2014-01-05 | 2014-04-03 | Hourly | 0.05 | 0.05 | 0.05 | 0.05 | 0.05 | 0.6 | 0.6 | 0.6 | 0.6 | 1 | 1 | 1 | 1 | 1 | 1 | 0.55 | 0.55 | 0.55 | 0.55 | 0.35 | 0.1 | 0.1 | 0.1 | 0.1 | From eQ_Lib.dat in MASControl 2017
D17_EPr_CompCL_LF_Yr | Lighting | FRACTION | Wknd | 2014-01-05 | 2014-04-03 | Hourly | 0.05 | 0.05 | 0.05 | 0.05 | 0.05 | 0.05 | 0.05 | 0.4 | 0.4 | 0.4 | 0.4 | 0.4 | 0.4 | 0.4 | 0.4 | 0.4 | 0.05 | 0.05 | 0.05 | 0.05 | 0.05 | 0.05 | 0.05 | 0.05 | From eQ_Lib.dat in MASControl 2017
D17_EPr_CompCL_LF_Yr | Lighting | FRACTION | SmrDsn | 2014-04-04 | 2014-04-12 | Constant | 1 | [23 empty] | From eQ_Lib.dat in MASControl 2017
D17_EPr_CompCL_LF_Yr | Lighting | FRACTION | WntrDsn | 2014-04-04 | 2014-04-12 | Constant | 0 | [23 empty] | From eQ_Lib.dat in MASControl 2017
D17_EPr_CompCL_LF_Yr | Lighting | FRACTION | Default | 2014-04-04 | 2014-04-12 | Constant | 0.02 | [23 empty] | From eQ_Lib.dat in MASControl 2017
D17_EPr_CompCL_LF_Yr | Lighting | FRACTION | Default¦Wkdy | 2014-04-13 | 2014-06-12 | Hourly | 0.05 | 0.05 | 0.05 | 0.05 | 0.05 | 0.6 | 0.6 | 0.6 | 0.6 | 1 | 1 | 1 | 1 | 1 | 1 | 0.55 | 0.55 | 0.55 | 0.55 | 0.35 | 0.1 | 0.1 | 0.1 | 0.1 | From eQ_Lib.dat in MASControl 2017
D17_EPr_CompCL_LF_Yr | Lighting | FRACTION | Wknd | 2014-04-13 | 2014-06-12 | Hourly | 0.05 | 0.05 | 0.05 | 0.05 | 0.05 | 0.05 | 0.05 | 0.4 | 0.4 | 0.4 | 0.4 | 0.4 | 0.4 | 0.4 | 0.4 | 0.4 | 0.05 | 0.05 | 0.05 | 0.05 | 0.05 | 0.05 | 0.05 | 0.05 | From eQ_Lib.dat in MASControl 2017
D17_EPr_CompCL_LF_Yr | Lighting | FRACTION | SmrDsn | 2014-06-13 | 2014-08-16 | Constant | 1 | [23 empty] | From eQ_Lib.dat in MASControl 2017
D17_EPr_CompCL_LF_Yr | Lighting | FRACTION | WntrDsn | 2014-06-13 | 2014-08-16 | Constant | 0 | [23 empty] | From eQ_Lib.dat in MASControl 2017
D17_EPr_CompCL_LF_Yr | Lighting | FRACTION | Default | 2014-06-13 | 2014-08-16 | Constant | 0.02 | [23 empty] | From eQ_Lib.dat in MASControl 2017
D17_EPr_CompCL_LF_Yr | Lighting | FRACTION | Default¦Wkdy | 2014-08-17 | 2014-12-11 | Hourly | 0.05 | 0.05 | 0.05 | 0.05 | 0.05 | 0.6 | 0.6 | 0.6 | 0.6 | 1 | 1 | 1 | 1 | 1 | 1 | 0.55 | 0.55 | 0.55 | 0.55 | 0.35 | 0.1 | 0.1 | 0.1 | 0.1 | From eQ_Lib.dat in MASControl 2017
D17_EPr_CompCL_LF_Yr | Lighting | FRACTION | Wknd | 2014-08-17 | 2014-12-11 | Hourly | 0.05 | 0.05 | 0.05 | 0.05 | 0.05 | 0.05 | 0.05 | 0.4 | 0.4 | 0.4 | 0.4 | 0.4 | 0.4 | 0.4 | 0.4 | 0.4 | 0.05 | 0.05 | 0.05 | 0.05 | 0.05 | 0.05 | 0.05 | 0.05 | From eQ_Lib.dat in MASControl 2017
D17_EPr_CompCL_LF_Yr | Lighting | FRACTION | SmrDsn | 2014-12-12 | 2014-12-31 | Constant | 1 | [23 empty] | From eQ_Lib.dat in MASControl 2017
D17_EPr_CompCL_LF_Yr | Lighting | FRACTION | WntrDsn | 2014-12-12 | 2014-12-31 | Constant | 0 | [23 empty] | From eQ_Lib.dat in MASControl 2017
D17_EPr_CompCL_LF_Yr | Lighting | FRACTION | Default | 2014-12-12 | 2014-12-31 | Constant | 0.02 | [23 empty] | From eQ_Lib.dat in MASControl 2017
D17_EPr_CompCL_LF_Yr | Lighting | FRACTION | WntrDsn | 2014-01-01 | 2014-12-31 | Constant | 0 | [23 empty] | From eQ_Lib.dat in MASControl 2017
D17_EPr_CompCL_LF_Yr | Lighting | FRACTION | SmrDsn | 2014-01-01 | 2014-12-31 | Constant | 1 | [23 empty] | From eQ_Lib.dat in MASControl 2017
D17_EPr_CompCL_LF_Yr | Lighting | FRACTION | Hol | 2014-01-01 | 2014-12-31 | Constant | 0.05 | [23 empty] | From eQ_Lib.dat in MASControl 2017
D17_EPr_Cordr_CFL_Yr | Lighting | FRACTION | SmrDsn | 2014-01-01 | 2014-01-04 | Constant | 1 | [23 empty] | From eQ_Lib.dat in MASControl 2017
D17_EPr_Cordr_CFL_Yr | Lighting | FRACTION | WntrDsn | 2014-01-01 | 2014-01-04 | Constant | 0 | [23 empty] | From eQ_Lib.dat in MASControl 2017
D17_EPr_Cordr_CFL_Yr | Lighting | FRACTION | Default | 2014-01-01 | 2014-01-04 | Constant | 0.02 | [23 empty] | From eQ_Lib.dat in MASControl 2017
D17_EPr_Cordr_CFL_Yr | Lighting | FRACTION | Default¦Wkdy | 2014-01-05 | 2014-04-03 | Hourly | 0.05 | 0.05 | 0.05 | 0.05 | 0.05 | 0.6 | 0.6 | 0.6 | 0.6 | 1 | 1 | 1 | 1 | 1 | 1 | 0.55 | 0.55 | 0.55 | 0.55 | 0.35 | 0.1 | 0.1 | 0.1 | 0.1 | From eQ_Lib.dat in MASControl 2017
D17_EPr_Cordr_CFL_Yr | Lighting | FRACTION | Wknd | 2014-01-05 | 2014-04-03 | Hourly | 0.05 | 0.05 | 0.05 | 0.05 | 0.05 | 0.05 | 0.05 | 0.4 | 0.4 | 0.4 | 0.4 | 0.4 | 0.4 | 0.4 | 0.4 | 0.4 | 0.05 | 0.05 | 0.05 | 0.05 | 0.05 | 0.05 | 0.05 | 0.05 | From eQ_Lib.dat in MASControl 2017
D17_EPr_Cordr_CFL_Yr | Lighting | FRACTION | SmrDsn | 2014-04-04 | 2014-04-12 | Constant | 1 | [23 empty] | From eQ_Lib.dat in MASControl 2017
D17_EPr_Cordr_CFL_Yr | Lighting | FRACTION | WntrDsn | 2014-04-04 | 2014-04-12 | Constant | 0 | [23 empty] | From eQ_Lib.dat in MASControl 2017
D17_EPr_Cordr_CFL_Yr | Lighting | FRACTION | Default | 2014-04-04 | 2014-04-12 | Constant | 0.02 | [23 empty] | From eQ_Lib.dat in MASControl 2017
D17_EPr_Cordr_CFL_Yr | Lighting | FRACTION | Default¦Wkdy | 2014-04-13 | 2014-06-12 | Hourly | 0.05 | 0.05 | 0.05 | 0.05 | 0.05 | 0.6 | 0.6 | 0.6 | 0.6 | 1 | 1 | 1 | 1 | 1 | 1 | 0.55 | 0.55 | 0.55 | 0.55 | 0.35 | 0.1 | 0.1 | 0.1 | 0.1 | From eQ_Lib.dat in MASControl 2017
D17_EPr_Cordr_CFL_Yr | Lighting | FRACTION | Wknd | 2014-04-13 | 2014-06-12 | Hourly | 0.05 | 0.05 | 0.05 | 0.05 | 0.05 | 0.05 | 0.05 | 0.4 | 0.4 | 0.4 | 0.4 | 0.4 | 0.4 | 0.4 | 0.4 | 0.4 | 0.05 | 0.05 | 0.05 | 0.05 | 0.05 | 0.05 | 0.05 | 0.05 | From eQ_Lib.dat in MASControl 2017
D17_EPr_Cordr_CFL_Yr | Lighting | FRACTION | SmrDsn | 2014-06-13 | 2014-08-16 | Constant | 1 | [23 empty] | From eQ_Lib.dat in MASControl 2017
D17_EPr_Cordr_CFL_Yr | Lighting | FRACTION | WntrDsn | 2014-06-13 | 2014-08-16 | Constant | 0 | [23 empty] | From eQ_Lib.dat in MASControl 2017
D17_EPr_Cordr_CFL_Yr | Lighting | FRACTION | Default | 2014-06-13 | 2014-08-16 | Constant | 0.02 | [23 empty] | From eQ_Lib.dat in MASControl 2017
D17_EPr_Cordr_CFL_Yr | Lighting | FRACTION | Default¦Wkdy | 2014-08-17 | 2014-12-11 | Hourly | 0.05 | 0.05 | 0.05 | 0.05 | 0.05 | 0.6 | 0.6 | 0.6 | 0.6 | 1 | 1 | 1 | 1 | 1 | 1 | 0.55 | 0.55 | 0.55 | 0.55 | 0.35 | 0.1 | 0.1 | 0.1 | 0.1 | From eQ_Lib.dat in MASControl 2017
D17_EPr_Cordr_CFL_Yr | Lighting | FRACTION | Wknd | 2014-08-17 | 2014-12-11 | Hourly | 0.05 | 0.05 | 0.05 | 0.05 | 0.05 | 0.05 | 0.05 | 0.4 | 0.4 | 0.4 | 0.4 | 0.4 | 0.4 | 0.4 | 0.4 | 0.4 | 0.05 | 0.05 | 0.05 | 0.05 | 0.05 | 0.05 | 0.05 | 0.05 | From eQ_Lib.dat in MASControl 2017
D17_EPr_Cordr_CFL_Yr | Lighting | FRACTION | SmrDsn | 2014-12-12 | 2014-12-31 | Constant | 1 | [23 empty] | From eQ_Lib.dat in MASControl 2017
D17_EPr_Cordr_CFL_Yr | Lighting | FRACTION | WntrDsn | 2014-12-12 | 2014-12-31 | Constant | 0 | [23 empty] | From eQ_Lib.dat in MASControl 2017
D17_EPr_Cordr_CFL_Yr | Lighting | FRACTION | Default | 2014-12-12 | 2014-12-31 | Constant | 0.02 | [23 empty] | From eQ_Lib.dat in MASControl 2017
D17_EPr_Cordr_CFL_Yr | Lighting | FRACTION | WntrDsn | 2014-01-01 | 2014-12-31 | Constant | 0 | [23 empty] | From eQ_Lib.dat in MASControl 2017
D17_EPr_Cordr_CFL_Yr | Lighting | FRACTION | SmrDsn | 2014-01-01 | 2014-12-31 | Constant | 1 | [23 empty] | From eQ_Lib.dat in MASControl 2017
D17_EPr_Cordr_CFL_Yr | Lighting | FRACTION | Hol | 2014-01-01 | 2014-12-31 | Constant | 0.05 | [23 empty] | From eQ_Lib.dat in MASControl 2017
D17_EPr_Cordr_HB_Yr | Lighting | FRACTION | SmrDsn | 2014-01-01 | 2014-01-04 | Constant | 1 | [23 empty] | From eQ_Lib.dat in MASControl 2017
D17_EPr_Cordr_HB_Yr | Lighting | FRACTION | WntrDsn | 2014-01-01 | 2014-01-04 | Constant | 0 | [23 empty] | From eQ_Lib.dat in MASControl 2017
D17_EPr_Cordr_HB_Yr | Lighting | FRACTION | Default | 2014-01-01 | 2014-01-04 | Constant | 0.02 | [23 empty] | From eQ_Lib.dat in MASControl 2017
D17_EPr_Cordr_HB_Yr | Lighting | FRACTION | Default¦Wkdy | 2014-01-05 | 2014-04-03 | Hourly | 0.05 | 0.05 | 0.05 | 0.05 | 0.05 | 0.6 | 0.6 | 0.6 | 0.6 | 1 | 1 | 1 | 1 | 1 | 1 | 0.55 | 0.55 | 0.55 | 0.55 | 0.35 | 0.1 | 0.1 | 0.1 | 0.1 | From eQ_Lib.dat in MASControl 2017
D17_EPr_Cordr_HB_Yr | Lighting | FRACTION | Wknd | 2014-01-05 | 2014-04-03 | Hourly | 0.05 | 0.05 | 0.05 | 0.05 | 0.05 | 0.05 | 0.05 | 0.4 | 0.4 | 0.4 | 0.4 | 0.4 | 0.4 | 0.4 | 0.4 | 0.4 | 0.05 | 0.05 | 0.05 | 0.05 | 0.05 | 0.05 | 0.05 | 0.05 | From eQ_Lib.dat in MASControl 2017
D17_EPr_Cordr_HB_Yr | Lighting | FRACTION | SmrDsn | 2014-04-04 | 2014-04-12 | Constant | 1 | [23 empty] | From eQ_Lib.dat in MASControl 2017
D17_EPr_Cordr_HB_Yr | Lighting | FRACTION | WntrDsn | 2014-04-04 | 2014-04-12 | Constant | 0 | [23 empty] | From eQ_Lib.dat in MASControl 2017
D17_EPr_Cordr_HB_Yr | Lighting | FRACTION | Default | 2014-04-04 | 2014-04-12 | Constant | 0.02 | [23 empty] | From eQ_Lib.dat in MASControl 2017
D17_EPr_Cordr_HB_Yr | Lighting | FRACTION | Default¦Wkdy | 2014-04-13 | 2014-06-12 | Hourly | 0.05 | 0.05 | 0.05 | 0.05 | 0.05 | 0.6 | 0.6 | 0.6 | 0.6 | 1 | 1 | 1 | 1 | 1 | 1 | 0.55 | 0.55 | 0.55 | 0.55 | 0.35 | 0.1 | 0.1 | 0.1 | 0.1 | From eQ_Lib.dat in MASControl 2017
D17_EPr_Cordr_HB_Yr | Lighting | FRACTION | Wknd | 2014-04-13 | 2014-06-12 | Hourly | 0.05 | 0.05 | 0.05 | 0.05 | 0.05 | 0.05 | 0.05 | 0.4 | 0.4 | 0.4 | 0.4 | 0.4 | 0.4 | 0.4 | 0.4 | 0.4 | 0.05 | 0.05 | 0.05 | 0.05 | 0.05 | 0.05 | 0.05 | 0.05 | From eQ_Lib.dat in MASControl 2017
D17_EPr_Cordr_HB_Yr | Lighting | FRACTION | SmrDsn | 2014-06-13 | 2014-08-16 | Constant | 1 | [23 empty] | From eQ_Lib.dat in MASControl 2017
D17_EPr_Cordr_HB_Yr | Lighting | FRACTION | WntrDsn | 2014-06-13 | 2014-08-16 | Constant | 0 | [23 empty] | From eQ_Lib.dat in MASControl 2017
D17_EPr_Cordr_HB_Yr | Lighting | FRACTION | Default | 2014-06-13 | 2014-08-16 | Constant | 0.02 | [23 empty] | From eQ_Lib.dat in MASControl 2017
D17_EPr_Cordr_HB_Yr | Lighting | FRACTION | Default¦Wkdy | 2014-08-17 | 2014-12-11 | Hourly | 0.05 | 0.05 | 0.05 | 0.05 | 0.05 | 0.6 | 0.6 | 0.6 | 0.6 | 1 | 1 | 1 | 1 | 1 | 1 | 0.55 | 0.55 | 0.55 | 0.55 | 0.35 | 0.1 | 0.1 | 0.1 | 0.1 | From eQ_Lib.dat in MASControl 2017
D17_EPr_Cordr_HB_Yr | Lighting | FRACTION | Wknd | 2014-08-17 | 2014-12-11 | Hourly | 0.05 | 0.05 | 0.05 | 0.05 | 0.05 | 0.05 | 0.05 | 0.4 | 0.4 | 0.4 | 0.4 | 0.4 | 0.4 | 0.4 | 0.4 | 0.4 | 0.05 | 0.05 | 0.05 | 0.05 | 0.05 | 0.05 | 0.05 | 0.05 | From eQ_Lib.dat in MASControl 2017
D17_EPr_Cordr_HB_Yr | Lighting | FRACTION | SmrDsn | 2014-12-12 | 2014-12-31 | Constant | 1 | [23 empty] | From eQ_Lib.dat in MASControl 2017
D17_EPr_Cordr_HB_Yr | Lighting | FRACTION | WntrDsn | 2014-12-12 | 2014-12-31 | Constant | 0 | [23 empty] | From eQ_Lib.dat in MASControl 2017
D17_EPr_Cordr_HB_Yr | Lighting | FRACTION | Default | 2014-12-12 | 2014-12-31 | Constant | 0.02 | [23 empty] | From eQ_Lib.dat in MASControl 2017
D17_EPr_Cordr_HB_Yr | Lighting | FRACTION | WntrDsn | 2014-01-01 | 2014-12-31 | Constant | 0 | [23 empty] | From eQ_Lib.dat in MASControl 2017
D17_EPr_Cordr_HB_Yr | Lighting | FRACTION | SmrDsn | 2014-01-01 | 2014-12-31 | Constant | 1 | [23 empty] | From eQ_Lib.dat in MASControl 2017
D17_EPr_Cordr_HB_Yr | Lighting | FRACTION | Hol | 2014-01-01 | 2014-12-31 | Constant | 0.05 | [23 empty] | From eQ_Lib.dat in MASControl 2017
D17_EPr_Cordr_LF_Yr | Lighting | FRACTION | SmrDsn | 2014-01-01 | 2014-01-04 | Constant | 1 | [23 empty] | From eQ_Lib.dat in MASControl 2017
D17_EPr_Cordr_LF_Yr | Lighting | FRACTION | WntrDsn | 2014-01-01 | 2014-01-04 | Constant | 0 | [23 empty] | From eQ_Lib.dat in MASControl 2017
D17_EPr_Cordr_LF_Yr | Lighting | FRACTION | Default | 2014-01-01 | 2014-01-04 | Constant | 0.02 | [23 empty] | From eQ_Lib.dat in MASControl 2017
D17_EPr_Cordr_LF_Yr | Lighting | FRACTION | Default¦Wkdy | 2014-01-05 | 2014-04-03 | Hourly | 0.05 | 0.05 | 0.05 | 0.05 | 0.05 | 0.6 | 0.6 | 0.6 | 0.6 | 1 | 1 | 1 | 1 | 1 | 1 | 0.55 | 0.55 | 0.55 | 0.55 | 0.35 | 0.1 | 0.1 | 0.1 | 0.1 | From eQ_Lib.dat in MASControl 2017
D17_EPr_Cordr_LF_Yr | Lighting | FRACTION | Wknd | 2014-01-05 | 2014-04-03 | Hourly | 0.05 | 0.05 | 0.05 | 0.05 | 0.05 | 0.05 | 0.05 | 0.4 | 0.4 | 0.4 | 0.4 | 0.4 | 0.4 | 0.4 | 0.4 | 0.4 | 0.05 | 0.05 | 0.05 | 0.05 | 0.05 | 0.05 | 0.05 | 0.05 | From eQ_Lib.dat in MASControl 2017
D17_EPr_Cordr_LF_Yr | Lighting | FRACTION | SmrDsn | 2014-04-04 | 2014-04-12 | Constant | 1 | [23 empty] | From eQ_Lib.dat in MASControl 2017
D17_EPr_Cordr_LF_Yr | Lighting | FRACTION | WntrDsn | 2014-04-04 | 2014-04-12 | Constant | 0 | [23 empty] | From eQ_Lib.dat in MASControl 2017
D17_EPr_Cordr_LF_Yr | Lighting | FRACTION | Default | 2014-04-04 | 2014-04-12 | Constant | 0.02 | [23 empty] | From eQ_Lib.dat in MASControl 2017
D17_EPr_Cordr_LF_Yr | Lighting | FRACTION | Default¦Wkdy | 2014-04-13 | 2014-06-12 | Hourly | 0.05 | 0.05 | 0.05 | 0.05 | 0.05 | 0.6 | 0.6 | 0.6 | 0.6 | 1 | 1 | 1 | 1 | 1 | 1 | 0.55 | 0.55 | 0.55 | 0.55 | 0.35 | 0.1 | 0.1 | 0.1 | 0.1 | From eQ_Lib.dat in MASControl 2017
D17_EPr_Cordr_LF_Yr | Lighting | FRACTION | Wknd | 2014-04-13 | 2014-06-12 | Hourly | 0.05 | 0.05 | 0.05 | 0.05 | 0.05 | 0.05 | 0.05 | 0.4 | 0.4 | 0.4 | 0.4 | 0.4 | 0.4 | 0.4 | 0.4 | 0.4 | 0.05 | 0.05 | 0.05 | 0.05 | 0.05 | 0.05 | 0.05 | 0.05 | From eQ_Lib.dat in MASControl 2017
D17_EPr_Cordr_LF_Yr | Lighting | FRACTION | SmrDsn | 2014-06-13 | 2014-08-16 | Constant | 1 | [23 empty] | From eQ_Lib.dat in MASControl 2017
D17_EPr_Cordr_LF_Yr | Lighting | FRACTION | WntrDsn | 2014-06-13 | 2014-08-16 | Constant | 0 | [23 empty] | From eQ_Lib.dat in MASControl 2017
D17_EPr_Cordr_LF_Yr | Lighting | FRACTION | Default | 2014-06-13 | 2014-08-16 | Constant | 0.02 | [23 empty] | From eQ_Lib.dat in MASControl 2017
D17_EPr_Cordr_LF_Yr | Lighting | FRACTION | Default¦Wkdy | 2014-08-17 | 2014-12-11 | Hourly | 0.05 | 0.05 | 0.05 | 0.05 | 0.05 | 0.6 | 0.6 | 0.6 | 0.6 | 1 | 1 | 1 | 1 | 1 | 1 | 0.55 | 0.55 | 0.55 | 0.55 | 0.35 | 0.1 | 0.1 | 0.1 | 0.1 | From eQ_Lib.dat in MASControl 2017
D17_EPr_Cordr_LF_Yr | Lighting | FRACTION | Wknd | 2014-08-17 | 2014-12-11 | Hourly | 0.05 | 0.05 | 0.05 | 0.05 | 0.05 | 0.05 | 0.05 | 0.4 | 0.4 | 0.4 | 0.4 | 0.4 | 0.4 | 0.4 | 0.4 | 0.4 | 0.05 | 0.05 | 0.05 | 0.05 | 0.05 | 0.05 | 0.05 | 0.05 | From eQ_Lib.dat in MASControl 2017
D17_EPr_Cordr_LF_Yr | Lighting | FRACTION | SmrDsn | 2014-12-12 | 2014-12-31 | Constant | 1 | [23 empty] | From eQ_Lib.dat in MASControl 2017
D17_EPr_Cordr_LF_Yr | Lighting | FRACTION | WntrDsn | 2014-12-12 | 2014-12-31 | Constant | 0 | [23 empty] | From eQ_Lib.dat in MASControl 2017
D17_EPr_Cordr_LF_Yr | Lighting | FRACTION | Default | 2014-12-12 | 2014-12-31 | Constant | 0.02 | [23 empty] | From eQ_Lib.dat in MASControl 2017
D17_EPr_Cordr_LF_Yr | Lighting | FRACTION | WntrDsn | 2014-01-01 | 2014-12-31 | Constant | 0 | [23 empty] | From eQ_Lib.dat in MASControl 2017
D17_EPr_Cordr_LF_Yr | Lighting | FRACTION | SmrDsn | 2014-01-01 | 2014-12-31 | Constant | 1 | [23 empty] | From eQ_Lib.dat in MASControl 2017
D17_EPr_Cordr_LF_Yr | Lighting | FRACTION | Hol | 2014-01-01 | 2014-12-31 | Constant | 0.05 | [23 empty] | From eQ_Lib.dat in MASControl 2017
D17_EPr_Din_CFL_Yr | Lighting | FRACTION | SmrDsn | 2014-01-01 | 2014-01-04 | Constant | 1 | [23 empty] | From eQ_Lib.dat in MASControl 2017
D17_EPr_Din_CFL_Yr | Lighting | FRACTION | WntrDsn | 2014-01-01 | 2014-01-04 | Constant | 0 | [23 empty] | From eQ_Lib.dat in MASControl 2017
D17_EPr_Din_CFL_Yr | Lighting | FRACTION | Default | 2014-01-01 | 2014-01-04 | Constant | 0.02 | [23 empty] | From eQ_Lib.dat in MASControl 2017
D17_EPr_Din_CFL_Yr | Lighting | FRACTION | Default¦Wkdy | 2014-01-05 | 2014-04-03 | Hourly | 0.05 | 0.05 | 0.05 | 0.05 | 0.05 | 0.05 | 0.05 | 0.05 | 0.05 | 0.05 | 1 | 1 | 1 | 1 | 1 | 0.05 | 0.05 | 0.05 | 0.05 | 0.05 | 0.05 | 0.05 | 0.05 | 0.05 | From eQ_Lib.dat in MASControl 2017
D17_EPr_Din_CFL_Yr | Lighting | FRACTION | Wknd | 2014-01-05 | 2014-04-03 | Hourly | 0.05 | 0.05 | 0.05 | 0.05 | 0.05 | 0.05 | 0.05 | 0.05 | 0.05 | 0.05 | 0.6 | 0.6 | 0.6 | 0.6 | 0.05 | 0.05 | 0.05 | 0.05 | 0.05 | 0.05 | 0.05 | 0.05 | 0.05 | 0.05 | From eQ_Lib.dat in MASControl 2017
D17_EPr_Din_CFL_Yr | Lighting | FRACTION | SmrDsn | 2014-04-04 | 2014-04-12 | Constant | 1 | [23 empty] | From eQ_Lib.dat in MASControl 2017
D17_EPr_Din_CFL_Yr | Lighting | FRACTION | WntrDsn | 2014-04-04 | 2014-04-12 | Constant | 0 | [23 empty] | From eQ_Lib.dat in MASControl 2017
D17_EPr_Din_CFL_Yr | Lighting | FRACTION | Default | 2014-04-04 | 2014-04-12 | Constant | 0.02 | [23 empty] | From eQ_Lib.dat in MASControl 2017
D17_EPr_Din_CFL_Yr | Lighting | FRACTION | Default¦Wkdy | 2014-04-13 | 2014-06-12 | Hourly | 0.05 | 0.05 | 0.05 | 0.05 | 0.05 | 0.05 | 0.05 | 0.05 | 0.05 | 0.05 | 1 | 1 | 1 | 1 | 1 | 0.05 | 0.05 | 0.05 | 0.05 | 0.05 | 0.05 | 0.05 | 0.05 | 0.05 | From eQ_Lib.dat in MASControl 2017
D17_EPr_Din_CFL_Yr | Lighting | FRACTION | Wknd | 2014-04-13 | 2014-06-12 | Hourly | 0.05 | 0.05 | 0.05 | 0.05 | 0.05 | 0.05 | 0.05 | 0.05 | 0.05 | 0.05 | 0.6 | 0.6 | 0.6 | 0.6 | 0.05 | 0.05 | 0.05 | 0.05 | 0.05 | 0.05 | 0.05 | 0.05 | 0.05 | 0.05 | From eQ_Lib.dat in MASControl 2017
D17_EPr_Din_CFL_Yr | Lighting | FRACTION | SmrDsn | 2014-06-13 | 2014-08-16 | Constant | 1 | [23 empty] | From eQ_Lib.dat in MASControl 2017
D17_EPr_Din_CFL_Yr | Lighting | FRACTION | WntrDsn | 2014-06-13 | 2014-08-16 | Constant | 0 | [23 empty] | From eQ_Lib.dat in MASControl 2017
D17_EPr_Din_CFL_Yr | Lighting | FRACTION | Default | 2014-06-13 | 2014-08-16 | Constant | 0.02 | [23 empty] | From eQ_Lib.dat in MASControl 2017
D17_EPr_Din_CFL_Yr | Lighting | FRACTION | Default¦Wkdy | 2014-08-17 | 2014-12-11 | Hourly | 0.05 | 0.05 | 0.05 | 0.05 | 0.05 | 0.05 | 0.05 | 0.05 | 0.05 | 0.05 | 1 | 1 | 1 | 1 | 1 | 0.05 | 0.05 | 0.05 | 0.05 | 0.05 | 0.05 | 0.05 | 0.05 | 0.05 | From eQ_Lib.dat in MASControl 2017
D17_EPr_Din_CFL_Yr | Lighting | FRACTION | Wknd | 2014-08-17 | 2014-12-11 | Hourly | 0.05 | 0.05 | 0.05 | 0.05 | 0.05 | 0.05 | 0.05 | 0.05 | 0.05 | 0.05 | 0.6 | 0.6 | 0.6 | 0.6 | 0.05 | 0.05 | 0.05 | 0.05 | 0.05 | 0.05 | 0.05 | 0.05 | 0.05 | 0.05 | From eQ_Lib.dat in MASControl 2017
D17_EPr_Din_CFL_Yr | Lighting | FRACTION | SmrDsn | 2014-12-12 | 2014-12-31 | Constant | 1 | [23 empty] | From eQ_Lib.dat in MASControl 2017
D17_EPr_Din_CFL_Yr | Lighting | FRACTION | WntrDsn | 2014-12-12 | 2014-12-31 | Constant | 0 | [23 empty] | From eQ_Lib.dat in MASControl 2017
D17_EPr_Din_CFL_Yr | Lighting | FRACTION | Default | 2014-12-12 | 2014-12-31 | Constant | 0.02 | [23 empty] | From eQ_Lib.dat in MASControl 2017
D17_EPr_Din_CFL_Yr | Lighting | FRACTION | WntrDsn | 2014-01-01 | 2014-12-31 | Constant | 0 | [23 empty] | From eQ_Lib.dat in MASControl 2017
D17_EPr_Din_CFL_Yr | Lighting | FRACTION | SmrDsn | 2014-01-01 | 2014-12-31 | Constant | 1 | [23 empty] | From eQ_Lib.dat in MASControl 2017
D17_EPr_Din_CFL_Yr | Lighting | FRACTION | Hol | 2014-01-01 | 2014-12-31 | Constant | 0.05 | [23 empty] | From eQ_Lib.dat in MASControl 2017
D17_EPr_Din_HB_Yr | Lighting | FRACTION | SmrDsn | 2014-01-01 | 2014-01-04 | Constant | 1 | [23 empty] | From eQ_Lib.dat in MASControl 2017
D17_EPr_Din_HB_Yr | Lighting | FRACTION | WntrDsn | 2014-01-01 | 2014-01-04 | Constant | 0 | [23 empty] | From eQ_Lib.dat in MASControl 2017
D17_EPr_Din_HB_Yr | Lighting | FRACTION | Default | 2014-01-01 | 2014-01-04 | Constant | 0.02 | [23 empty] | From eQ_Lib.dat in MASControl 2017
D17_EPr_Din_HB_Yr | Lighting | FRACTION | Default¦Wkdy | 2014-01-05 | 2014-04-03 | Hourly | 0.05 | 0.05 | 0.05 | 0.05 | 0.05 | 0.05 | 0.05 | 0.05 | 0.05 | 0.05 | 1 | 1 | 1 | 1 | 1 | 0.05 | 0.05 | 0.05 | 0.05 | 0.05 | 0.05 | 0.05 | 0.05 | 0.05 | From eQ_Lib.dat in MASControl 2017
D17_EPr_Din_HB_Yr | Lighting | FRACTION | Wknd | 2014-01-05 | 2014-04-03 | Hourly | 0.05 | 0.05 | 0.05 | 0.05 | 0.05 | 0.05 | 0.05 | 0.05 | 0.05 | 0.05 | 0.6 | 0.6 | 0.6 | 0.6 | 0.05 | 0.05 | 0.05 | 0.05 | 0.05 | 0.05 | 0.05 | 0.05 | 0.05 | 0.05 | From eQ_Lib.dat in MASControl 2017
D17_EPr_Din_HB_Yr | Lighting | FRACTION | SmrDsn | 2014-04-04 | 2014-04-12 | Constant | 1 | [23 empty] | From eQ_Lib.dat in MASControl 2017
D17_EPr_Din_HB_Yr | Lighting | FRACTION | WntrDsn | 2014-04-04 | 2014-04-12 | Constant | 0 | [23 empty] | From eQ_Lib.dat in MASControl 2017
D17_EPr_Din_HB_Yr | Lighting | FRACTION | Default | 2014-04-04 | 2014-04-12 | Constant | 0.02 | [23 empty] | From eQ_Lib.dat in MASControl 2017
D17_EPr_Din_HB_Yr | Lighting | FRACTION | Default¦Wkdy | 2014-04-13 | 2014-06-12 | Hourly | 0.05 | 0.05 | 0.05 | 0.05 | 0.05 | 0.05 | 0.05 | 0.05 | 0.05 | 0.05 | 1 | 1 | 1 | 1 | 1 | 0.05 | 0.05 | 0.05 | 0.05 | 0.05 | 0.05 | 0.05 | 0.05 | 0.05 | From eQ_Lib.dat in MASControl 2017
D17_EPr_Din_HB_Yr | Lighting | FRACTION | Wknd | 2014-04-13 | 2014-06-12 | Hourly | 0.05 | 0.05 | 0.05 | 0.05 | 0.05 | 0.05 | 0.05 | 0.05 | 0.05 | 0.05 | 0.6 | 0.6 | 0.6 | 0.6 | 0.05 | 0.05 | 0.05 | 0.05 | 0.05 | 0.05 | 0.05 | 0.05 | 0.05 | 0.05 | From eQ_Lib.dat in MASControl 2017
D17_EPr_Din_HB_Yr | Lighting | FRACTION | SmrDsn | 2014-06-13 | 2014-08-16 | Constant | 1 | [23 empty] | From eQ_Lib.dat in MASControl 2017
D17_EPr_Din_HB_Yr | Lighting | FRACTION | WntrDsn | 2014-06-13 | 2014-08-16 | Constant | 0 | [23 empty] | From eQ_Lib.dat in MASControl 2017
D17_EPr_Din_HB_Yr | Lighting | FRACTION | Default | 2014-06-13 | 2014-08-16 | Constant | 0.02 | [23 empty] | From eQ_Lib.dat in MASControl 2017
D17_EPr_Din_HB_Yr | Lighting | FRACTION | Default¦Wkdy | 2014-08-17 | 2014-12-11 | Hourly | 0.05 | 0.05 | 0.05 | 0.05 | 0.05 | 0.05 | 0.05 | 0.05 | 0.05 | 0.05 | 1 | 1 | 1 | 1 | 1 | 0.05 | 0.05 | 0.05 | 0.05 | 0.05 | 0.05 | 0.05 | 0.05 | 0.05 | From eQ_Lib.dat in MASControl 2017
D17_EPr_Din_HB_Yr | Lighting | FRACTION | Wknd | 2014-08-17 | 2014-12-11 | Hourly | 0.05 | 0.05 | 0.05 | 0.05 | 0.05 | 0.05 | 0.05 | 0.05 | 0.05 | 0.05 | 0.6 | 0.6 | 0.6 | 0.6 | 0.05 | 0.05 | 0.05 | 0.05 | 0.05 | 0.05 | 0.05 | 0.05 | 0.05 | 0.05 | From eQ_Lib.dat in MASControl 2017
D17_EPr_Din_HB_Yr | Lighting | FRACTION | SmrDsn | 2014-12-12 | 2014-12-31 | Constant | 1 | [23 empty] | From eQ_Lib.dat in MASControl 2017
D17_EPr_Din_HB_Yr | Lighting | FRACTION | WntrDsn | 2014-12-12 | 2014-12-31 | Constant | 0 | [23 empty] | From eQ_Lib.dat in MASControl 2017
D17_EPr_Din_HB_Yr | Lighting | FRACTION | Default | 2014-12-12 | 2014-12-31 | Constant | 0.02 | [23 empty] | From eQ_Lib.dat in MASControl 2017
D17_EPr_Din_HB_Yr | Lighting | FRACTION | WntrDsn | 2014-01-01 | 2014-12-31 | Constant | 0 | [23 empty] | From eQ_Lib.dat in MASControl 2017
D17_EPr_Din_HB_Yr | Lighting | FRACTION | SmrDsn | 2014-01-01 | 2014-12-31 | Constant | 1 | [23 empty] | From eQ_Lib.dat in MASControl 2017
D17_EPr_Din_HB_Yr | Lighting | FRACTION | Hol | 2014-01-01 | 2014-12-31 | Constant | 0.05 | [23 empty] | From eQ_Lib.dat in MASControl 2017
D17_EPr_Din_LF_Yr | Lighting | FRACTION | SmrDsn | 2014-01-01 | 2014-01-04 | Constant | 1 | [23 empty] | From eQ_Lib.dat in MASControl 2017
D17_EPr_Din_LF_Yr | Lighting | FRACTION | WntrDsn | 2014-01-01 | 2014-01-04 | Constant | 0 | [23 empty] | From eQ_Lib.dat in MASControl 2017
D17_EPr_Din_LF_Yr | Lighting | FRACTION | Default | 2014-01-01 | 2014-01-04 | Constant | 0.02 | [23 empty] | From eQ_Lib.dat in MASControl 2017
D17_EPr_Din_LF_Yr | Lighting | FRACTION | Default¦Wkdy | 2014-01-05 | 2014-04-03 | Hourly | 0.05 | 0.05 | 0.05 | 0.05 | 0.05 | 0.05 | 0.05 | 0.05 | 0.05 | 0.05 | 1 | 1 | 1 | 1 | 1 | 0.05 | 0.05 | 0.05 | 0.05 | 0.05 | 0.05 | 0.05 | 0.05 | 0.05 | From eQ_Lib.dat in MASControl 2017
D17_EPr_Din_LF_Yr | Lighting | FRACTION | Wknd | 2014-01-05 | 2014-04-03 | Hourly | 0.05 | 0.05 | 0.05 | 0.05 | 0.05 | 0.05 | 0.05 | 0.05 | 0.05 | 0.05 | 0.6 | 0.6 | 0.6 | 0.6 | 0.05 | 0.05 | 0.05 | 0.05 | 0.05 | 0.05 | 0.05 | 0.05 | 0.05 | 0.05 | From eQ_Lib.dat in MASControl 2017
D17_EPr_Din_LF_Yr | Lighting | FRACTION | SmrDsn | 2014-04-04 | 2014-04-12 | Constant | 1 | [23 empty] | From eQ_Lib.dat in MASControl 2017
D17_EPr_Din_LF_Yr | Lighting | FRACTION | WntrDsn | 2014-04-04 | 2014-04-12 | Constant | 0 | [23 empty] | From eQ_Lib.dat in MASControl 2017
D17_EPr_Din_LF_Yr | Lighting | FRACTION | Default | 2014-04-04 | 2014-04-12 | Constant | 0.02 | [23 empty] | From eQ_Lib.dat in MASControl 2017
D17_EPr_Din_LF_Yr | Lighting | FRACTION | Default¦Wkdy | 2014-04-13 | 2014-06-12 | Hourly | 0.05 | 0.05 | 0.05 | 0.05 | 0.05 | 0.05 | 0.05 | 0.05 | 0.05 | 0.05 | 1 | 1 | 1 | 1 | 1 | 0.05 | 0.05 | 0.05 | 0.05 | 0.05 | 0.05 | 0.05 | 0.05 | 0.05 | From eQ_Lib.dat in MASControl 2017
D17_EPr_Din_LF_Yr | Lighting | FRACTION | Wknd | 2014-04-13 | 2014-06-12 | Hourly | 0.05 | 0.05 | 0.05 | 0.05 | 0.05 | 0.05 | 0.05 | 0.05 | 0.05 | 0.05 | 0.6 | 0.6 | 0.6 | 0.6 | 0.05 | 0.05 | 0.05 | 0.05 | 0.05 | 0.05 | 0.05 | 0.05 | 0.05 | 0.05 | From eQ_Lib.dat in MASControl 2017
D17_EPr_Din_LF_Yr | Lighting | FRACTION | SmrDsn | 2014-06-13 | 2014-08-16 | Constant | 1 | [23 empty] | From eQ_Lib.dat in MASControl 2017
D17_EPr_Din_LF_Yr | Lighting | FRACTION | WntrDsn | 2014-06-13 | 2014-08-16 | Constant | 0 | [23 empty] | From eQ_Lib.dat in MASControl 2017
D17_EPr_Din_LF_Yr | Lighting | FRACTION | Default | 2014-06-13 | 2014-08-16 | Constant | 0.02 | [23 empty] | From eQ_Lib.dat in MASControl 2017
D17_EPr_Din_LF_Yr | Lighting | FRACTION | Default¦Wkdy | 2014-08-17 | 2014-12-11 | Hourly | 0.05 | 0.05 | 0.05 | 0.05 | 0.05 | 0.05 | 0.05 | 0.05 | 0.05 | 0.05 | 1 | 1 | 1 | 1 | 1 | 0.05 | 0.05 | 0.05 | 0.05 | 0.05 | 0.05 | 0.05 | 0.05 | 0.05 | From eQ_Lib.dat in MASControl 2017
D17_EPr_Din_LF_Yr | Lighting | FRACTION | Wknd | 2014-08-17 | 2014-12-11 | Hourly | 0.05 | 0.05 | 0.05 | 0.05 | 0.05 | 0.05 | 0.05 | 0.05 | 0.05 | 0.05 | 0.6 | 0.6 | 0.6 | 0.6 | 0.05 | 0.05 | 0.05 | 0.05 | 0.05 | 0.05 | 0.05 | 0.05 | 0.05 | 0.05 | From eQ_Lib.dat in MASControl 2017
D17_EPr_Din_LF_Yr | Lighting | FRACTION | SmrDsn | 2014-12-12 | 2014-12-31 | Constant | 1 | [23 empty] | From eQ_Lib.dat in MASControl 2017
D17_EPr_Din_LF_Yr | Lighting | FRACTION | WntrDsn | 2014-12-12 | 2014-12-31 | Constant | 0 | [23 empty] | From eQ_Lib.dat in MASControl 2017
D17_EPr_Din_LF_Yr | Lighting | FRACTION | Default | 2014-12-12 | 2014-12-31 | Constant | 0.02 | [23 empty] | From eQ_Lib.dat in MASControl 2017
D17_EPr_Din_LF_Yr | Lighting | FRACTION | WntrDsn | 2014-01-01 | 2014-12-31 | Constant | 0 | [23 empty] | From eQ_Lib.dat in MASControl 2017
D17_EPr_Din_LF_Yr | Lighting | FRACTION | SmrDsn | 2014-01-01 | 2014-12-31 | Constant | 1 | [23 empty] | From eQ_Lib.dat in MASControl 2017
D17_EPr_Din_LF_Yr | Lighting | FRACTION | Hol | 2014-01-01 | 2014-12-31 | Constant | 0.05 | [23 empty] | From eQ_Lib.dat in MASControl 2017
D17_EPr_Gym_CFL_Yr | Lighting | FRACTION | SmrDsn | 2014-01-01 | 2014-01-04 | Constant | 1 | [23 empty] | From eQ_Lib.dat in MASControl 2017
D17_EPr_Gym_CFL_Yr | Lighting | FRACTION | WntrDsn | 2014-01-01 | 2014-01-04 | Constant | 0 | [23 empty] | From eQ_Lib.dat in MASControl 2017
D17_EPr_Gym_CFL_Yr | Lighting | FRACTION | Default | 2014-01-01 | 2014-01-04 | Constant | 0.02 | [23 empty] | From eQ_Lib.dat in MASControl 2017
D17_EPr_Gym_CFL_Yr | Lighting | FRACTION | Default¦Wkdy | 2014-01-05 | 2014-04-03 | Hourly | 0.05 | 0.05 | 0.05 | 0.05 | 0.05 | 0.05 | 0.05 | 0.5964 | 0.9 | 0.9 | 0.9 | 0.9 | 0.7786 | 0.9 | 0.9 | 0.5964 | 0.5964 | 0.5964 | 0.05 | 0.05 | 0.05 | 0.05 | 0.05 | 0.05 | From eQ_Lib.dat in MASControl 2017
D17_EPr_Gym_CFL_Yr | Lighting | FRACTION | Wknd | 2014-01-05 | 2014-04-03 | Hourly | 0.05 | 0.05 | 0.05 | 0.05 | 0.05 | 0.05 | 0.05 | 0.1288 | 0.5 | 0.5 | 0.5 | 0.5 | 0.5 | 0.5 | 0.5 | 0.5 | 0.5 | 0.5 | 0.05 | 0.05 | 0.05 | 0.05 | 0.05 | 0.05 | From eQ_Lib.dat in MASControl 2017
D17_EPr_Gym_CFL_Yr | Lighting | FRACTION | SmrDsn | 2014-04-04 | 2014-04-12 | Constant | 1 | [23 empty] | From eQ_Lib.dat in MASControl 2017
D17_EPr_Gym_CFL_Yr | Lighting | FRACTION | WntrDsn | 2014-04-04 | 2014-04-12 | Constant | 0 | [23 empty] | From eQ_Lib.dat in MASControl 2017
D17_EPr_Gym_CFL_Yr | Lighting | FRACTION | Default | 2014-04-04 | 2014-04-12 | Constant | 0.02 | [23 empty] | From eQ_Lib.dat in MASControl 2017
D17_EPr_Gym_CFL_Yr | Lighting | FRACTION | Default¦Wkdy | 2014-04-13 | 2014-06-12 | Hourly | 0.05 | 0.05 | 0.05 | 0.05 | 0.05 | 0.05 | 0.05 | 0.5964 | 0.9 | 0.9 | 0.9 | 0.9 | 0.7786 | 0.9 | 0.9 | 0.5964 | 0.5964 | 0.5964 | 0.05 | 0.05 | 0.05 | 0.05 | 0.05 | 0.05 | From eQ_Lib.dat in MASControl 2017
D17_EPr_Gym_CFL_Yr | Lighting | FRACTION | Wknd | 2014-04-13 | 2014-06-12 | Hourly | 0.05 | 0.05 | 0.05 | 0.05 | 0.05 | 0.05 | 0.05 | 0.1288 | 0.5 | 0.5 | 0.5 | 0.5 | 0.5 | 0.5 | 0.5 | 0.5 | 0.5 | 0.5 | 0.05 | 0.05 | 0.05 | 0.05 | 0.05 | 0.05 | From eQ_Lib.dat in MASControl 2017
D17_EPr_Gym_CFL_Yr | Lighting | FRACTION | SmrDsn | 2014-06-13 | 2014-08-16 | Constant | 1 | [23 empty] | From eQ_Lib.dat in MASControl 2017
D17_EPr_Gym_CFL_Yr | Lighting | FRACTION | WntrDsn | 2014-06-13 | 2014-08-16 | Constant | 0 | [23 empty] | From eQ_Lib.dat in MASControl 2017
D17_EPr_Gym_CFL_Yr | Lighting | FRACTION | Default | 2014-06-13 | 2014-08-16 | Constant | 0.02 | [23 empty] | From eQ_Lib.dat in MASControl 2017
D17_EPr_Gym_CFL_Yr | Lighting | FRACTION | Default¦Wkdy | 2014-08-17 | 2014-12-11 | Hourly | 0.05 | 0.05 | 0.05 | 0.05 | 0.05 | 0.05 | 0.05 | 0.5964 | 0.9 | 0.9 | 0.9 | 0.9 | 0.7786 | 0.9 | 0.9 | 0.5964 | 0.5964 | 0.5964 | 0.05 | 0.05 | 0.05 | 0.05 | 0.05 | 0.05 | From eQ_Lib.dat in MASControl 2017
D17_EPr_Gym_CFL_Yr | Lighting | FRACTION | Wknd | 2014-08-17 | 2014-12-11 | Hourly | 0.05 | 0.05 | 0.05 | 0.05 | 0.05 | 0.05 | 0.05 | 0.1288 | 0.5 | 0.5 | 0.5 | 0.5 | 0.5 | 0.5 | 0.5 | 0.5 | 0.5 | 0.5 | 0.05 | 0.05 | 0.05 | 0.05 | 0.05 | 0.05 | From eQ_Lib.dat in MASControl 2017
D17_EPr_Gym_CFL_Yr | Lighting | FRACTION | SmrDsn | 2014-12-12 | 2014-12-31 | Constant | 1 | [23 empty] | From eQ_Lib.dat in MASControl 2017
D17_EPr_Gym_CFL_Yr | Lighting | FRACTION | WntrDsn | 2014-12-12 | 2014-12-31 | Constant | 0 | [23 empty] | From eQ_Lib.dat in MASControl 2017
D17_EPr_Gym_CFL_Yr | Lighting | FRACTION | Default | 2014-12-12 | 2014-12-31 | Constant | 0.02 | [23 empty] | From eQ_Lib.dat in MASControl 2017
D17_EPr_Gym_CFL_Yr | Lighting | FRACTION | WntrDsn | 2014-01-01 | 2014-12-31 | Constant | 0 | [23 empty] | From eQ_Lib.dat in MASControl 2017
D17_EPr_Gym_CFL_Yr | Lighting | FRACTION | SmrDsn | 2014-01-01 | 2014-12-31 | Constant | 1 | [23 empty] | From eQ_Lib.dat in MASControl 2017
D17_EPr_Gym_CFL_Yr | Lighting | FRACTION | Hol | 2014-01-01 | 2014-12-31 | Constant | 0.05 | [23 empty] | From eQ_Lib.dat in MASControl 2017
D17_EPr_Gym_HB_Yr | Lighting | FRACTION | SmrDsn | 2014-01-01 | 2014-01-04 | Constant | 1 | [23 empty] | From eQ_Lib.dat in MASControl 2017
D17_EPr_Gym_HB_Yr | Lighting | FRACTION | WntrDsn | 2014-01-01 | 2014-01-04 | Constant | 0 | [23 empty] | From eQ_Lib.dat in MASControl 2017
D17_EPr_Gym_HB_Yr | Lighting | FRACTION | Default | 2014-01-01 | 2014-01-04 | Constant | 0.02 | [23 empty] | From eQ_Lib.dat in MASControl 2017
D17_EPr_Gym_HB_Yr | Lighting | FRACTION | Default¦Wkdy | 2014-01-05 | 2014-04-03 | Hourly | 0.05 | 0.05 | 0.05 | 0.05 | 0.05 | 0.05 | 0.05 | 0.5964 | 0.9 | 0.9 | 0.9 | 0.9 | 0.7786 | 0.9 | 0.9 | 0.5964 | 0.5964 | 0.5964 | 0.05 | 0.05 | 0.05 | 0.05 | 0.05 | 0.05 | From eQ_Lib.dat in MASControl 2017
D17_EPr_Gym_HB_Yr | Lighting | FRACTION | Wknd | 2014-01-05 | 2014-04-03 | Hourly | 0.05 | 0.05 | 0.05 | 0.05 | 0.05 | 0.05 | 0.05 | 0.1288 | 0.5 | 0.5 | 0.5 | 0.5 | 0.5 | 0.5 | 0.5 | 0.5 | 0.5 | 0.5 | 0.05 | 0.05 | 0.05 | 0.05 | 0.05 | 0.05 | From eQ_Lib.dat in MASControl 2017
D17_EPr_Gym_HB_Yr | Lighting | FRACTION | SmrDsn | 2014-04-04 | 2014-04-12 | Constant | 1 | [23 empty] | From eQ_Lib.dat in MASControl 2017
D17_EPr_Gym_HB_Yr | Lighting | FRACTION | WntrDsn | 2014-04-04 | 2014-04-12 | Constant | 0 | [23 empty] | From eQ_Lib.dat in MASControl 2017
D17_EPr_Gym_HB_Yr | Lighting | FRACTION | Default | 2014-04-04 | 2014-04-12 | Constant | 0.02 | [23 empty] | From eQ_Lib.dat in MASControl 2017
D17_EPr_Gym_HB_Yr | Lighting | FRACTION | Default¦Wkdy | 2014-04-13 | 2014-06-12 | Hourly | 0.05 | 0.05 | 0.05 | 0.05 | 0.05 | 0.05 | 0.05 | 0.5964 | 0.9 | 0.9 | 0.9 | 0.9 | 0.7786 | 0.9 | 0.9 | 0.5964 | 0.5964 | 0.5964 | 0.05 | 0.05 | 0.05 | 0.05 | 0.05 | 0.05 | From eQ_Lib.dat in MASControl 2017
D17_EPr_Gym_HB_Yr | Lighting | FRACTION | Wknd | 2014-04-13 | 2014-06-12 | Hourly | 0.05 | 0.05 | 0.05 | 0.05 | 0.05 | 0.05 | 0.05 | 0.1288 | 0.5 | 0.5 | 0.5 | 0.5 | 0.5 | 0.5 | 0.5 | 0.5 | 0.5 | 0.5 | 0.05 | 0.05 | 0.05 | 0.05 | 0.05 | 0.05 | From eQ_Lib.dat in MASControl 2017
D17_EPr_Gym_HB_Yr | Lighting | FRACTION | SmrDsn | 2014-06-13 | 2014-08-16 | Constant | 1 | [23 empty] | From eQ_Lib.dat in MASControl 2017
D17_EPr_Gym_HB_Yr | Lighting | FRACTION | WntrDsn | 2014-06-13 | 2014-08-16 | Constant | 0 | [23 empty] | From eQ_Lib.dat in MASControl 2017
D17_EPr_Gym_HB_Yr | Lighting | FRACTION | Default | 2014-06-13 | 2014-08-16 | Constant | 0.02 | [23 empty] | From eQ_Lib.dat in MASControl 2017
D17_EPr_Gym_HB_Yr | Lighting | FRACTION | Default¦Wkdy | 2014-08-17 | 2014-12-11 | Hourly | 0.05 | 0.05 | 0.05 | 0.05 | 0.05 | 0.05 | 0.05 | 0.5964 | 0.9 | 0.9 | 0.9 | 0.9 | 0.7786 | 0.9 | 0.9 | 0.5964 | 0.5964 | 0.5964 | 0.05 | 0.05 | 0.05 | 0.05 | 0.05 | 0.05 | From eQ_Lib.dat in MASControl 2017
D17_EPr_Gym_HB_Yr | Lighting | FRACTION | Wknd | 2014-08-17 | 2014-12-11 | Hourly | 0.05 | 0.05 | 0.05 | 0.05 | 0.05 | 0.05 | 0.05 | 0.1288 | 0.5 | 0.5 | 0.5 | 0.5 | 0.5 | 0.5 | 0.5 | 0.5 | 0.5 | 0.5 | 0.05 | 0.05 | 0.05 | 0.05 | 0.05 | 0.05 | From eQ_Lib.dat in MASControl 2017
D17_EPr_Gym_HB_Yr | Lighting | FRACTION | SmrDsn | 2014-12-12 | 2014-12-31 | Constant | 1 | [23 empty] | From eQ_Lib.dat in MASControl 2017
D17_EPr_Gym_HB_Yr | Lighting | FRACTION | WntrDsn | 2014-12-12 | 2014-12-31 | Constant | 0 | [23 empty] | From eQ_Lib.dat in MASControl 2017
D17_EPr_Gym_HB_Yr | Lighting | FRACTION | Default | 2014-12-12 | 2014-12-31 | Constant | 0.02 | [23 empty] | From eQ_Lib.dat in MASControl 2017
D17_EPr_Gym_HB_Yr | Lighting | FRACTION | WntrDsn | 2014-01-01 | 2014-12-31 | Constant | 0 | [23 empty] | From eQ_Lib.dat in MASControl 2017
D17_EPr_Gym_HB_Yr | Lighting | FRACTION | SmrDsn | 2014-01-01 | 2014-12-31 | Constant | 1 | [23 empty] | From eQ_Lib.dat in MASControl 2017
D17_EPr_Gym_HB_Yr | Lighting | FRACTION | Hol | 2014-01-01 | 2014-12-31 | Constant | 0.05 | [23 empty] | From eQ_Lib.dat in MASControl 2017
D17_EPr_Gym_LF_Yr | Lighting | FRACTION | SmrDsn | 2014-01-01 | 2014-01-04 | Constant | 1 | [23 empty] | From eQ_Lib.dat in MASControl 2017
D17_EPr_Gym_LF_Yr | Lighting | FRACTION | WntrDsn | 2014-01-01 | 2014-01-04 | Constant | 0 | [23 empty] | From eQ_Lib.dat in MASControl 2017
D17_EPr_Gym_LF_Yr | Lighting | FRACTION | Default | 2014-01-01 | 2014-01-04 | Constant | 0.02 | [23 empty] | From eQ_Lib.dat in MASControl 2017
D17_EPr_Gym_LF_Yr | Lighting | FRACTION | Default¦Wkdy | 2014-01-05 | 2014-04-03 | Hourly | 0.05 | 0.05 | 0.05 | 0.05 | 0.05 | 0.05 | 0.05 | 0.5964 | 0.9 | 0.9 | 0.9 | 0.9 | 0.7786 | 0.9 | 0.9 | 0.5964 | 0.5964 | 0.5964 | 0.05 | 0.05 | 0.05 | 0.05 | 0.05 | 0.05 | From eQ_Lib.dat in MASControl 2017
D17_EPr_Gym_LF_Yr | Lighting | FRACTION | Wknd | 2014-01-05 | 2014-04-03 | Hourly | 0.05 | 0.05 | 0.05 | 0.05 | 0.05 | 0.05 | 0.05 | 0.1288 | 0.5 | 0.5 | 0.5 | 0.5 | 0.5 | 0.5 | 0.5 | 0.5 | 0.5 | 0.5 | 0.05 | 0.05 | 0.05 | 0.05 | 0.05 | 0.05 | From eQ_Lib.dat in MASControl 2017
D17_EPr_Gym_LF_Yr | Lighting | FRACTION | SmrDsn | 2014-04-04 | 2014-04-12 | Constant | 1 | [23 empty] | From eQ_Lib.dat in MASControl 2017
D17_EPr_Gym_LF_Yr | Lighting | FRACTION | WntrDsn | 2014-04-04 | 2014-04-12 | Constant | 0 | [23 empty] | From eQ_Lib.dat in MASControl 2017
D17_EPr_Gym_LF_Yr | Lighting | FRACTION | Default | 2014-04-04 | 2014-04-12 | Constant | 0.02 | [23 empty] | From eQ_Lib.dat in MASControl 2017
D17_EPr_Gym_LF_Yr | Lighting | FRACTION | Default¦Wkdy | 2014-04-13 | 2014-06-12 | Hourly | 0.05 | 0.05 | 0.05 | 0.05 | 0.05 | 0.05 | 0.05 | 0.5964 | 0.9 | 0.9 | 0.9 | 0.9 | 0.7786 | 0.9 | 0.9 | 0.5964 | 0.5964 | 0.5964 | 0.05 | 0.05 | 0.05 | 0.05 | 0.05 | 0.05 | From eQ_Lib.dat in MASControl 2017
D17_EPr_Gym_LF_Yr | Lighting | FRACTION | Wknd | 2014-04-13 | 2014-06-12 | Hourly | 0.05 | 0.05 | 0.05 | 0.05 | 0.05 | 0.05 | 0.05 | 0.1288 | 0.5 | 0.5 | 0.5 | 0.5 | 0.5 | 0.5 | 0.5 | 0.5 | 0.5 | 0.5 | 0.05 | 0.05 | 0.05 | 0.05 | 0.05 | 0.05 | From eQ_Lib.dat in MASControl 2017
D17_EPr_Gym_LF_Yr | Lighting | FRACTION | SmrDsn | 2014-06-13 | 2014-08-16 | Constant | 1 | [23 empty] | From eQ_Lib.dat in MASControl 2017
D17_EPr_Gym_LF_Yr | Lighting | FRACTION | WntrDsn | 2014-06-13 | 2014-08-16 | Constant | 0 | [23 empty] | From eQ_Lib.dat in MASControl 2017
D17_EPr_Gym_LF_Yr | Lighting | FRACTION | Default | 2014-06-13 | 2014-08-16 | Constant | 0.02 | [23 empty] | From eQ_Lib.dat in MASControl 2017
D17_EPr_Gym_LF_Yr | Lighting | FRACTION | Default¦Wkdy | 2014-08-17 | 2014-12-11 | Hourly | 0.05 | 0.05 | 0.05 | 0.05 | 0.05 | 0.05 | 0.05 | 0.5964 | 0.9 | 0.9 | 0.9 | 0.9 | 0.7786 | 0.9 | 0.9 | 0.5964 | 0.5964 | 0.5964 | 0.05 | 0.05 | 0.05 | 0.05 | 0.05 | 0.05 | From eQ_Lib.dat in MASControl 2017
D17_EPr_Gym_LF_Yr | Lighting | FRACTION | Wknd | 2014-08-17 | 2014-12-11 | Hourly | 0.05 | 0.05 | 0.05 | 0.05 | 0.05 | 0.05 | 0.05 | 0.1288 | 0.5 | 0.5 | 0.5 | 0.5 | 0.5 | 0.5 | 0.5 | 0.5 | 0.5 | 0.5 | 0.05 | 0.05 | 0.05 | 0.05 | 0.05 | 0.05 | From eQ_Lib.dat in MASControl 2017
D17_EPr_Gym_LF_Yr | Lighting | FRACTION | SmrDsn | 2014-12-12 | 2014-12-31 | Constant | 1 | [23 empty] | From eQ_Lib.dat in MASControl 2017
D17_EPr_Gym_LF_Yr | Lighting | FRACTION | WntrDsn | 2014-12-12 | 2014-12-31 | Constant | 0 | [23 empty] | From eQ_Lib.dat in MASControl 2017
D17_EPr_Gym_LF_Yr | Lighting | FRACTION | Default | 2014-12-12 | 2014-12-31 | Constant | 0.02 | [23 empty] | From eQ_Lib.dat in MASControl 2017
D17_EPr_Gym_LF_Yr | Lighting | FRACTION | WntrDsn | 2014-01-01 | 2014-12-31 | Constant | 0 | [23 empty] | From eQ_Lib.dat in MASControl 2017
D17_EPr_Gym_LF_Yr | Lighting | FRACTION | SmrDsn | 2014-01-01 | 2014-12-31 | Constant | 1 | [23 empty] | From eQ_Lib.dat in MASControl 2017
D17_EPr_Gym_LF_Yr | Lighting | FRACTION | Hol | 2014-01-01 | 2014-12-31 | Constant | 0.05 | [23 empty] | From eQ_Lib.dat in MASControl 2017
D17_EPr_Ktchn_CFL_Yr | Lighting | FRACTION | SmrDsn | 2014-01-01 | 2014-01-04 | Constant | 1 | [23 empty] | From eQ_Lib.dat in MASControl 2017
D17_EPr_Ktchn_CFL_Yr | Lighting | FRACTION | WntrDsn | 2014-01-01 | 2014-01-04 | Constant | 0 | [23 empty] | From eQ_Lib.dat in MASControl 2017
D17_EPr_Ktchn_CFL_Yr | Lighting | FRACTION | Default | 2014-01-01 | 2014-01-04 | Constant | 0.02 | [23 empty] | From eQ_Lib.dat in MASControl 2017
D17_EPr_Ktchn_CFL_Yr | Lighting | FRACTION | Default¦Wkdy | 2014-01-05 | 2014-04-03 | Hourly | 0.05 | 0.05 | 0.05 | 0.05 | 0.05 | 0.05 | 0.05 | 0.05 | 0.75 | 1 | 1 | 1 | 1 | 1 | 1 | 0.05 | 0.05 | 0.05 | 0.05 | 0.05 | 0.05 | 0.05 | 0.05 | 0.05 | From eQ_Lib.dat in MASControl 2017
D17_EPr_Ktchn_CFL_Yr | Lighting | FRACTION | Wknd | 2014-01-05 | 2014-04-03 | Hourly | 0.05 | 0.05 | 0.05 | 0.05 | 0.05 | 0.05 | 0.05 | 0.05 | 0.05 | 0.3556 | 0.6 | 0.6 | 0.6 | 0.6 | 0.05 | 0.05 | 0.05 | 0.05 | 0.05 | 0.05 | 0.05 | 0.05 | 0.05 | 0.05 | From eQ_Lib.dat in MASControl 2017
D17_EPr_Ktchn_CFL_Yr | Lighting | FRACTION | SmrDsn | 2014-04-04 | 2014-04-12 | Constant | 1 | [23 empty] | From eQ_Lib.dat in MASControl 2017
D17_EPr_Ktchn_CFL_Yr | Lighting | FRACTION | WntrDsn | 2014-04-04 | 2014-04-12 | Constant | 0 | [23 empty] | From eQ_Lib.dat in MASControl 2017
D17_EPr_Ktchn_CFL_Yr | Lighting | FRACTION | Default | 2014-04-04 | 2014-04-12 | Constant | 0.02 | [23 empty] | From eQ_Lib.dat in MASControl 2017
D17_EPr_Ktchn_CFL_Yr | Lighting | FRACTION | Default¦Wkdy | 2014-04-13 | 2014-06-12 | Hourly | 0.05 | 0.05 | 0.05 | 0.05 | 0.05 | 0.05 | 0.05 | 0.05 | 0.75 | 1 | 1 | 1 | 1 | 1 | 1 | 0.05 | 0.05 | 0.05 | 0.05 | 0.05 | 0.05 | 0.05 | 0.05 | 0.05 | From eQ_Lib.dat in MASControl 2017
D17_EPr_Ktchn_CFL_Yr | Lighting | FRACTION | Wknd | 2014-04-13 | 2014-06-12 | Hourly | 0.05 | 0.05 | 0.05 | 0.05 | 0.05 | 0.05 | 0.05 | 0.05 | 0.05 | 0.3556 | 0.6 | 0.6 | 0.6 | 0.6 | 0.05 | 0.05 | 0.05 | 0.05 | 0.05 | 0.05 | 0.05 | 0.05 | 0.05 | 0.05 | From eQ_Lib.dat in MASControl 2017
D17_EPr_Ktchn_CFL_Yr | Lighting | FRACTION | SmrDsn | 2014-06-13 | 2014-08-16 | Constant | 1 | [23 empty] | From eQ_Lib.dat in MASControl 2017
D17_EPr_Ktchn_CFL_Yr | Lighting | FRACTION | WntrDsn | 2014-06-13 | 2014-08-16 | Constant | 0 | [23 empty] | From eQ_Lib.dat in MASControl 2017
D17_EPr_Ktchn_CFL_Yr | Lighting | FRACTION | Default | 2014-06-13 | 2014-08-16 | Constant | 0.02 | [23 empty] | From eQ_Lib.dat in MASControl 2017
D17_EPr_Ktchn_CFL_Yr | Lighting | FRACTION | Default¦Wkdy | 2014-08-17 | 2014-12-11 | Hourly | 0.05 | 0.05 | 0.05 | 0.05 | 0.05 | 0.05 | 0.05 | 0.05 | 0.75 | 1 | 1 | 1 | 1 | 1 | 1 | 0.05 | 0.05 | 0.05 | 0.05 | 0.05 | 0.05 | 0.05 | 0.05 | 0.05 | From eQ_Lib.dat in MASControl 2017
D17_EPr_Ktchn_CFL_Yr | Lighting | FRACTION | Wknd | 2014-08-17 | 2014-12-11 | Hourly | 0.05 | 0.05 | 0.05 | 0.05 | 0.05 | 0.05 | 0.05 | 0.05 | 0.05 | 0.3556 | 0.6 | 0.6 | 0.6 | 0.6 | 0.05 | 0.05 | 0.05 | 0.05 | 0.05 | 0.05 | 0.05 | 0.05 | 0.05 | 0.05 | From eQ_Lib.dat in MASControl 2017
D17_EPr_Ktchn_CFL_Yr | Lighting | FRACTION | SmrDsn | 2014-12-12 | 2014-12-31 | Constant | 1 | [23 empty] | From eQ_Lib.dat in MASControl 2017
D17_EPr_Ktchn_CFL_Yr | Lighting | FRACTION | WntrDsn | 2014-12-12 | 2014-12-31 | Constant | 0 | [23 empty] | From eQ_Lib.dat in MASControl 2017
D17_EPr_Ktchn_CFL_Yr | Lighting | FRACTION | Default | 2014-12-12 | 2014-12-31 | Constant | 0.02 | [23 empty] | From eQ_Lib.dat in MASControl 2017
D17_EPr_Ktchn_CFL_Yr | Lighting | FRACTION | WntrDsn | 2014-01-01 | 2014-12-31 | Constant | 0 | [23 empty] | From eQ_Lib.dat in MASControl 2017
D17_EPr_Ktchn_CFL_Yr | Lighting | FRACTION | SmrDsn | 2014-01-01 | 2014-12-31 | Constant | 1 | [23 empty] | From eQ_Lib.dat in MASControl 2017
D17_EPr_Ktchn_CFL_Yr | Lighting | FRACTION | Hol | 2014-01-01 | 2014-12-31 | Constant | 0.05 | [23 empty] | From eQ_Lib.dat in MASControl 2017
D17_EPr_Ktchn_LF_Yr | Lighting | FRACTION | SmrDsn | 2014-01-01 | 2014-01-04 | Constant | 1 | [23 empty] | From eQ_Lib.dat in MASControl 2017
D17_EPr_Ktchn_LF_Yr | Lighting | FRACTION | WntrDsn | 2014-01-01 | 2014-01-04 | Constant | 0 | [23 empty] | From eQ_Lib.dat in MASControl 2017
D17_EPr_Ktchn_LF_Yr | Lighting | FRACTION | Default | 2014-01-01 | 2014-01-04 | Constant | 0.02 | [23 empty] | From eQ_Lib.dat in MASControl 2017
D17_EPr_Ktchn_LF_Yr | Lighting | FRACTION | Default¦Wkdy | 2014-01-05 | 2014-04-03 | Hourly | 0.05 | 0.05 | 0.05 | 0.05 | 0.05 | 0.05 | 0.05 | 0.05 | 0.75 | 1 | 1 | 1 | 1 | 1 | 1 | 0.05 | 0.05 | 0.05 | 0.05 | 0.05 | 0.05 | 0.05 | 0.05 | 0.05 | From eQ_Lib.dat in MASControl 2017
D17_EPr_Ktchn_LF_Yr | Lighting | FRACTION | Wknd | 2014-01-05 | 2014-04-03 | Hourly | 0.05 | 0.05 | 0.05 | 0.05 | 0.05 | 0.05 | 0.05 | 0.05 | 0.05 | 0.3556 | 0.6 | 0.6 | 0.6 | 0.6 | 0.05 | 0.05 | 0.05 | 0.05 | 0.05 | 0.05 | 0.05 | 0.05 | 0.05 | 0.05 | From eQ_Lib.dat in MASControl 2017
D17_EPr_Ktchn_LF_Yr | Lighting | FRACTION | SmrDsn | 2014-04-04 | 2014-04-12 | Constant | 1 | [23 empty] | From eQ_Lib.dat in MASControl 2017
D17_EPr_Ktchn_LF_Yr | Lighting | FRACTION | WntrDsn | 2014-04-04 | 2014-04-12 | Constant | 0 | [23 empty] | From eQ_Lib.dat in MASControl 2017
D17_EPr_Ktchn_LF_Yr | Lighting | FRACTION | Default | 2014-04-04 | 2014-04-12 | Constant | 0.02 | [23 empty] | From eQ_Lib.dat in MASControl 2017
D17_EPr_Ktchn_LF_Yr | Lighting | FRACTION | Default¦Wkdy | 2014-04-13 | 2014-06-12 | Hourly | 0.05 | 0.05 | 0.05 | 0.05 | 0.05 | 0.05 | 0.05 | 0.05 | 0.75 | 1 | 1 | 1 | 1 | 1 | 1 | 0.05 | 0.05 | 0.05 | 0.05 | 0.05 | 0.05 | 0.05 | 0.05 | 0.05 | From eQ_Lib.dat in MASControl 2017
D17_EPr_Ktchn_LF_Yr | Lighting | FRACTION | Wknd | 2014-04-13 | 2014-06-12 | Hourly | 0.05 | 0.05 | 0.05 | 0.05 | 0.05 | 0.05 | 0.05 | 0.05 | 0.05 | 0.3556 | 0.6 | 0.6 | 0.6 | 0.6 | 0.05 | 0.05 | 0.05 | 0.05 | 0.05 | 0.05 | 0.05 | 0.05 | 0.05 | 0.05 | From eQ_Lib.dat in MASControl 2017
D17_EPr_Ktchn_LF_Yr | Lighting | FRACTION | SmrDsn | 2014-06-13 | 2014-08-16 | Constant | 1 | [23 empty] | From eQ_Lib.dat in MASControl 2017
D17_EPr_Ktchn_LF_Yr | Lighting | FRACTION | WntrDsn | 2014-06-13 | 2014-08-16 | Constant | 0 | [23 empty] | From eQ_Lib.dat in MASControl 2017
D17_EPr_Ktchn_LF_Yr | Lighting | FRACTION | Default | 2014-06-13 | 2014-08-16 | Constant | 0.02 | [23 empty] | From eQ_Lib.dat in MASControl 2017
D17_EPr_Ktchn_LF_Yr | Lighting | FRACTION | Default¦Wkdy | 2014-08-17 | 2014-12-11 | Hourly | 0.05 | 0.05 | 0.05 | 0.05 | 0.05 | 0.05 | 0.05 | 0.05 | 0.75 | 1 | 1 | 1 | 1 | 1 | 1 | 0.05 | 0.05 | 0.05 | 0.05 | 0.05 | 0.05 | 0.05 | 0.05 | 0.05 | From eQ_Lib.dat in MASControl 2017
D17_EPr_Ktchn_LF_Yr | Lighting | FRACTION | Wknd | 2014-08-17 | 2014-12-11 | Hourly | 0.05 | 0.05 | 0.05 | 0.05 | 0.05 | 0.05 | 0.05 | 0.05 | 0.05 | 0.3556 | 0.6 | 0.6 | 0.6 | 0.6 | 0.05 | 0.05 | 0.05 | 0.05 | 0.05 | 0.05 | 0.05 | 0.05 | 0.05 | 0.05 | From eQ_Lib.dat in MASControl 2017
D17_EPr_Ktchn_LF_Yr | Lighting | FRACTION | SmrDsn | 2014-12-12 | 2014-12-31 | Constant | 1 | [23 empty] | From eQ_Lib.dat in MASControl 2017
D17_EPr_Ktchn_LF_Yr | Lighting | FRACTION | WntrDsn | 2014-12-12 | 2014-12-31 | Constant | 0 | [23 empty] | From eQ_Lib.dat in MASControl 2017
D17_EPr_Ktchn_LF_Yr | Lighting | FRACTION | Default | 2014-12-12 | 2014-12-31 | Constant | 0.02 | [23 empty] | From eQ_Lib.dat in MASControl 2017
D17_EPr_Ktchn_LF_Yr | Lighting | FRACTION | WntrDsn | 2014-01-01 | 2014-12-31 | Constant | 0 | [23 empty] | From eQ_Lib.dat in MASControl 2017
D17_EPr_Ktchn_LF_Yr | Lighting | FRACTION | SmrDsn | 2014-01-01 | 2014-12-31 | Constant | 1 | [23 empty] | From eQ_Lib.dat in MASControl 2017
D17_EPr_Ktchn_LF_Yr | Lighting | FRACTION | Hol | 2014-01-01 | 2014-12-31 | Constant | 0.05 | [23 empty] | From eQ_Lib.dat in MASControl 2017
D17_EPr_LibRdg_CFL_Yr | Lighting | FRACTION | SmrDsn | 2014-01-01 | 2014-01-04 | Constant | 1 | [23 empty] | From eQ_Lib.dat in MASControl 2017
D17_EPr_LibRdg_CFL_Yr | Lighting | FRACTION | WntrDsn | 2014-01-01 | 2014-01-04 | Constant | 0 | [23 empty] | From eQ_Lib.dat in MASControl 2017
D17_EPr_LibRdg_CFL_Yr | Lighting | FRACTION | Default | 2014-01-01 | 2014-01-04 | Constant | 0.02 | [23 empty] | From eQ_Lib.dat in MASControl 2017
D17_EPr_LibRdg_CFL_Yr | Lighting | FRACTION | Default¦Wkdy | 2014-01-05 | 2014-04-03 | Hourly | 0.05 | 0.05 | 0.05 | 0.05 | 0.05 | 0.6 | 0.6 | 0.6 | 0.6 | 1 | 1 | 1 | 1 | 1 | 1 | 0.55 | 0.55 | 0.55 | 0.55 | 0.35 | 0.1 | 0.1 | 0.1 | 0.1 | From eQ_Lib.dat in MASControl 2017
D17_EPr_LibRdg_CFL_Yr | Lighting | FRACTION | Wknd | 2014-01-05 | 2014-04-03 | Hourly | 0.05 | 0.05 | 0.05 | 0.05 | 0.05 | 0.05 | 0.05 | 0.4 | 0.4 | 0.4 | 0.4 | 0.4 | 0.4 | 0.4 | 0.4 | 0.4 | 0.05 | 0.05 | 0.05 | 0.05 | 0.05 | 0.05 | 0.05 | 0.05 | From eQ_Lib.dat in MASControl 2017
D17_EPr_LibRdg_CFL_Yr | Lighting | FRACTION | SmrDsn | 2014-04-04 | 2014-04-12 | Constant | 1 | [23 empty] | From eQ_Lib.dat in MASControl 2017
D17_EPr_LibRdg_CFL_Yr | Lighting | FRACTION | WntrDsn | 2014-04-04 | 2014-04-12 | Constant | 0 | [23 empty] | From eQ_Lib.dat in MASControl 2017
D17_EPr_LibRdg_CFL_Yr | Lighting | FRACTION | Default | 2014-04-04 | 2014-04-12 | Constant | 0.02 | [23 empty] | From eQ_Lib.dat in MASControl 2017
D17_EPr_LibRdg_CFL_Yr | Lighting | FRACTION | Default¦Wkdy | 2014-04-13 | 2014-06-12 | Hourly | 0.05 | 0.05 | 0.05 | 0.05 | 0.05 | 0.6 | 0.6 | 0.6 | 0.6 | 1 | 1 | 1 | 1 | 1 | 1 | 0.55 | 0.55 | 0.55 | 0.55 | 0.35 | 0.1 | 0.1 | 0.1 | 0.1 | From eQ_Lib.dat in MASControl 2017
D17_EPr_LibRdg_CFL_Yr | Lighting | FRACTION | Wknd | 2014-04-13 | 2014-06-12 | Hourly | 0.05 | 0.05 | 0.05 | 0.05 | 0.05 | 0.05 | 0.05 | 0.4 | 0.4 | 0.4 | 0.4 | 0.4 | 0.4 | 0.4 | 0.4 | 0.4 | 0.05 | 0.05 | 0.05 | 0.05 | 0.05 | 0.05 | 0.05 | 0.05 | From eQ_Lib.dat in MASControl 2017
D17_EPr_LibRdg_CFL_Yr | Lighting | FRACTION | SmrDsn | 2014-06-13 | 2014-08-16 | Constant | 1 | [23 empty] | From eQ_Lib.dat in MASControl 2017
D17_EPr_LibRdg_CFL_Yr | Lighting | FRACTION | WntrDsn | 2014-06-13 | 2014-08-16 | Constant | 0 | [23 empty] | From eQ_Lib.dat in MASControl 2017
D17_EPr_LibRdg_CFL_Yr | Lighting | FRACTION | Default | 2014-06-13 | 2014-08-16 | Constant | 0.02 | [23 empty] | From eQ_Lib.dat in MASControl 2017
D17_EPr_LibRdg_CFL_Yr | Lighting | FRACTION | Default¦Wkdy | 2014-08-17 | 2014-12-11 | Hourly | 0.05 | 0.05 | 0.05 | 0.05 | 0.05 | 0.6 | 0.6 | 0.6 | 0.6 | 1 | 1 | 1 | 1 | 1 | 1 | 0.55 | 0.55 | 0.55 | 0.55 | 0.35 | 0.1 | 0.1 | 0.1 | 0.1 | From eQ_Lib.dat in MASControl 2017
D17_EPr_LibRdg_CFL_Yr | Lighting | FRACTION | Wknd | 2014-08-17 | 2014-12-11 | Hourly | 0.05 | 0.05 | 0.05 | 0.05 | 0.05 | 0.05 | 0.05 | 0.4 | 0.4 | 0.4 | 0.4 | 0.4 | 0.4 | 0.4 | 0.4 | 0.4 | 0.05 | 0.05 | 0.05 | 0.05 | 0.05 | 0.05 | 0.05 | 0.05 | From eQ_Lib.dat in MASControl 2017
D17_EPr_LibRdg_CFL_Yr | Lighting | FRACTION | SmrDsn | 2014-12-12 | 2014-12-31 | Constant | 1 | [23 empty] | From eQ_Lib.dat in MASControl 2017
D17_EPr_LibRdg_CFL_Yr | Lighting | FRACTION | WntrDsn | 2014-12-12 | 2014-12-31 | Constant | 0 | [23 empty] | From eQ_Lib.dat in MASControl 2017
D17_EPr_LibRdg_CFL_Yr | Lighting | FRACTION | Default | 2014-12-12 | 2014-12-31 | Constant | 0.02 | [23 empty] | From eQ_Lib.dat in MASControl 2017
D17_EPr_LibRdg_CFL_Yr | Lighting | FRACTION | WntrDsn | 2014-01-01 | 2014-12-31 | Constant | 0 | [23 empty] | From eQ_Lib.dat in MASControl 2017
D17_EPr_LibRdg_CFL_Yr | Lighting | FRACTION | SmrDsn | 2014-01-01 | 2014-12-31 | Constant | 1 | [23 empty] | From eQ_Lib.dat in MASControl 2017
D17_EPr_LibRdg_CFL_Yr | Lighting | FRACTION | Hol | 2014-01-01 | 2014-12-31 | Constant | 0.05 | [23 empty] | From eQ_Lib.dat in MASControl 2017
D17_EPr_LibRdg_LF_Yr | Lighting | FRACTION | SmrDsn | 2014-01-01 | 2014-01-04 | Constant | 1 | [23 empty] | From eQ_Lib.dat in MASControl 2017
D17_EPr_LibRdg_LF_Yr | Lighting | FRACTION | WntrDsn | 2014-01-01 | 2014-01-04 | Constant | 0 | [23 empty] | From eQ_Lib.dat in MASControl 2017
D17_EPr_LibRdg_LF_Yr | Lighting | FRACTION | Default | 2014-01-01 | 2014-01-04 | Constant | 0.02 | [23 empty] | From eQ_Lib.dat in MASControl 2017
D17_EPr_LibRdg_LF_Yr | Lighting | FRACTION | Default¦Wkdy | 2014-01-05 | 2014-04-03 | Hourly | 0.05 | 0.05 | 0.05 | 0.05 | 0.05 | 0.6 | 0.6 | 0.6 | 0.6 | 1 | 1 | 1 | 1 | 1 | 1 | 0.55 | 0.55 | 0.55 | 0.55 | 0.35 | 0.1 | 0.1 | 0.1 | 0.1 | From eQ_Lib.dat in MASControl 2017
D17_EPr_LibRdg_LF_Yr | Lighting | FRACTION | Wknd | 2014-01-05 | 2014-04-03 | Hourly | 0.05 | 0.05 | 0.05 | 0.05 | 0.05 | 0.05 | 0.05 | 0.4 | 0.4 | 0.4 | 0.4 | 0.4 | 0.4 | 0.4 | 0.4 | 0.4 | 0.05 | 0.05 | 0.05 | 0.05 | 0.05 | 0.05 | 0.05 | 0.05 | From eQ_Lib.dat in MASControl 2017
D17_EPr_LibRdg_LF_Yr | Lighting | FRACTION | SmrDsn | 2014-04-04 | 2014-04-12 | Constant | 1 | [23 empty] | From eQ_Lib.dat in MASControl 2017
D17_EPr_LibRdg_LF_Yr | Lighting | FRACTION | WntrDsn | 2014-04-04 | 2014-04-12 | Constant | 0 | [23 empty] | From eQ_Lib.dat in MASControl 2017
D17_EPr_LibRdg_LF_Yr | Lighting | FRACTION | Default | 2014-04-04 | 2014-04-12 | Constant | 0.02 | [23 empty] | From eQ_Lib.dat in MASControl 2017
D17_EPr_LibRdg_LF_Yr | Lighting | FRACTION | Default¦Wkdy | 2014-04-13 | 2014-06-12 | Hourly | 0.05 | 0.05 | 0.05 | 0.05 | 0.05 | 0.6 | 0.6 | 0.6 | 0.6 | 1 | 1 | 1 | 1 | 1 | 1 | 0.55 | 0.55 | 0.55 | 0.55 | 0.35 | 0.1 | 0.1 | 0.1 | 0.1 | From eQ_Lib.dat in MASControl 2017
D17_EPr_LibRdg_LF_Yr | Lighting | FRACTION | Wknd | 2014-04-13 | 2014-06-12 | Hourly | 0.05 | 0.05 | 0.05 | 0.05 | 0.05 | 0.05 | 0.05 | 0.4 | 0.4 | 0.4 | 0.4 | 0.4 | 0.4 | 0.4 | 0.4 | 0.4 | 0.05 | 0.05 | 0.05 | 0.05 | 0.05 | 0.05 | 0.05 | 0.05 | From eQ_Lib.dat in MASControl 2017
D17_EPr_LibRdg_LF_Yr | Lighting | FRACTION | SmrDsn | 2014-06-13 | 2014-08-16 | Constant | 1 | [23 empty] | From eQ_Lib.dat in MASControl 2017
D17_EPr_LibRdg_LF_Yr | Lighting | FRACTION | WntrDsn | 2014-06-13 | 2014-08-16 | Constant | 0 | [23 empty] | From eQ_Lib.dat in MASControl 2017
D17_EPr_LibRdg_LF_Yr | Lighting | FRACTION | Default | 2014-06-13 | 2014-08-16 | Constant | 0.02 | [23 empty] | From eQ_Lib.dat in MASControl 2017
D17_EPr_LibRdg_LF_Yr | Lighting | FRACTION | Default¦Wkdy | 2014-08-17 | 2014-12-11 | Hourly | 0.05 | 0.05 | 0.05 | 0.05 | 0.05 | 0.6 | 0.6 | 0.6 | 0.6 | 1 | 1 | 1 | 1 | 1 | 1 | 0.55 | 0.55 | 0.55 | 0.55 | 0.35 | 0.1 | 0.1 | 0.1 | 0.1 | From eQ_Lib.dat in MASControl 2017
D17_EPr_LibRdg_LF_Yr | Lighting | FRACTION | Wknd | 2014-08-17 | 2014-12-11 | Hourly | 0.05 | 0.05 | 0.05 | 0.05 | 0.05 | 0.05 | 0.05 | 0.4 | 0.4 | 0.4 | 0.4 | 0.4 | 0.4 | 0.4 | 0.4 | 0.4 | 0.05 | 0.05 | 0.05 | 0.05 | 0.05 | 0.05 | 0.05 | 0.05 | From eQ_Lib.dat in MASControl 2017
D17_EPr_LibRdg_LF_Yr | Lighting | FRACTION | SmrDsn | 2014-12-12 | 2014-12-31 | Constant | 1 | [23 empty] | From eQ_Lib.dat in MASControl 2017
D17_EPr_LibRdg_LF_Yr | Lighting | FRACTION | WntrDsn | 2014-12-12 | 2014-12-31 | Constant | 0 | [23 empty] | From eQ_Lib.dat in MASControl 2017
D17_EPr_LibRdg_LF_Yr | Lighting | FRACTION | Default | 2014-12-12 | 2014-12-31 | Constant | 0.02 | [23 empty] | From eQ_Lib.dat in MASControl 2017
D17_EPr_LibRdg_LF_Yr | Lighting | FRACTION | WntrDsn | 2014-01-01 | 2014-12-31 | Constant | 0 | [23 empty] | From eQ_Lib.dat in MASControl 2017
D17_EPr_LibRdg_LF_Yr | Lighting | FRACTION | SmrDsn | 2014-01-01 | 2014-12-31 | Constant | 1 | [23 empty] | From eQ_Lib.dat in MASControl 2017
D17_EPr_LibRdg_LF_Yr | Lighting | FRACTION | Hol | 2014-01-01 | 2014-12-31 | Constant | 0.05 | [23 empty] | From eQ_Lib.dat in MASControl 2017
D17_EPr_LobWt_CFL_Yr | Lighting | FRACTION | SmrDsn | 2014-01-01 | 2014-01-04 | Constant | 1 | [23 empty] | From eQ_Lib.dat in MASControl 2017
D17_EPr_LobWt_CFL_Yr | Lighting | FRACTION | WntrDsn | 2014-01-01 | 2014-01-04 | Constant | 0 | [23 empty] | From eQ_Lib.dat in MASControl 2017
D17_EPr_LobWt_CFL_Yr | Lighting | FRACTION | Default | 2014-01-01 | 2014-01-04 | Constant | 0.02 | [23 empty] | From eQ_Lib.dat in MASControl 2017
D17_EPr_LobWt_CFL_Yr | Lighting | FRACTION | Default¦Wkdy | 2014-01-05 | 2014-04-03 | Hourly | 0.05 | 0.05 | 0.05 | 0.05 | 0.05 | 0.6 | 0.6 | 0.6 | 0.6 | 1 | 1 | 1 | 1 | 1 | 1 | 0.55 | 0.55 | 0.55 | 0.55 | 0.35 | 0.1 | 0.1 | 0.1 | 0.1 | From eQ_Lib.dat in MASControl 2017
D17_EPr_LobWt_CFL_Yr | Lighting | FRACTION | Wknd | 2014-01-05 | 2014-04-03 | Hourly | 0.05 | 0.05 | 0.05 | 0.05 | 0.05 | 0.05 | 0.05 | 0.4 | 0.4 | 0.4 | 0.4 | 0.4 | 0.4 | 0.4 | 0.4 | 0.4 | 0.05 | 0.05 | 0.05 | 0.05 | 0.05 | 0.05 | 0.05 | 0.05 | From eQ_Lib.dat in MASControl 2017
D17_EPr_LobWt_CFL_Yr | Lighting | FRACTION | SmrDsn | 2014-04-04 | 2014-04-12 | Constant | 1 | [23 empty] | From eQ_Lib.dat in MASControl 2017
D17_EPr_LobWt_CFL_Yr | Lighting | FRACTION | WntrDsn | 2014-04-04 | 2014-04-12 | Constant | 0 | [23 empty] | From eQ_Lib.dat in MASControl 2017
D17_EPr_LobWt_CFL_Yr | Lighting | FRACTION | Default | 2014-04-04 | 2014-04-12 | Constant | 0.02 | [23 empty] | From eQ_Lib.dat in MASControl 2017
D17_EPr_LobWt_CFL_Yr | Lighting | FRACTION | Default¦Wkdy | 2014-04-13 | 2014-06-12 | Hourly | 0.05 | 0.05 | 0.05 | 0.05 | 0.05 | 0.6 | 0.6 | 0.6 | 0.6 | 1 | 1 | 1 | 1 | 1 | 1 | 0.55 | 0.55 | 0.55 | 0.55 | 0.35 | 0.1 | 0.1 | 0.1 | 0.1 | From eQ_Lib.dat in MASControl 2017
D17_EPr_LobWt_CFL_Yr | Lighting | FRACTION | Wknd | 2014-04-13 | 2014-06-12 | Hourly | 0.05 | 0.05 | 0.05 | 0.05 | 0.05 | 0.05 | 0.05 | 0.4 | 0.4 | 0.4 | 0.4 | 0.4 | 0.4 | 0.4 | 0.4 | 0.4 | 0.05 | 0.05 | 0.05 | 0.05 | 0.05 | 0.05 | 0.05 | 0.05 | From eQ_Lib.dat in MASControl 2017
D17_EPr_LobWt_CFL_Yr | Lighting | FRACTION | SmrDsn | 2014-06-13 | 2014-08-16 | Constant | 1 | [23 empty] | From eQ_Lib.dat in MASControl 2017
D17_EPr_LobWt_CFL_Yr | Lighting | FRACTION | WntrDsn | 2014-06-13 | 2014-08-16 | Constant | 0 | [23 empty] | From eQ_Lib.dat in MASControl 2017
D17_EPr_LobWt_CFL_Yr | Lighting | FRACTION | Default | 2014-06-13 | 2014-08-16 | Constant | 0.02 | [23 empty] | From eQ_Lib.dat in MASControl 2017
D17_EPr_LobWt_CFL_Yr | Lighting | FRACTION | Default¦Wkdy | 2014-08-17 | 2014-12-11 | Hourly | 0.05 | 0.05 | 0.05 | 0.05 | 0.05 | 0.6 | 0.6 | 0.6 | 0.6 | 1 | 1 | 1 | 1 | 1 | 1 | 0.55 | 0.55 | 0.55 | 0.55 | 0.35 | 0.1 | 0.1 | 0.1 | 0.1 | From eQ_Lib.dat in MASControl 2017
D17_EPr_LobWt_CFL_Yr | Lighting | FRACTION | Wknd | 2014-08-17 | 2014-12-11 | Hourly | 0.05 | 0.05 | 0.05 | 0.05 | 0.05 | 0.05 | 0.05 | 0.4 | 0.4 | 0.4 | 0.4 | 0.4 | 0.4 | 0.4 | 0.4 | 0.4 | 0.05 | 0.05 | 0.05 | 0.05 | 0.05 | 0.05 | 0.05 | 0.05 | From eQ_Lib.dat in MASControl 2017
D17_EPr_LobWt_CFL_Yr | Lighting | FRACTION | SmrDsn | 2014-12-12 | 2014-12-31 | Constant | 1 | [23 empty] | From eQ_Lib.dat in MASControl 2017
D17_EPr_LobWt_CFL_Yr | Lighting | FRACTION | WntrDsn | 2014-12-12 | 2014-12-31 | Constant | 0 | [23 empty] | From eQ_Lib.dat in MASControl 2017
D17_EPr_LobWt_CFL_Yr | Lighting | FRACTION | Default | 2014-12-12 | 2014-12-31 | Constant | 0.02 | [23 empty] | From eQ_Lib.dat in MASControl 2017
D17_EPr_LobWt_CFL_Yr | Lighting | FRACTION | WntrDsn | 2014-01-01 | 2014-12-31 | Constant | 0 | [23 empty] | From eQ_Lib.dat in MASControl 2017
D17_EPr_LobWt_CFL_Yr | Lighting | FRACTION | SmrDsn | 2014-01-01 | 2014-12-31 | Constant | 1 | [23 empty] | From eQ_Lib.dat in MASControl 2017
D17_EPr_LobWt_CFL_Yr | Lighting | FRACTION | Hol | 2014-01-01 | 2014-12-31 | Constant | 0.05 | [23 empty] | From eQ_Lib.dat in MASControl 2017
D17_EPr_LobWt_LF_Yr | Lighting | FRACTION | SmrDsn | 2014-01-01 | 2014-01-04 | Constant | 1 | [23 empty] | From eQ_Lib.dat in MASControl 2017
D17_EPr_LobWt_LF_Yr | Lighting | FRACTION | WntrDsn | 2014-01-01 | 2014-01-04 | Constant | 0 | [23 empty] | From eQ_Lib.dat in MASControl 2017
D17_EPr_LobWt_LF_Yr | Lighting | FRACTION | Default | 2014-01-01 | 2014-01-04 | Constant | 0.02 | [23 empty] | From eQ_Lib.dat in MASControl 2017
D17_EPr_LobWt_LF_Yr | Lighting | FRACTION | Default¦Wkdy | 2014-01-05 | 2014-04-03 | Hourly | 0.05 | 0.05 | 0.05 | 0.05 | 0.05 | 0.6 | 0.6 | 0.6 | 0.6 | 1 | 1 | 1 | 1 | 1 | 1 | 0.55 | 0.55 | 0.55 | 0.55 | 0.35 | 0.1 | 0.1 | 0.1 | 0.1 | From eQ_Lib.dat in MASControl 2017
D17_EPr_LobWt_LF_Yr | Lighting | FRACTION | Wknd | 2014-01-05 | 2014-04-03 | Hourly | 0.05 | 0.05 | 0.05 | 0.05 | 0.05 | 0.05 | 0.05 | 0.4 | 0.4 | 0.4 | 0.4 | 0.4 | 0.4 | 0.4 | 0.4 | 0.4 | 0.05 | 0.05 | 0.05 | 0.05 | 0.05 | 0.05 | 0.05 | 0.05 | From eQ_Lib.dat in MASControl 2017
D17_EPr_LobWt_LF_Yr | Lighting | FRACTION | SmrDsn | 2014-04-04 | 2014-04-12 | Constant | 1 | [23 empty] | From eQ_Lib.dat in MASControl 2017
D17_EPr_LobWt_LF_Yr | Lighting | FRACTION | WntrDsn | 2014-04-04 | 2014-04-12 | Constant | 0 | [23 empty] | From eQ_Lib.dat in MASControl 2017
D17_EPr_LobWt_LF_Yr | Lighting | FRACTION | Default | 2014-04-04 | 2014-04-12 | Constant | 0.02 | [23 empty] | From eQ_Lib.dat in MASControl 2017
D17_EPr_LobWt_LF_Yr | Lighting | FRACTION | Default¦Wkdy | 2014-04-13 | 2014-06-12 | Hourly | 0.05 | 0.05 | 0.05 | 0.05 | 0.05 | 0.6 | 0.6 | 0.6 | 0.6 | 1 | 1 | 1 | 1 | 1 | 1 | 0.55 | 0.55 | 0.55 | 0.55 | 0.35 | 0.1 | 0.1 | 0.1 | 0.1 | From eQ_Lib.dat in MASControl 2017
D17_EPr_LobWt_LF_Yr | Lighting | FRACTION | Wknd | 2014-04-13 | 2014-06-12 | Hourly | 0.05 | 0.05 | 0.05 | 0.05 | 0.05 | 0.05 | 0.05 | 0.4 | 0.4 | 0.4 | 0.4 | 0.4 | 0.4 | 0.4 | 0.4 | 0.4 | 0.05 | 0.05 | 0.05 | 0.05 | 0.05 | 0.05 | 0.05 | 0.05 | From eQ_Lib.dat in MASControl 2017
D17_EPr_LobWt_LF_Yr | Lighting | FRACTION | SmrDsn | 2014-06-13 | 2014-08-16 | Constant | 1 | [23 empty] | From eQ_Lib.dat in MASControl 2017
D17_EPr_LobWt_LF_Yr | Lighting | FRACTION | WntrDsn | 2014-06-13 | 2014-08-16 | Constant | 0 | [23 empty] | From eQ_Lib.dat in MASControl 2017
D17_EPr_LobWt_LF_Yr | Lighting | FRACTION | Default | 2014-06-13 | 2014-08-16 | Constant | 0.02 | [23 empty] | From eQ_Lib.dat in MASControl 2017
D17_EPr_LobWt_LF_Yr | Lighting | FRACTION | Default¦Wkdy | 2014-08-17 | 2014-12-11 | Hourly | 0.05 | 0.05 | 0.05 | 0.05 | 0.05 | 0.6 | 0.6 | 0.6 | 0.6 | 1 | 1 | 1 | 1 | 1 | 1 | 0.55 | 0.55 | 0.55 | 0.55 | 0.35 | 0.1 | 0.1 | 0.1 | 0.1 | From eQ_Lib.dat in MASControl 2017
D17_EPr_LobWt_LF_Yr | Lighting | FRACTION | Wknd | 2014-08-17 | 2014-12-11 | Hourly | 0.05 | 0.05 | 0.05 | 0.05 | 0.05 | 0.05 | 0.05 | 0.4 | 0.4 | 0.4 | 0.4 | 0.4 | 0.4 | 0.4 | 0.4 | 0.4 | 0.05 | 0.05 | 0.05 | 0.05 | 0.05 | 0.05 | 0.05 | 0.05 | From eQ_Lib.dat in MASControl 2017
D17_EPr_LobWt_LF_Yr | Lighting | FRACTION | SmrDsn | 2014-12-12 | 2014-12-31 | Constant | 1 | [23 empty] | From eQ_Lib.dat in MASControl 2017
D17_EPr_LobWt_LF_Yr | Lighting | FRACTION | WntrDsn | 2014-12-12 | 2014-12-31 | Constant | 0 | [23 empty] | From eQ_Lib.dat in MASControl 2017
D17_EPr_LobWt_LF_Yr | Lighting | FRACTION | Default | 2014-12-12 | 2014-12-31 | Constant | 0.02 | [23 empty] | From eQ_Lib.dat in MASControl 2017
D17_EPr_LobWt_LF_Yr | Lighting | FRACTION | WntrDsn | 2014-01-01 | 2014-12-31 | Constant | 0 | [23 empty] | From eQ_Lib.dat in MASControl 2017
D17_EPr_LobWt_LF_Yr | Lighting | FRACTION | SmrDsn | 2014-01-01 | 2014-12-31 | Constant | 1 | [23 empty] | From eQ_Lib.dat in MASControl 2017
D17_EPr_LobWt_LF_Yr | Lighting | FRACTION | Hol | 2014-01-01 | 2014-12-31 | Constant | 0.05 | [23 empty] | From eQ_Lib.dat in MASControl 2017
D17_EPr_OffGen_CFL_Yr | Lighting | FRACTION | SmrDsn | 2014-01-01 | 2014-01-04 | Constant | 1 | [23 empty] | From eQ_Lib.dat in MASControl 2017
D17_EPr_OffGen_CFL_Yr | Lighting | FRACTION | WntrDsn | 2014-01-01 | 2014-01-04 | Constant | 0 | [23 empty] | From eQ_Lib.dat in MASControl 2017
D17_EPr_OffGen_CFL_Yr | Lighting | FRACTION | Default | 2014-01-01 | 2014-01-04 | Constant | 0.02 | [23 empty] | From eQ_Lib.dat in MASControl 2017
D17_EPr_OffGen_CFL_Yr | Lighting | FRACTION | Default¦Wkdy | 2014-01-05 | 2014-04-03 | Hourly | 0.05 | 0.05 | 0.05 | 0.05 | 0.05 | 0.6 | 0.6 | 0.6 | 0.6 | 1 | 1 | 1 | 1 | 1 | 1 | 0.55 | 0.55 | 0.55 | 0.55 | 0.35 | 0.1 | 0.1 | 0.1 | 0.1 | From eQ_Lib.dat in MASControl 2017
D17_EPr_OffGen_CFL_Yr | Lighting | FRACTION | Wknd | 2014-01-05 | 2014-04-03 | Hourly | 0.05 | 0.05 | 0.05 | 0.05 | 0.05 | 0.05 | 0.05 | 0.4 | 0.4 | 0.4 | 0.4 | 0.4 | 0.4 | 0.4 | 0.4 | 0.4 | 0.05 | 0.05 | 0.05 | 0.05 | 0.05 | 0.05 | 0.05 | 0.05 | From eQ_Lib.dat in MASControl 2017
D17_EPr_OffGen_CFL_Yr | Lighting | FRACTION | SmrDsn | 2014-04-04 | 2014-04-12 | Constant | 1 | [23 empty] | From eQ_Lib.dat in MASControl 2017
D17_EPr_OffGen_CFL_Yr | Lighting | FRACTION | WntrDsn | 2014-04-04 | 2014-04-12 | Constant | 0 | [23 empty] | From eQ_Lib.dat in MASControl 2017
D17_EPr_OffGen_CFL_Yr | Lighting | FRACTION | Default | 2014-04-04 | 2014-04-12 | Constant | 0.02 | [23 empty] | From eQ_Lib.dat in MASControl 2017
D17_EPr_OffGen_CFL_Yr | Lighting | FRACTION | Default¦Wkdy | 2014-04-13 | 2014-06-12 | Hourly | 0.05 | 0.05 | 0.05 | 0.05 | 0.05 | 0.6 | 0.6 | 0.6 | 0.6 | 1 | 1 | 1 | 1 | 1 | 1 | 0.55 | 0.55 | 0.55 | 0.55 | 0.35 | 0.1 | 0.1 | 0.1 | 0.1 | From eQ_Lib.dat in MASControl 2017
D17_EPr_OffGen_CFL_Yr | Lighting | FRACTION | Wknd | 2014-04-13 | 2014-06-12 | Hourly | 0.05 | 0.05 | 0.05 | 0.05 | 0.05 | 0.05 | 0.05 | 0.4 | 0.4 | 0.4 | 0.4 | 0.4 | 0.4 | 0.4 | 0.4 | 0.4 | 0.05 | 0.05 | 0.05 | 0.05 | 0.05 | 0.05 | 0.05 | 0.05 | From eQ_Lib.dat in MASControl 2017
D17_EPr_OffGen_CFL_Yr | Lighting | FRACTION | SmrDsn | 2014-06-13 | 2014-08-16 | Constant | 1 | [23 empty] | From eQ_Lib.dat in MASControl 2017
D17_EPr_OffGen_CFL_Yr | Lighting | FRACTION | WntrDsn | 2014-06-13 | 2014-08-16 | Constant | 0 | [23 empty] | From eQ_Lib.dat in MASControl 2017
D17_EPr_OffGen_CFL_Yr | Lighting | FRACTION | Default | 2014-06-13 | 2014-08-16 | Constant | 0.02 | [23 empty] | From eQ_Lib.dat in MASControl 2017
D17_EPr_OffGen_CFL_Yr | Lighting | FRACTION | Default¦Wkdy | 2014-08-17 | 2014-12-11 | Hourly | 0.05 | 0.05 | 0.05 | 0.05 | 0.05 | 0.6 | 0.6 | 0.6 | 0.6 | 1 | 1 | 1 | 1 | 1 | 1 | 0.55 | 0.55 | 0.55 | 0.55 | 0.35 | 0.1 | 0.1 | 0.1 | 0.1 | From eQ_Lib.dat in MASControl 2017
D17_EPr_OffGen_CFL_Yr | Lighting | FRACTION | Wknd | 2014-08-17 | 2014-12-11 | Hourly | 0.05 | 0.05 | 0.05 | 0.05 | 0.05 | 0.05 | 0.05 | 0.4 | 0.4 | 0.4 | 0.4 | 0.4 | 0.4 | 0.4 | 0.4 | 0.4 | 0.05 | 0.05 | 0.05 | 0.05 | 0.05 | 0.05 | 0.05 | 0.05 | From eQ_Lib.dat in MASControl 2017
D17_EPr_OffGen_CFL_Yr | Lighting | FRACTION | SmrDsn | 2014-12-12 | 2014-12-31 | Constant | 1 | [23 empty] | From eQ_Lib.dat in MASControl 2017
D17_EPr_OffGen_CFL_Yr | Lighting | FRACTION | WntrDsn | 2014-12-12 | 2014-12-31 | Constant | 0 | [23 empty] | From eQ_Lib.dat in MASControl 2017
D17_EPr_OffGen_CFL_Yr | Lighting | FRACTION | Default | 2014-12-12 | 2014-12-31 | Constant | 0.02 | [23 empty] | From eQ_Lib.dat in MASControl 2017
D17_EPr_OffGen_CFL_Yr | Lighting | FRACTION | WntrDsn | 2014-01-01 | 2014-12-31 | Constant | 0 | [23 empty] | From eQ_Lib.dat in MASControl 2017
D17_EPr_OffGen_CFL_Yr | Lighting | FRACTION | SmrDsn | 2014-01-01 | 2014-12-31 | Constant | 1 | [23 empty] | From eQ_Lib.dat in MASControl 2017
D17_EPr_OffGen_CFL_Yr | Lighting | FRACTION | Hol | 2014-01-01 | 2014-12-31 | Constant | 0.05 | [23 empty] | From eQ_Lib.dat in MASControl 2017
D17_EPr_OffGen_LF_Yr | Lighting | FRACTION | SmrDsn | 2014-01-01 | 2014-01-04 | Constant | 1 | [23 empty] | From eQ_Lib.dat in MASControl 2017
D17_EPr_OffGen_LF_Yr | Lighting | FRACTION | WntrDsn | 2014-01-01 | 2014-01-04 | Constant | 0 | [23 empty] | From eQ_Lib.dat in MASControl 2017
D17_EPr_OffGen_LF_Yr | Lighting | FRACTION | Default | 2014-01-01 | 2014-01-04 | Constant | 0.02 | [23 empty] | From eQ_Lib.dat in MASControl 2017
D17_EPr_OffGen_LF_Yr | Lighting | FRACTION | Default¦Wkdy | 2014-01-05 | 2014-04-03 | Hourly | 0.05 | 0.05 | 0.05 | 0.05 | 0.05 | 0.6 | 0.6 | 0.6 | 0.6 | 1 | 1 | 1 | 1 | 1 | 1 | 0.55 | 0.55 | 0.55 | 0.55 | 0.35 | 0.1 | 0.1 | 0.1 | 0.1 | From eQ_Lib.dat in MASControl 2017
D17_EPr_OffGen_LF_Yr | Lighting | FRACTION | Wknd | 2014-01-05 | 2014-04-03 | Hourly | 0.05 | 0.05 | 0.05 | 0.05 | 0.05 | 0.05 | 0.05 | 0.4 | 0.4 | 0.4 | 0.4 | 0.4 | 0.4 | 0.4 | 0.4 | 0.4 | 0.05 | 0.05 | 0.05 | 0.05 | 0.05 | 0.05 | 0.05 | 0.05 | From eQ_Lib.dat in MASControl 2017
D17_EPr_OffGen_LF_Yr | Lighting | FRACTION | SmrDsn | 2014-04-04 | 2014-04-12 | Constant | 1 | [23 empty] | From eQ_Lib.dat in MASControl 2017
D17_EPr_OffGen_LF_Yr | Lighting | FRACTION | WntrDsn | 2014-04-04 | 2014-04-12 | Constant | 0 | [23 empty] | From eQ_Lib.dat in MASControl 2017
D17_EPr_OffGen_LF_Yr | Lighting | FRACTION | Default | 2014-04-04 | 2014-04-12 | Constant | 0.02 | [23 empty] | From eQ_Lib.dat in MASControl 2017
D17_EPr_OffGen_LF_Yr | Lighting | FRACTION | Default¦Wkdy | 2014-04-13 | 2014-06-12 | Hourly | 0.05 | 0.05 | 0.05 | 0.05 | 0.05 | 0.6 | 0.6 | 0.6 | 0.6 | 1 | 1 | 1 | 1 | 1 | 1 | 0.55 | 0.55 | 0.55 | 0.55 | 0.35 | 0.1 | 0.1 | 0.1 | 0.1 | From eQ_Lib.dat in MASControl 2017
D17_EPr_OffGen_LF_Yr | Lighting | FRACTION | Wknd | 2014-04-13 | 2014-06-12 | Hourly | 0.05 | 0.05 | 0.05 | 0.05 | 0.05 | 0.05 | 0.05 | 0.4 | 0.4 | 0.4 | 0.4 | 0.4 | 0.4 | 0.4 | 0.4 | 0.4 | 0.05 | 0.05 | 0.05 | 0.05 | 0.05 | 0.05 | 0.05 | 0.05 | From eQ_Lib.dat in MASControl 2017
D17_EPr_OffGen_LF_Yr | Lighting | FRACTION | SmrDsn | 2014-06-13 | 2014-08-16 | Constant | 1 | [23 empty] | From eQ_Lib.dat in MASControl 2017
D17_EPr_OffGen_LF_Yr | Lighting | FRACTION | WntrDsn | 2014-06-13 | 2014-08-16 | Constant | 0 | [23 empty] | From eQ_Lib.dat in MASControl 2017
D17_EPr_OffGen_LF_Yr | Lighting | FRACTION | Default | 2014-06-13 | 2014-08-16 | Constant | 0.02 | [23 empty] | From eQ_Lib.dat in MASControl 2017
D17_EPr_OffGen_LF_Yr | Lighting | FRACTION | Default¦Wkdy | 2014-08-17 | 2014-12-11 | Hourly | 0.05 | 0.05 | 0.05 | 0.05 | 0.05 | 0.6 | 0.6 | 0.6 | 0.6 | 1 | 1 | 1 | 1 | 1 | 1 | 0.55 | 0.55 | 0.55 | 0.55 | 0.35 | 0.1 | 0.1 | 0.1 | 0.1 | From eQ_Lib.dat in MASControl 2017
D17_EPr_OffGen_LF_Yr | Lighting | FRACTION | Wknd | 2014-08-17 | 2014-12-11 | Hourly | 0.05 | 0.05 | 0.05 | 0.05 | 0.05 | 0.05 | 0.05 | 0.4 | 0.4 | 0.4 | 0.4 | 0.4 | 0.4 | 0.4 | 0.4 | 0.4 | 0.05 | 0.05 | 0.05 | 0.05 | 0.05 | 0.05 | 0.05 | 0.05 | From eQ_Lib.dat in MASControl 2017
D17_EPr_OffGen_LF_Yr | Lighting | FRACTION | SmrDsn | 2014-12-12 | 2014-12-31 | Constant | 1 | [23 empty] | From eQ_Lib.dat in MASControl 2017
D17_EPr_OffGen_LF_Yr | Lighting | FRACTION | WntrDsn | 2014-12-12 | 2014-12-31 | Constant | 0 | [23 empty] | From eQ_Lib.dat in MASControl 2017
D17_EPr_OffGen_LF_Yr | Lighting | FRACTION | Default | 2014-12-12 | 2014-12-31 | Constant | 0.02 | [23 empty] | From eQ_Lib.dat in MASControl 2017
D17_EPr_OffGen_LF_Yr | Lighting | FRACTION | WntrDsn | 2014-01-01 | 2014-12-31 | Constant | 0 | [23 empty] | From eQ_Lib.dat in MASControl 2017
D17_EPr_OffGen_LF_Yr | Lighting | FRACTION | SmrDsn | 2014-01-01 | 2014-12-31 | Constant | 1 | [23 empty] | From eQ_Lib.dat in MASControl 2017
D17_EPr_OffGen_LF_Yr | Lighting | FRACTION | Hol | 2014-01-01 | 2014-12-31 | Constant | 0.05 | [23 empty] | From eQ_Lib.dat in MASControl 2017
D17_EPr_Restrm_CFL_Yr | Lighting | FRACTION | SmrDsn | 2014-01-01 | 2014-01-04 | Constant | 1 | [23 empty] | From eQ_Lib.dat in MASControl 2017
D17_EPr_Restrm_CFL_Yr | Lighting | FRACTION | WntrDsn | 2014-01-01 | 2014-01-04 | Constant | 0 | [23 empty] | From eQ_Lib.dat in MASControl 2017
D17_EPr_Restrm_CFL_Yr | Lighting | FRACTION | Default | 2014-01-01 | 2014-01-04 | Constant | 0.02 | [23 empty] | From eQ_Lib.dat in MASControl 2017
D17_EPr_Restrm_CFL_Yr | Lighting | FRACTION | Default¦Wkdy | 2014-01-05 | 2014-04-03 | Hourly | 0.05 | 0.05 | 0.05 | 0.05 | 0.05 | 0.6 | 0.6 | 0.6 | 0.6 | 1 | 1 | 1 | 1 | 1 | 1 | 0.55 | 0.55 | 0.55 | 0.55 | 0.35 | 0.1 | 0.1 | 0.1 | 0.1 | From eQ_Lib.dat in MASControl 2017
D17_EPr_Restrm_CFL_Yr | Lighting | FRACTION | Wknd | 2014-01-05 | 2014-04-03 | Hourly | 0.05 | 0.05 | 0.05 | 0.05 | 0.05 | 0.05 | 0.05 | 0.4 | 0.4 | 0.4 | 0.4 | 0.4 | 0.4 | 0.4 | 0.4 | 0.4 | 0.05 | 0.05 | 0.05 | 0.05 | 0.05 | 0.05 | 0.05 | 0.05 | From eQ_Lib.dat in MASControl 2017
D17_EPr_Restrm_CFL_Yr | Lighting | FRACTION | SmrDsn | 2014-04-04 | 2014-04-12 | Constant | 1 | [23 empty] | From eQ_Lib.dat in MASControl 2017
D17_EPr_Restrm_CFL_Yr | Lighting | FRACTION | WntrDsn | 2014-04-04 | 2014-04-12 | Constant | 0 | [23 empty] | From eQ_Lib.dat in MASControl 2017
D17_EPr_Restrm_CFL_Yr | Lighting | FRACTION | Default | 2014-04-04 | 2014-04-12 | Constant | 0.02 | [23 empty] | From eQ_Lib.dat in MASControl 2017
D17_EPr_Restrm_CFL_Yr | Lighting | FRACTION | Default¦Wkdy | 2014-04-13 | 2014-06-12 | Hourly | 0.05 | 0.05 | 0.05 | 0.05 | 0.05 | 0.6 | 0.6 | 0.6 | 0.6 | 1 | 1 | 1 | 1 | 1 | 1 | 0.55 | 0.55 | 0.55 | 0.55 | 0.35 | 0.1 | 0.1 | 0.1 | 0.1 | From eQ_Lib.dat in MASControl 2017
D17_EPr_Restrm_CFL_Yr | Lighting | FRACTION | Wknd | 2014-04-13 | 2014-06-12 | Hourly | 0.05 | 0.05 | 0.05 | 0.05 | 0.05 | 0.05 | 0.05 | 0.4 | 0.4 | 0.4 | 0.4 | 0.4 | 0.4 | 0.4 | 0.4 | 0.4 | 0.05 | 0.05 | 0.05 | 0.05 | 0.05 | 0.05 | 0.05 | 0.05 | From eQ_Lib.dat in MASControl 2017
D17_EPr_Restrm_CFL_Yr | Lighting | FRACTION | SmrDsn | 2014-06-13 | 2014-08-16 | Constant | 1 | [23 empty] | From eQ_Lib.dat in MASControl 2017
D17_EPr_Restrm_CFL_Yr | Lighting | FRACTION | WntrDsn | 2014-06-13 | 2014-08-16 | Constant | 0 | [23 empty] | From eQ_Lib.dat in MASControl 2017
D17_EPr_Restrm_CFL_Yr | Lighting | FRACTION | Default | 2014-06-13 | 2014-08-16 | Constant | 0.02 | [23 empty] | From eQ_Lib.dat in MASControl 2017
D17_EPr_Restrm_CFL_Yr | Lighting | FRACTION | Default¦Wkdy | 2014-08-17 | 2014-12-11 | Hourly | 0.05 | 0.05 | 0.05 | 0.05 | 0.05 | 0.6 | 0.6 | 0.6 | 0.6 | 1 | 1 | 1 | 1 | 1 | 1 | 0.55 | 0.55 | 0.55 | 0.55 | 0.35 | 0.1 | 0.1 | 0.1 | 0.1 | From eQ_Lib.dat in MASControl 2017
D17_EPr_Restrm_CFL_Yr | Lighting | FRACTION | Wknd | 2014-08-17 | 2014-12-11 | Hourly | 0.05 | 0.05 | 0.05 | 0.05 | 0.05 | 0.05 | 0.05 | 0.4 | 0.4 | 0.4 | 0.4 | 0.4 | 0.4 | 0.4 | 0.4 | 0.4 | 0.05 | 0.05 | 0.05 | 0.05 | 0.05 | 0.05 | 0.05 | 0.05 | From eQ_Lib.dat in MASControl 2017
D17_EPr_Restrm_CFL_Yr | Lighting | FRACTION | SmrDsn | 2014-12-12 | 2014-12-31 | Constant | 1 | [23 empty] | From eQ_Lib.dat in MASControl 2017
D17_EPr_Restrm_CFL_Yr | Lighting | FRACTION | WntrDsn | 2014-12-12 | 2014-12-31 | Constant | 0 | [23 empty] | From eQ_Lib.dat in MASControl 2017
D17_EPr_Restrm_CFL_Yr | Lighting | FRACTION | Default | 2014-12-12 | 2014-12-31 | Constant | 0.02 | [23 empty] | From eQ_Lib.dat in MASControl 2017
D17_EPr_Restrm_CFL_Yr | Lighting | FRACTION | WntrDsn | 2014-01-01 | 2014-12-31 | Constant | 0 | [23 empty] | From eQ_Lib.dat in MASControl 2017
D17_EPr_Restrm_CFL_Yr | Lighting | FRACTION | SmrDsn | 2014-01-01 | 2014-12-31 | Constant | 1 | [23 empty] | From eQ_Lib.dat in MASControl 2017
D17_EPr_Restrm_CFL_Yr | Lighting | FRACTION | Hol | 2014-01-01 | 2014-12-31 | Constant | 0.05 | [23 empty] | From eQ_Lib.dat in MASControl 2017
D17_EPr_Restrm_LF_Yr | Lighting | FRACTION | SmrDsn | 2014-01-01 | 2014-01-04 | Constant | 1 | [23 empty] | From eQ_Lib.dat in MASControl 2017
D17_EPr_Restrm_LF_Yr | Lighting | FRACTION | WntrDsn | 2014-01-01 | 2014-01-04 | Constant | 0 | [23 empty] | From eQ_Lib.dat in MASControl 2017
D17_EPr_Restrm_LF_Yr | Lighting | FRACTION | Default | 2014-01-01 | 2014-01-04 | Constant | 0.02 | [23 empty] | From eQ_Lib.dat in MASControl 2017
D17_EPr_Restrm_LF_Yr | Lighting | FRACTION | Default¦Wkdy | 2014-01-05 | 2014-04-03 | Hourly | 0.05 | 0.05 | 0.05 | 0.05 | 0.05 | 0.6 | 0.6 | 0.6 | 0.6 | 1 | 1 | 1 | 1 | 1 | 1 | 0.55 | 0.55 | 0.55 | 0.55 | 0.35 | 0.1 | 0.1 | 0.1 | 0.1 | From eQ_Lib.dat in MASControl 2017
D17_EPr_Restrm_LF_Yr | Lighting | FRACTION | Wknd | 2014-01-05 | 2014-04-03 | Hourly | 0.05 | 0.05 | 0.05 | 0.05 | 0.05 | 0.05 | 0.05 | 0.4 | 0.4 | 0.4 | 0.4 | 0.4 | 0.4 | 0.4 | 0.4 | 0.4 | 0.05 | 0.05 | 0.05 | 0.05 | 0.05 | 0.05 | 0.05 | 0.05 | From eQ_Lib.dat in MASControl 2017
D17_EPr_Restrm_LF_Yr | Lighting | FRACTION | SmrDsn | 2014-04-04 | 2014-04-12 | Constant | 1 | [23 empty] | From eQ_Lib.dat in MASControl 2017
D17_EPr_Restrm_LF_Yr | Lighting | FRACTION | WntrDsn | 2014-04-04 | 2014-04-12 | Constant | 0 | [23 empty] | From eQ_Lib.dat in MASControl 2017
D17_EPr_Restrm_LF_Yr | Lighting | FRACTION | Default | 2014-04-04 | 2014-04-12 | Constant | 0.02 | [23 empty] | From eQ_Lib.dat in MASControl 2017
D17_EPr_Restrm_LF_Yr | Lighting | FRACTION | Default¦Wkdy | 2014-04-13 | 2014-06-12 | Hourly | 0.05 | 0.05 | 0.05 | 0.05 | 0.05 | 0.6 | 0.6 | 0.6 | 0.6 | 1 | 1 | 1 | 1 | 1 | 1 | 0.55 | 0.55 | 0.55 | 0.55 | 0.35 | 0.1 | 0.1 | 0.1 | 0.1 | From eQ_Lib.dat in MASControl 2017
D17_EPr_Restrm_LF_Yr | Lighting | FRACTION | Wknd | 2014-04-13 | 2014-06-12 | Hourly | 0.05 | 0.05 | 0.05 | 0.05 | 0.05 | 0.05 | 0.05 | 0.4 | 0.4 | 0.4 | 0.4 | 0.4 | 0.4 | 0.4 | 0.4 | 0.4 | 0.05 | 0.05 | 0.05 | 0.05 | 0.05 | 0.05 | 0.05 | 0.05 | From eQ_Lib.dat in MASControl 2017
D17_EPr_Restrm_LF_Yr | Lighting | FRACTION | SmrDsn | 2014-06-13 | 2014-08-16 | Constant | 1 | [23 empty] | From eQ_Lib.dat in MASControl 2017
D17_EPr_Restrm_LF_Yr | Lighting | FRACTION | WntrDsn | 2014-06-13 | 2014-08-16 | Constant | 0 | [23 empty] | From eQ_Lib.dat in MASControl 2017
D17_EPr_Restrm_LF_Yr | Lighting | FRACTION | Default | 2014-06-13 | 2014-08-16 | Constant | 0.02 | [23 empty] | From eQ_Lib.dat in MASControl 2017
D17_EPr_Restrm_LF_Yr | Lighting | FRACTION | Default¦Wkdy | 2014-08-17 | 2014-12-11 | Hourly | 0.05 | 0.05 | 0.05 | 0.05 | 0.05 | 0.6 | 0.6 | 0.6 | 0.6 | 1 | 1 | 1 | 1 | 1 | 1 | 0.55 | 0.55 | 0.55 | 0.55 | 0.35 | 0.1 | 0.1 | 0.1 | 0.1 | From eQ_Lib.dat in MASControl 2017
D17_EPr_Restrm_LF_Yr | Lighting | FRACTION | Wknd | 2014-08-17 | 2014-12-11 | Hourly | 0.05 | 0.05 | 0.05 | 0.05 | 0.05 | 0.05 | 0.05 | 0.4 | 0.4 | 0.4 | 0.4 | 0.4 | 0.4 | 0.4 | 0.4 | 0.4 | 0.05 | 0.05 | 0.05 | 0.05 | 0.05 | 0.05 | 0.05 | 0.05 | From eQ_Lib.dat in MASControl 2017
D17_EPr_Restrm_LF_Yr | Lighting | FRACTION | SmrDsn | 2014-12-12 | 2014-12-31 | Constant | 1 | [23 empty] | From eQ_Lib.dat in MASControl 2017
D17_EPr_Restrm_LF_Yr | Lighting | FRACTION | WntrDsn | 2014-12-12 | 2014-12-31 | Constant | 0 | [23 empty] | From eQ_Lib.dat in MASControl 2017
D17_EPr_Restrm_LF_Yr | Lighting | FRACTION | Default | 2014-12-12 | 2014-12-31 | Constant | 0.02 | [23 empty] | From eQ_Lib.dat in MASControl 2017
D17_EPr_Restrm_LF_Yr | Lighting | FRACTION | WntrDsn | 2014-01-01 | 2014-12-31 | Constant | 0 | [23 empty] | From eQ_Lib.dat in MASControl 2017
D17_EPr_Restrm_LF_Yr | Lighting | FRACTION | SmrDsn | 2014-01-01 | 2014-12-31 | Constant | 1 | [23 empty] | From eQ_Lib.dat in MASControl 2017
D17_EPr_Restrm_LF_Yr | Lighting | FRACTION | Hol | 2014-01-01 | 2014-12-31 | Constant | 0.05 | [23 empty] | From eQ_Lib.dat in MASControl 2017
D17_EPr_StCond_CFL_Yr | Lighting | FRACTION | SmrDsn | 2014-01-01 | 2014-01-04 | Constant | 1 | [23 empty] | From eQ_Lib.dat in MASControl 2017
D17_EPr_StCond_CFL_Yr | Lighting | FRACTION | WntrDsn | 2014-01-01 | 2014-01-04 | Constant | 0 | [23 empty] | From eQ_Lib.dat in MASControl 2017
D17_EPr_StCond_CFL_Yr | Lighting | FRACTION | Default | 2014-01-01 | 2014-01-04 | Constant | 0.02 | [23 empty] | From eQ_Lib.dat in MASControl 2017
D17_EPr_StCond_CFL_Yr | Lighting | FRACTION | Default¦Wkdy | 2014-01-05 | 2014-04-03 | Hourly | 0.05 | 0.05 | 0.05 | 0.05 | 0.05 | 0.6 | 0.6 | 0.6 | 0.6 | 1 | 1 | 1 | 1 | 1 | 1 | 0.55 | 0.55 | 0.55 | 0.55 | 0.35 | 0.1 | 0.1 | 0.1 | 0.1 | From eQ_Lib.dat in MASControl 2017
D17_EPr_StCond_CFL_Yr | Lighting | FRACTION | Wknd | 2014-01-05 | 2014-04-03 | Hourly | 0.05 | 0.05 | 0.05 | 0.05 | 0.05 | 0.05 | 0.05 | 0.4 | 0.4 | 0.4 | 0.4 | 0.4 | 0.4 | 0.4 | 0.4 | 0.4 | 0.05 | 0.05 | 0.05 | 0.05 | 0.05 | 0.05 | 0.05 | 0.05 | From eQ_Lib.dat in MASControl 2017
D17_EPr_StCond_CFL_Yr | Lighting | FRACTION | SmrDsn | 2014-04-04 | 2014-04-12 | Constant | 1 | [23 empty] | From eQ_Lib.dat in MASControl 2017
D17_EPr_StCond_CFL_Yr | Lighting | FRACTION | WntrDsn | 2014-04-04 | 2014-04-12 | Constant | 0 | [23 empty] | From eQ_Lib.dat in MASControl 2017
D17_EPr_StCond_CFL_Yr | Lighting | FRACTION | Default | 2014-04-04 | 2014-04-12 | Constant | 0.02 | [23 empty] | From eQ_Lib.dat in MASControl 2017
D17_EPr_StCond_CFL_Yr | Lighting | FRACTION | Default¦Wkdy | 2014-04-13 | 2014-06-12 | Hourly | 0.05 | 0.05 | 0.05 | 0.05 | 0.05 | 0.6 | 0.6 | 0.6 | 0.6 | 1 | 1 | 1 | 1 | 1 | 1 | 0.55 | 0.55 | 0.55 | 0.55 | 0.35 | 0.1 | 0.1 | 0.1 | 0.1 | From eQ_Lib.dat in MASControl 2017
D17_EPr_StCond_CFL_Yr | Lighting | FRACTION | Wknd | 2014-04-13 | 2014-06-12 | Hourly | 0.05 | 0.05 | 0.05 | 0.05 | 0.05 | 0.05 | 0.05 | 0.4 | 0.4 | 0.4 | 0.4 | 0.4 | 0.4 | 0.4 | 0.4 | 0.4 | 0.05 | 0.05 | 0.05 | 0.05 | 0.05 | 0.05 | 0.05 | 0.05 | From eQ_Lib.dat in MASControl 2017
D17_EPr_StCond_CFL_Yr | Lighting | FRACTION | SmrDsn | 2014-06-13 | 2014-08-16 | Constant | 1 | [23 empty] | From eQ_Lib.dat in MASControl 2017
D17_EPr_StCond_CFL_Yr | Lighting | FRACTION | WntrDsn | 2014-06-13 | 2014-08-16 | Constant | 0 | [23 empty] | From eQ_Lib.dat in MASControl 2017
D17_EPr_StCond_CFL_Yr | Lighting | FRACTION | Default | 2014-06-13 | 2014-08-16 | Constant | 0.02 | [23 empty] | From eQ_Lib.dat in MASControl 2017
D17_EPr_StCond_CFL_Yr | Lighting | FRACTION | Default¦Wkdy | 2014-08-17 | 2014-12-11 | Hourly | 0.05 | 0.05 | 0.05 | 0.05 | 0.05 | 0.6 | 0.6 | 0.6 | 0.6 | 1 | 1 | 1 | 1 | 1 | 1 | 0.55 | 0.55 | 0.55 | 0.55 | 0.35 | 0.1 | 0.1 | 0.1 | 0.1 | From eQ_Lib.dat in MASControl 2017
D17_EPr_StCond_CFL_Yr | Lighting | FRACTION | Wknd | 2014-08-17 | 2014-12-11 | Hourly | 0.05 | 0.05 | 0.05 | 0.05 | 0.05 | 0.05 | 0.05 | 0.4 | 0.4 | 0.4 | 0.4 | 0.4 | 0.4 | 0.4 | 0.4 | 0.4 | 0.05 | 0.05 | 0.05 | 0.05 | 0.05 | 0.05 | 0.05 | 0.05 | From eQ_Lib.dat in MASControl 2017
D17_EPr_StCond_CFL_Yr | Lighting | FRACTION | SmrDsn | 2014-12-12 | 2014-12-31 | Constant | 1 | [23 empty] | From eQ_Lib.dat in MASControl 2017
D17_EPr_StCond_CFL_Yr | Lighting | FRACTION | WntrDsn | 2014-12-12 | 2014-12-31 | Constant | 0 | [23 empty] | From eQ_Lib.dat in MASControl 2017
D17_EPr_StCond_CFL_Yr | Lighting | FRACTION | Default | 2014-12-12 | 2014-12-31 | Constant | 0.02 | [23 empty] | From eQ_Lib.dat in MASControl 2017
D17_EPr_StCond_CFL_Yr | Lighting | FRACTION | WntrDsn | 2014-01-01 | 2014-12-31 | Constant | 0 | [23 empty] | From eQ_Lib.dat in MASControl 2017
D17_EPr_StCond_CFL_Yr | Lighting | FRACTION | SmrDsn | 2014-01-01 | 2014-12-31 | Constant | 1 | [23 empty] | From eQ_Lib.dat in MASControl 2017
D17_EPr_StCond_CFL_Yr | Lighting | FRACTION | Hol | 2014-01-01 | 2014-12-31 | Constant | 0.05 | [23 empty] | From eQ_Lib.dat in MASControl 2017
D17_EPr_StCond_LF_Yr | Lighting | FRACTION | SmrDsn | 2014-01-01 | 2014-01-04 | Constant | 1 | [23 empty] | From eQ_Lib.dat in MASControl 2017
D17_EPr_StCond_LF_Yr | Lighting | FRACTION | WntrDsn | 2014-01-01 | 2014-01-04 | Constant | 0 | [23 empty] | From eQ_Lib.dat in MASControl 2017
D17_EPr_StCond_LF_Yr | Lighting | FRACTION | Default | 2014-01-01 | 2014-01-04 | Constant | 0.02 | [23 empty] | From eQ_Lib.dat in MASControl 2017
D17_EPr_StCond_LF_Yr | Lighting | FRACTION | Default¦Wkdy | 2014-01-05 | 2014-04-03 | Hourly | 0.05 | 0.05 | 0.05 | 0.05 | 0.05 | 0.6 | 0.6 | 0.6 | 0.6 | 1 | 1 | 1 | 1 | 1 | 1 | 0.55 | 0.55 | 0.55 | 0.55 | 0.35 | 0.1 | 0.1 | 0.1 | 0.1 | From eQ_Lib.dat in MASControl 2017
D17_EPr_StCond_LF_Yr | Lighting | FRACTION | Wknd | 2014-01-05 | 2014-04-03 | Hourly | 0.05 | 0.05 | 0.05 | 0.05 | 0.05 | 0.05 | 0.05 | 0.4 | 0.4 | 0.4 | 0.4 | 0.4 | 0.4 | 0.4 | 0.4 | 0.4 | 0.05 | 0.05 | 0.05 | 0.05 | 0.05 | 0.05 | 0.05 | 0.05 | From eQ_Lib.dat in MASControl 2017
D17_EPr_StCond_LF_Yr | Lighting | FRACTION | SmrDsn | 2014-04-04 | 2014-04-12 | Constant | 1 | [23 empty] | From eQ_Lib.dat in MASControl 2017
D17_EPr_StCond_LF_Yr | Lighting | FRACTION | WntrDsn | 2014-04-04 | 2014-04-12 | Constant | 0 | [23 empty] | From eQ_Lib.dat in MASControl 2017
D17_EPr_StCond_LF_Yr | Lighting | FRACTION | Default | 2014-04-04 | 2014-04-12 | Constant | 0.02 | [23 empty] | From eQ_Lib.dat in MASControl 2017
D17_EPr_StCond_LF_Yr | Lighting | FRACTION | Default¦Wkdy | 2014-04-13 | 2014-06-12 | Hourly | 0.05 | 0.05 | 0.05 | 0.05 | 0.05 | 0.6 | 0.6 | 0.6 | 0.6 | 1 | 1 | 1 | 1 | 1 | 1 | 0.55 | 0.55 | 0.55 | 0.55 | 0.35 | 0.1 | 0.1 | 0.1 | 0.1 | From eQ_Lib.dat in MASControl 2017
D17_EPr_StCond_LF_Yr | Lighting | FRACTION | Wknd | 2014-04-13 | 2014-06-12 | Hourly | 0.05 | 0.05 | 0.05 | 0.05 | 0.05 | 0.05 | 0.05 | 0.4 | 0.4 | 0.4 | 0.4 | 0.4 | 0.4 | 0.4 | 0.4 | 0.4 | 0.05 | 0.05 | 0.05 | 0.05 | 0.05 | 0.05 | 0.05 | 0.05 | From eQ_Lib.dat in MASControl 2017
D17_EPr_StCond_LF_Yr | Lighting | FRACTION | SmrDsn | 2014-06-13 | 2014-08-16 | Constant | 1 | [23 empty] | From eQ_Lib.dat in MASControl 2017
D17_EPr_StCond_LF_Yr | Lighting | FRACTION | WntrDsn | 2014-06-13 | 2014-08-16 | Constant | 0 | [23 empty] | From eQ_Lib.dat in MASControl 2017
D17_EPr_StCond_LF_Yr | Lighting | FRACTION | Default | 2014-06-13 | 2014-08-16 | Constant | 0.02 | [23 empty] | From eQ_Lib.dat in MASControl 2017
D17_EPr_StCond_LF_Yr | Lighting | FRACTION | Default¦Wkdy | 2014-08-17 | 2014-12-11 | Hourly | 0.05 | 0.05 | 0.05 | 0.05 | 0.05 | 0.6 | 0.6 | 0.6 | 0.6 | 1 | 1 | 1 | 1 | 1 | 1 | 0.55 | 0.55 | 0.55 | 0.55 | 0.35 | 0.1 | 0.1 | 0.1 | 0.1 | From eQ_Lib.dat in MASControl 2017
D17_EPr_StCond_LF_Yr | Lighting | FRACTION | Wknd | 2014-08-17 | 2014-12-11 | Hourly | 0.05 | 0.05 | 0.05 | 0.05 | 0.05 | 0.05 | 0.05 | 0.4 | 0.4 | 0.4 | 0.4 | 0.4 | 0.4 | 0.4 | 0.4 | 0.4 | 0.05 | 0.05 | 0.05 | 0.05 | 0.05 | 0.05 | 0.05 | 0.05 | From eQ_Lib.dat in MASControl 2017
D17_EPr_StCond_LF_Yr | Lighting | FRACTION | SmrDsn | 2014-12-12 | 2014-12-31 | Constant | 1 | [23 empty] | From eQ_Lib.dat in MASControl 2017
D17_EPr_StCond_LF_Yr | Lighting | FRACTION | WntrDsn | 2014-12-12 | 2014-12-31 | Constant | 0 | [23 empty] | From eQ_Lib.dat in MASControl 2017
D17_EPr_StCond_LF_Yr | Lighting | FRACTION | Default | 2014-12-12 | 2014-12-31 | Constant | 0.02 | [23 empty] | From eQ_Lib.dat in MASControl 2017
D17_EPr_StCond_LF_Yr | Lighting | FRACTION | WntrDsn | 2014-01-01 | 2014-12-31 | Constant | 0 | [23 empty] | From eQ_Lib.dat in MASControl 2017
D17_EPr_StCond_LF_Yr | Lighting | FRACTION | SmrDsn | 2014-01-01 | 2014-12-31 | Constant | 1 | [23 empty] | From eQ_Lib.dat in MASControl 2017
D17_EPr_StCond_LF_Yr | Lighting | FRACTION | Hol | 2014-01-01 | 2014-12-31 | Constant | 0.05 | [23 empty] | From eQ_Lib.dat in MASControl 2017
D17_ERC_Clrm_CFL_Yr | Lighting | FRACTION | Default¦Wkdy | 2014-01-01 | 2014-01-04 | Constant | 0.02 | [23 empty] | From eQ_Lib.dat in MASControl 2017
D17_ERC_Clrm_CFL_Yr | Lighting | FRACTION | Wknd | 2014-01-01 | 2014-01-04 | Hourly | 0.05 | 0.05 | 0.05 | 0.05 | 0.05 | 0.05 | 0.05 | 0.225 | 0.225 | 0.225 | 0.225 | 0.225 | 0.225 | 0.225 | 0.225 | 0.225 | 0.05 | 0.05 | 0.05 | 0.05 | 0.05 | 0.05 | 0.05 | 0.05 | From eQ_Lib.dat in MASControl 2017
D17_ERC_Clrm_CFL_Yr | Lighting | FRACTION | Default¦Wkdy | 2014-01-05 | 2014-04-03 | Hourly | 0.05 | 0.05 | 0.05 | 0.05 | 0.05 | 0.6 | 0.6 | 0.6 | 0.6 | 1 | 1 | 1 | 1 | 1 | 1 | 0.55 | 0.55 | 0.55 | 0.55 | 0.35 | 0.1 | 0.1 | 0.1 | 0.1 | From eQ_Lib.dat in MASControl 2017
D17_ERC_Clrm_CFL_Yr | Lighting | FRACTION | Wknd | 2014-01-05 | 2014-04-03 | Hourly | 0.05 | 0.05 | 0.05 | 0.05 | 0.05 | 0.05 | 0.05 | 0.4 | 0.4 | 0.4 | 0.4 | 0.4 | 0.4 | 0.4 | 0.4 | 0.4 | 0.05 | 0.05 | 0.05 | 0.05 | 0.05 | 0.05 | 0.05 | 0.05 | From eQ_Lib.dat in MASControl 2017
D17_ERC_Clrm_CFL_Yr | Lighting | FRACTION | Default¦Wkdy | 2014-04-04 | 2014-04-12 | Constant | 0.02 | [23 empty] | From eQ_Lib.dat in MASControl 2017
D17_ERC_Clrm_CFL_Yr | Lighting | FRACTION | Wknd | 2014-04-04 | 2014-04-12 | Hourly | 0.05 | 0.05 | 0.05 | 0.05 | 0.05 | 0.05 | 0.05 | 0.225 | 0.225 | 0.225 | 0.225 | 0.225 | 0.225 | 0.225 | 0.225 | 0.225 | 0.05 | 0.05 | 0.05 | 0.05 | 0.05 | 0.05 | 0.05 | 0.05 | From eQ_Lib.dat in MASControl 2017
D17_ERC_Clrm_CFL_Yr | Lighting | FRACTION | Default¦Wkdy | 2014-04-13 | 2014-06-12 | Hourly | 0.05 | 0.05 | 0.05 | 0.05 | 0.05 | 0.6 | 0.6 | 0.6 | 0.6 | 1 | 1 | 1 | 1 | 1 | 1 | 0.55 | 0.55 | 0.55 | 0.55 | 0.35 | 0.1 | 0.1 | 0.1 | 0.1 | From eQ_Lib.dat in MASControl 2017
D17_ERC_Clrm_CFL_Yr | Lighting | FRACTION | Wknd | 2014-04-13 | 2014-06-12 | Hourly | 0.05 | 0.05 | 0.05 | 0.05 | 0.05 | 0.05 | 0.05 | 0.4 | 0.4 | 0.4 | 0.4 | 0.4 | 0.4 | 0.4 | 0.4 | 0.4 | 0.05 | 0.05 | 0.05 | 0.05 | 0.05 | 0.05 | 0.05 | 0.05 | From eQ_Lib.dat in MASControl 2017
D17_ERC_Clrm_CFL_Yr | Lighting | FRACTION | Default¦Wkdy | 2014-06-13 | 2014-08-16 | Constant | 0.02 | [23 empty] | From eQ_Lib.dat in MASControl 2017
D17_ERC_Clrm_CFL_Yr | Lighting | FRACTION | Wknd | 2014-06-13 | 2014-08-16 | Hourly | 0.05 | 0.05 | 0.05 | 0.05 | 0.05 | 0.05 | 0.05 | 0.225 | 0.225 | 0.225 | 0.225 | 0.225 | 0.225 | 0.225 | 0.225 | 0.225 | 0.05 | 0.05 | 0.05 | 0.05 | 0.05 | 0.05 | 0.05 | 0.05 | From eQ_Lib.dat in MASControl 2017
D17_ERC_Clrm_CFL_Yr | Lighting | FRACTION | Default¦Wkdy | 2014-08-17 | 2014-12-11 | Hourly | 0.05 | 0.05 | 0.05 | 0.05 | 0.05 | 0.6 | 0.6 | 0.6 | 0.6 | 1 | 1 | 1 | 1 | 1 | 1 | 0.55 | 0.55 | 0.55 | 0.55 | 0.35 | 0.1 | 0.1 | 0.1 | 0.1 | From eQ_Lib.dat in MASControl 2017
D17_ERC_Clrm_CFL_Yr | Lighting | FRACTION | Wknd | 2014-08-17 | 2014-12-11 | Hourly | 0.05 | 0.05 | 0.05 | 0.05 | 0.05 | 0.05 | 0.05 | 0.4 | 0.4 | 0.4 | 0.4 | 0.4 | 0.4 | 0.4 | 0.4 | 0.4 | 0.05 | 0.05 | 0.05 | 0.05 | 0.05 | 0.05 | 0.05 | 0.05 | From eQ_Lib.dat in MASControl 2017
D17_ERC_Clrm_CFL_Yr | Lighting | FRACTION | Default¦Wkdy | 2014-12-12 | 2014-12-31 | Constant | 0.02 | [23 empty] | From eQ_Lib.dat in MASControl 2017
D17_ERC_Clrm_CFL_Yr | Lighting | FRACTION | Wknd | 2014-12-12 | 2014-12-31 | Hourly | 0.05 | 0.05 | 0.05 | 0.05 | 0.05 | 0.05 | 0.05 | 0.225 | 0.225 | 0.225 | 0.225 | 0.225 | 0.225 | 0.225 | 0.225 | 0.225 | 0.05 | 0.05 | 0.05 | 0.05 | 0.05 | 0.05 | 0.05 | 0.05 | From eQ_Lib.dat in MASControl 2017
D17_ERC_Clrm_CFL_Yr | Lighting | FRACTION | WntrDsn | 2014-01-01 | 2014-12-31 | Constant | 0 | [23 empty] | From eQ_Lib.dat in MASControl 2017
D17_ERC_Clrm_CFL_Yr | Lighting | FRACTION | SmrDsn | 2014-01-01 | 2014-12-31 | Constant | 1 | [23 empty] | From eQ_Lib.dat in MASControl 2017
D17_ERC_Clrm_CFL_Yr | Lighting | FRACTION | Hol | 2014-01-01 | 2014-12-31 | Constant | 0.02 | [23 empty] | From eQ_Lib.dat in MASControl 2017
D17_ERC_Clrm_HB_Yr | Lighting | FRACTION | Default¦Wkdy | 2014-01-01 | 2014-01-04 | Constant | 0.02 | [23 empty] | From eQ_Lib.dat in MASControl 2017
D17_ERC_Clrm_HB_Yr | Lighting | FRACTION | Wknd | 2014-01-01 | 2014-01-04 | Hourly | 0.05 | 0.05 | 0.05 | 0.05 | 0.05 | 0.05 | 0.05 | 0.225 | 0.225 | 0.225 | 0.225 | 0.225 | 0.225 | 0.225 | 0.225 | 0.225 | 0.05 | 0.05 | 0.05 | 0.05 | 0.05 | 0.05 | 0.05 | 0.05 | From eQ_Lib.dat in MASControl 2017
D17_ERC_Clrm_HB_Yr | Lighting | FRACTION | Default¦Wkdy | 2014-01-05 | 2014-04-03 | Hourly | 0.05 | 0.05 | 0.05 | 0.05 | 0.05 | 0.6 | 0.6 | 0.6 | 0.6 | 1 | 1 | 1 | 1 | 1 | 1 | 0.55 | 0.55 | 0.55 | 0.55 | 0.35 | 0.1 | 0.1 | 0.1 | 0.1 | From eQ_Lib.dat in MASControl 2017
D17_ERC_Clrm_HB_Yr | Lighting | FRACTION | Wknd | 2014-01-05 | 2014-04-03 | Hourly | 0.05 | 0.05 | 0.05 | 0.05 | 0.05 | 0.05 | 0.05 | 0.4 | 0.4 | 0.4 | 0.4 | 0.4 | 0.4 | 0.4 | 0.4 | 0.4 | 0.05 | 0.05 | 0.05 | 0.05 | 0.05 | 0.05 | 0.05 | 0.05 | From eQ_Lib.dat in MASControl 2017
D17_ERC_Clrm_HB_Yr | Lighting | FRACTION | Default¦Wkdy | 2014-04-04 | 2014-04-12 | Constant | 0.02 | [23 empty] | From eQ_Lib.dat in MASControl 2017
D17_ERC_Clrm_HB_Yr | Lighting | FRACTION | Wknd | 2014-04-04 | 2014-04-12 | Hourly | 0.05 | 0.05 | 0.05 | 0.05 | 0.05 | 0.05 | 0.05 | 0.225 | 0.225 | 0.225 | 0.225 | 0.225 | 0.225 | 0.225 | 0.225 | 0.225 | 0.05 | 0.05 | 0.05 | 0.05 | 0.05 | 0.05 | 0.05 | 0.05 | From eQ_Lib.dat in MASControl 2017
D17_ERC_Clrm_HB_Yr | Lighting | FRACTION | Default¦Wkdy | 2014-04-13 | 2014-06-12 | Hourly | 0.05 | 0.05 | 0.05 | 0.05 | 0.05 | 0.6 | 0.6 | 0.6 | 0.6 | 1 | 1 | 1 | 1 | 1 | 1 | 0.55 | 0.55 | 0.55 | 0.55 | 0.35 | 0.1 | 0.1 | 0.1 | 0.1 | From eQ_Lib.dat in MASControl 2017
D17_ERC_Clrm_HB_Yr | Lighting | FRACTION | Wknd | 2014-04-13 | 2014-06-12 | Hourly | 0.05 | 0.05 | 0.05 | 0.05 | 0.05 | 0.05 | 0.05 | 0.4 | 0.4 | 0.4 | 0.4 | 0.4 | 0.4 | 0.4 | 0.4 | 0.4 | 0.05 | 0.05 | 0.05 | 0.05 | 0.05 | 0.05 | 0.05 | 0.05 | From eQ_Lib.dat in MASControl 2017
D17_ERC_Clrm_HB_Yr | Lighting | FRACTION | Default¦Wkdy | 2014-06-13 | 2014-08-16 | Constant | 0.02 | [23 empty] | From eQ_Lib.dat in MASControl 2017
D17_ERC_Clrm_HB_Yr | Lighting | FRACTION | Wknd | 2014-06-13 | 2014-08-16 | Hourly | 0.05 | 0.05 | 0.05 | 0.05 | 0.05 | 0.05 | 0.05 | 0.225 | 0.225 | 0.225 | 0.225 | 0.225 | 0.225 | 0.225 | 0.225 | 0.225 | 0.05 | 0.05 | 0.05 | 0.05 | 0.05 | 0.05 | 0.05 | 0.05 | From eQ_Lib.dat in MASControl 2017
D17_ERC_Clrm_HB_Yr | Lighting | FRACTION | Default¦Wkdy | 2014-08-17 | 2014-12-11 | Hourly | 0.05 | 0.05 | 0.05 | 0.05 | 0.05 | 0.6 | 0.6 | 0.6 | 0.6 | 1 | 1 | 1 | 1 | 1 | 1 | 0.55 | 0.55 | 0.55 | 0.55 | 0.35 | 0.1 | 0.1 | 0.1 | 0.1 | From eQ_Lib.dat in MASControl 2017
D17_ERC_Clrm_HB_Yr | Lighting | FRACTION | Wknd | 2014-08-17 | 2014-12-11 | Hourly | 0.05 | 0.05 | 0.05 | 0.05 | 0.05 | 0.05 | 0.05 | 0.4 | 0.4 | 0.4 | 0.4 | 0.4 | 0.4 | 0.4 | 0.4 | 0.4 | 0.05 | 0.05 | 0.05 | 0.05 | 0.05 | 0.05 | 0.05 | 0.05 | From eQ_Lib.dat in MASControl 2017
D17_ERC_Clrm_HB_Yr | Lighting | FRACTION | Default¦Wkdy | 2014-12-12 | 2014-12-31 | Constant | 0.02 | [23 empty] | From eQ_Lib.dat in MASControl 2017
D17_ERC_Clrm_HB_Yr | Lighting | FRACTION | Wknd | 2014-12-12 | 2014-12-31 | Hourly | 0.05 | 0.05 | 0.05 | 0.05 | 0.05 | 0.05 | 0.05 | 0.225 | 0.225 | 0.225 | 0.225 | 0.225 | 0.225 | 0.225 | 0.225 | 0.225 | 0.05 | 0.05 | 0.05 | 0.05 | 0.05 | 0.05 | 0.05 | 0.05 | From eQ_Lib.dat in MASControl 2017
D17_ERC_Clrm_HB_Yr | Lighting | FRACTION | WntrDsn | 2014-01-01 | 2014-12-31 | Constant | 0 | [23 empty] | From eQ_Lib.dat in MASControl 2017
D17_ERC_Clrm_HB_Yr | Lighting | FRACTION | SmrDsn | 2014-01-01 | 2014-12-31 | Constant | 1 | [23 empty] | From eQ_Lib.dat in MASControl 2017
D17_ERC_Clrm_HB_Yr | Lighting | FRACTION | Hol | 2014-01-01 | 2014-12-31 | Constant | 0.02 | [23 empty] | From eQ_Lib.dat in MASControl 2017
D17_ERC_Clrm_LF_Yr | Lighting | FRACTION | Default¦Wkdy | 2014-01-01 | 2014-01-04 | Constant | 0.02 | [23 empty] | From eQ_Lib.dat in MASControl 2017
D17_ERC_Clrm_LF_Yr | Lighting | FRACTION | Wknd | 2014-01-01 | 2014-01-04 | Hourly | 0.05 | 0.05 | 0.05 | 0.05 | 0.05 | 0.05 | 0.05 | 0.225 | 0.225 | 0.225 | 0.225 | 0.225 | 0.225 | 0.225 | 0.225 | 0.225 | 0.05 | 0.05 | 0.05 | 0.05 | 0.05 | 0.05 | 0.05 | 0.05 | From eQ_Lib.dat in MASControl 2017
D17_ERC_Clrm_LF_Yr | Lighting | FRACTION | Default¦Wkdy | 2014-01-05 | 2014-04-03 | Hourly | 0.05 | 0.05 | 0.05 | 0.05 | 0.05 | 0.6 | 0.6 | 0.6 | 0.6 | 1 | 1 | 1 | 1 | 1 | 1 | 0.55 | 0.55 | 0.55 | 0.55 | 0.35 | 0.1 | 0.1 | 0.1 | 0.1 | From eQ_Lib.dat in MASControl 2017
D17_ERC_Clrm_LF_Yr | Lighting | FRACTION | Wknd | 2014-01-05 | 2014-04-03 | Hourly | 0.05 | 0.05 | 0.05 | 0.05 | 0.05 | 0.05 | 0.05 | 0.4 | 0.4 | 0.4 | 0.4 | 0.4 | 0.4 | 0.4 | 0.4 | 0.4 | 0.05 | 0.05 | 0.05 | 0.05 | 0.05 | 0.05 | 0.05 | 0.05 | From eQ_Lib.dat in MASControl 2017
D17_ERC_Clrm_LF_Yr | Lighting | FRACTION | Default¦Wkdy | 2014-04-04 | 2014-04-12 | Constant | 0.02 | [23 empty] | From eQ_Lib.dat in MASControl 2017
D17_ERC_Clrm_LF_Yr | Lighting | FRACTION | Wknd | 2014-04-04 | 2014-04-12 | Hourly | 0.05 | 0.05 | 0.05 | 0.05 | 0.05 | 0.05 | 0.05 | 0.225 | 0.225 | 0.225 | 0.225 | 0.225 | 0.225 | 0.225 | 0.225 | 0.225 | 0.05 | 0.05 | 0.05 | 0.05 | 0.05 | 0.05 | 0.05 | 0.05 | From eQ_Lib.dat in MASControl 2017
D17_ERC_Clrm_LF_Yr | Lighting | FRACTION | Default¦Wkdy | 2014-04-13 | 2014-06-12 | Hourly | 0.05 | 0.05 | 0.05 | 0.05 | 0.05 | 0.6 | 0.6 | 0.6 | 0.6 | 1 | 1 | 1 | 1 | 1 | 1 | 0.55 | 0.55 | 0.55 | 0.55 | 0.35 | 0.1 | 0.1 | 0.1 | 0.1 | From eQ_Lib.dat in MASControl 2017
D17_ERC_Clrm_LF_Yr | Lighting | FRACTION | Wknd | 2014-04-13 | 2014-06-12 | Hourly | 0.05 | 0.05 | 0.05 | 0.05 | 0.05 | 0.05 | 0.05 | 0.4 | 0.4 | 0.4 | 0.4 | 0.4 | 0.4 | 0.4 | 0.4 | 0.4 | 0.05 | 0.05 | 0.05 | 0.05 | 0.05 | 0.05 | 0.05 | 0.05 | From eQ_Lib.dat in MASControl 2017
D17_ERC_Clrm_LF_Yr | Lighting | FRACTION | Default¦Wkdy | 2014-06-13 | 2014-08-16 | Constant | 0.02 | [23 empty] | From eQ_Lib.dat in MASControl 2017
D17_ERC_Clrm_LF_Yr | Lighting | FRACTION | Wknd | 2014-06-13 | 2014-08-16 | Hourly | 0.05 | 0.05 | 0.05 | 0.05 | 0.05 | 0.05 | 0.05 | 0.225 | 0.225 | 0.225 | 0.225 | 0.225 | 0.225 | 0.225 | 0.225 | 0.225 | 0.05 | 0.05 | 0.05 | 0.05 | 0.05 | 0.05 | 0.05 | 0.05 | From eQ_Lib.dat in MASControl 2017
D17_ERC_Clrm_LF_Yr | Lighting | FRACTION | Default¦Wkdy | 2014-08-17 | 2014-12-11 | Hourly | 0.05 | 0.05 | 0.05 | 0.05 | 0.05 | 0.6 | 0.6 | 0.6 | 0.6 | 1 | 1 | 1 | 1 | 1 | 1 | 0.55 | 0.55 | 0.55 | 0.55 | 0.35 | 0.1 | 0.1 | 0.1 | 0.1 | From eQ_Lib.dat in MASControl 2017
D17_ERC_Clrm_LF_Yr | Lighting | FRACTION | Wknd | 2014-08-17 | 2014-12-11 | Hourly | 0.05 | 0.05 | 0.05 | 0.05 | 0.05 | 0.05 | 0.05 | 0.4 | 0.4 | 0.4 | 0.4 | 0.4 | 0.4 | 0.4 | 0.4 | 0.4 | 0.05 | 0.05 | 0.05 | 0.05 | 0.05 | 0.05 | 0.05 | 0.05 | From eQ_Lib.dat in MASControl 2017
D17_ERC_Clrm_LF_Yr | Lighting | FRACTION | Default¦Wkdy | 2014-12-12 | 2014-12-31 | Constant | 0.02 | [23 empty] | From eQ_Lib.dat in MASControl 2017
D17_ERC_Clrm_LF_Yr | Lighting | FRACTION | Wknd | 2014-12-12 | 2014-12-31 | Hourly | 0.05 | 0.05 | 0.05 | 0.05 | 0.05 | 0.05 | 0.05 | 0.225 | 0.225 | 0.225 | 0.225 | 0.225 | 0.225 | 0.225 | 0.225 | 0.225 | 0.05 | 0.05 | 0.05 | 0.05 | 0.05 | 0.05 | 0.05 | 0.05 | From eQ_Lib.dat in MASControl 2017
D17_ERC_Clrm_LF_Yr | Lighting | FRACTION | WntrDsn | 2014-01-01 | 2014-12-31 | Constant | 0 | [23 empty] | From eQ_Lib.dat in MASControl 2017
D17_ERC_Clrm_LF_Yr | Lighting | FRACTION | SmrDsn | 2014-01-01 | 2014-12-31 | Constant | 1 | [23 empty] | From eQ_Lib.dat in MASControl 2017
D17_ERC_Clrm_LF_Yr | Lighting | FRACTION | Hol | 2014-01-01 | 2014-12-31 | Constant | 0.02 | [23 empty] | From eQ_Lib.dat in MASControl 2017
D17_ESe_Clrm_CFL_Yr | Lighting | FRACTION | Default¦Wkdy | 2014-01-01 | 2014-01-04 | Hourly | 0.05 | 0.05 | 0.05 | 0.05 | 0.05 | 0.6 | 0.6 | 0.6 | 0.6 | 1 | 1 | 1 | 1 | 1 | 1 | 0.55 | 0.55 | 0.55 | 0.55 | 0.35 | 0.1 | 0.1 | 0.1 | 0.1 | From eQ_Lib.dat in MASControl 2017
D17_ESe_Clrm_CFL_Yr | Lighting | FRACTION | Wknd | 2014-01-01 | 2014-01-04 | Hourly | 0.05 | 0.05 | 0.05 | 0.05 | 0.05 | 0.05 | 0.05 | 0.4 | 0.4 | 0.4 | 0.4 | 0.4 | 0.4 | 0.4 | 0.4 | 0.4 | 0.05 | 0.05 | 0.05 | 0.05 | 0.05 | 0.05 | 0.05 | 0.05 | From eQ_Lib.dat in MASControl 2017
D17_ESe_Clrm_CFL_Yr | Lighting | FRACTION | Default¦Wkdy | 2014-01-05 | 2014-04-03 | Hourly | 0.05 | 0.05 | 0.05 | 0.05 | 0.05 | 0.6 | 0.6 | 0.6 | 0.6 | 1 | 1 | 1 | 1 | 1 | 1 | 0.55 | 0.55 | 0.55 | 0.55 | 0.35 | 0.1 | 0.1 | 0.1 | 0.1 | From eQ_Lib.dat in MASControl 2017
D17_ESe_Clrm_CFL_Yr | Lighting | FRACTION | Wknd | 2014-01-05 | 2014-04-03 | Hourly | 0.05 | 0.05 | 0.05 | 0.05 | 0.05 | 0.05 | 0.05 | 0.4 | 0.4 | 0.4 | 0.4 | 0.4 | 0.4 | 0.4 | 0.4 | 0.4 | 0.05 | 0.05 | 0.05 | 0.05 | 0.05 | 0.05 | 0.05 | 0.05 | From eQ_Lib.dat in MASControl 2017
D17_ESe_Clrm_CFL_Yr | Lighting | FRACTION | Default¦Wkdy | 2014-04-04 | 2014-04-12 | Hourly | 0.05 | 0.05 | 0.05 | 0.05 | 0.05 | 0.6 | 0.6 | 0.6 | 0.6 | 1 | 1 | 1 | 1 | 1 | 1 | 0.55 | 0.55 | 0.55 | 0.55 | 0.35 | 0.1 | 0.1 | 0.1 | 0.1 | From eQ_Lib.dat in MASControl 2017
D17_ESe_Clrm_CFL_Yr | Lighting | FRACTION | Wknd | 2014-04-04 | 2014-04-12 | Hourly | 0.05 | 0.05 | 0.05 | 0.05 | 0.05 | 0.05 | 0.05 | 0.4 | 0.4 | 0.4 | 0.4 | 0.4 | 0.4 | 0.4 | 0.4 | 0.4 | 0.05 | 0.05 | 0.05 | 0.05 | 0.05 | 0.05 | 0.05 | 0.05 | From eQ_Lib.dat in MASControl 2017
D17_ESe_Clrm_CFL_Yr | Lighting | FRACTION | Default¦Wkdy | 2014-04-13 | 2014-06-12 | Hourly | 0.05 | 0.05 | 0.05 | 0.05 | 0.05 | 0.6 | 0.6 | 0.6 | 0.6 | 1 | 1 | 1 | 1 | 1 | 1 | 0.55 | 0.55 | 0.55 | 0.55 | 0.35 | 0.1 | 0.1 | 0.1 | 0.1 | From eQ_Lib.dat in MASControl 2017
D17_ESe_Clrm_CFL_Yr | Lighting | FRACTION | Wknd | 2014-04-13 | 2014-06-12 | Hourly | 0.05 | 0.05 | 0.05 | 0.05 | 0.05 | 0.05 | 0.05 | 0.4 | 0.4 | 0.4 | 0.4 | 0.4 | 0.4 | 0.4 | 0.4 | 0.4 | 0.05 | 0.05 | 0.05 | 0.05 | 0.05 | 0.05 | 0.05 | 0.05 | From eQ_Lib.dat in MASControl 2017
D17_ESe_Clrm_CFL_Yr | Lighting | FRACTION | Default¦Wkdy | 2014-06-13 | 2014-08-16 | Hourly | 0.05 | 0.05 | 0.05 | 0.05 | 0.05 | 0.6 | 0.6 | 0.6 | 0.6 | 1 | 1 | 1 | 1 | 1 | 1 | 0.55 | 0.55 | 0.55 | 0.55 | 0.35 | 0.1 | 0.1 | 0.1 | 0.1 | From eQ_Lib.dat in MASControl 2017
D17_ESe_Clrm_CFL_Yr | Lighting | FRACTION | Wknd | 2014-06-13 | 2014-08-16 | Hourly | 0.05 | 0.05 | 0.05 | 0.05 | 0.05 | 0.05 | 0.05 | 0.4 | 0.4 | 0.4 | 0.4 | 0.4 | 0.4 | 0.4 | 0.4 | 0.4 | 0.05 | 0.05 | 0.05 | 0.05 | 0.05 | 0.05 | 0.05 | 0.05 | From eQ_Lib.dat in MASControl 2017
D17_ESe_Clrm_CFL_Yr | Lighting | FRACTION | Default¦Wkdy | 2014-08-17 | 2014-12-11 | Hourly | 0.05 | 0.05 | 0.05 | 0.05 | 0.05 | 0.6 | 0.6 | 0.6 | 0.6 | 1 | 1 | 1 | 1 | 1 | 1 | 0.55 | 0.55 | 0.55 | 0.55 | 0.35 | 0.1 | 0.1 | 0.1 | 0.1 | From eQ_Lib.dat in MASControl 2017
D17_ESe_Clrm_CFL_Yr | Lighting | FRACTION | Wknd | 2014-08-17 | 2014-12-11 | Hourly | 0.05 | 0.05 | 0.05 | 0.05 | 0.05 | 0.05 | 0.05 | 0.4 | 0.4 | 0.4 | 0.4 | 0.4 | 0.4 | 0.4 | 0.4 | 0.4 | 0.05 | 0.05 | 0.05 | 0.05 | 0.05 | 0.05 | 0.05 | 0.05 | From eQ_Lib.dat in MASControl 2017
D17_ESe_Clrm_CFL_Yr | Lighting | FRACTION | Default¦Wkdy | 2014-12-12 | 2014-12-31 | Hourly | 0.05 | 0.05 | 0.05 | 0.05 | 0.05 | 0.6 | 0.6 | 0.6 | 0.6 | 1 | 1 | 1 | 1 | 1 | 1 | 0.55 | 0.55 | 0.55 | 0.55 | 0.35 | 0.1 | 0.1 | 0.1 | 0.1 | From eQ_Lib.dat in MASControl 2017
D17_ESe_Clrm_CFL_Yr | Lighting | FRACTION | Wknd | 2014-12-12 | 2014-12-31 | Hourly | 0.05 | 0.05 | 0.05 | 0.05 | 0.05 | 0.05 | 0.05 | 0.4 | 0.4 | 0.4 | 0.4 | 0.4 | 0.4 | 0.4 | 0.4 | 0.4 | 0.05 | 0.05 | 0.05 | 0.05 | 0.05 | 0.05 | 0.05 | 0.05 | From eQ_Lib.dat in MASControl 2017
D17_ESe_Clrm_CFL_Yr | Lighting | FRACTION | WntrDsn | 2014-01-01 | 2014-12-31 | Constant | 0 | [23 empty] | From eQ_Lib.dat in MASControl 2017
D17_ESe_Clrm_CFL_Yr | Lighting | FRACTION | SmrDsn | 2014-01-01 | 2014-12-31 | Constant | 1 | [23 empty] | From eQ_Lib.dat in MASControl 2017
D17_ESe_Clrm_CFL_Yr | Lighting | FRACTION | Hol | 2014-01-01 | 2014-12-31 | Constant | 0.05 | [23 empty] | From eQ_Lib.dat in MASControl 2017
D17_ESe_Clrm_LF_Yr | Lighting | FRACTION | Default¦Wkdy | 2014-01-01 | 2014-01-04 | Hourly | 0.05 | 0.05 | 0.05 | 0.05 | 0.05 | 0.6 | 0.6 | 0.6 | 0.6 | 1 | 1 | 1 | 1 | 1 | 1 | 0.55 | 0.55 | 0.55 | 0.55 | 0.35 | 0.1 | 0.1 | 0.1 | 0.1 | From eQ_Lib.dat in MASControl 2017
D17_ESe_Clrm_LF_Yr | Lighting | FRACTION | Wknd | 2014-01-01 | 2014-01-04 | Hourly | 0.05 | 0.05 | 0.05 | 0.05 | 0.05 | 0.05 | 0.05 | 0.4 | 0.4 | 0.4 | 0.4 | 0.4 | 0.4 | 0.4 | 0.4 | 0.4 | 0.05 | 0.05 | 0.05 | 0.05 | 0.05 | 0.05 | 0.05 | 0.05 | From eQ_Lib.dat in MASControl 2017
D17_ESe_Clrm_LF_Yr | Lighting | FRACTION | Default¦Wkdy | 2014-01-05 | 2014-04-03 | Hourly | 0.05 | 0.05 | 0.05 | 0.05 | 0.05 | 0.6 | 0.6 | 0.6 | 0.6 | 1 | 1 | 1 | 1 | 1 | 1 | 0.55 | 0.55 | 0.55 | 0.55 | 0.35 | 0.1 | 0.1 | 0.1 | 0.1 | From eQ_Lib.dat in MASControl 2017
D17_ESe_Clrm_LF_Yr | Lighting | FRACTION | Wknd | 2014-01-05 | 2014-04-03 | Hourly | 0.05 | 0.05 | 0.05 | 0.05 | 0.05 | 0.05 | 0.05 | 0.4 | 0.4 | 0.4 | 0.4 | 0.4 | 0.4 | 0.4 | 0.4 | 0.4 | 0.05 | 0.05 | 0.05 | 0.05 | 0.05 | 0.05 | 0.05 | 0.05 | From eQ_Lib.dat in MASControl 2017
D17_ESe_Clrm_LF_Yr | Lighting | FRACTION | Default¦Wkdy | 2014-04-04 | 2014-04-12 | Hourly | 0.05 | 0.05 | 0.05 | 0.05 | 0.05 | 0.6 | 0.6 | 0.6 | 0.6 | 1 | 1 | 1 | 1 | 1 | 1 | 0.55 | 0.55 | 0.55 | 0.55 | 0.35 | 0.1 | 0.1 | 0.1 | 0.1 | From eQ_Lib.dat in MASControl 2017
D17_ESe_Clrm_LF_Yr | Lighting | FRACTION | Wknd | 2014-04-04 | 2014-04-12 | Hourly | 0.05 | 0.05 | 0.05 | 0.05 | 0.05 | 0.05 | 0.05 | 0.4 | 0.4 | 0.4 | 0.4 | 0.4 | 0.4 | 0.4 | 0.4 | 0.4 | 0.05 | 0.05 | 0.05 | 0.05 | 0.05 | 0.05 | 0.05 | 0.05 | From eQ_Lib.dat in MASControl 2017
D17_ESe_Clrm_LF_Yr | Lighting | FRACTION | Default¦Wkdy | 2014-04-13 | 2014-06-12 | Hourly | 0.05 | 0.05 | 0.05 | 0.05 | 0.05 | 0.6 | 0.6 | 0.6 | 0.6 | 1 | 1 | 1 | 1 | 1 | 1 | 0.55 | 0.55 | 0.55 | 0.55 | 0.35 | 0.1 | 0.1 | 0.1 | 0.1 | From eQ_Lib.dat in MASControl 2017
D17_ESe_Clrm_LF_Yr | Lighting | FRACTION | Wknd | 2014-04-13 | 2014-06-12 | Hourly | 0.05 | 0.05 | 0.05 | 0.05 | 0.05 | 0.05 | 0.05 | 0.4 | 0.4 | 0.4 | 0.4 | 0.4 | 0.4 | 0.4 | 0.4 | 0.4 | 0.05 | 0.05 | 0.05 | 0.05 | 0.05 | 0.05 | 0.05 | 0.05 | From eQ_Lib.dat in MASControl 2017
D17_ESe_Clrm_LF_Yr | Lighting | FRACTION | Default¦Wkdy | 2014-06-13 | 2014-08-16 | Hourly | 0.05 | 0.05 | 0.05 | 0.05 | 0.05 | 0.6 | 0.6 | 0.6 | 0.6 | 1 | 1 | 1 | 1 | 1 | 1 | 0.55 | 0.55 | 0.55 | 0.55 | 0.35 | 0.1 | 0.1 | 0.1 | 0.1 | From eQ_Lib.dat in MASControl 2017
D17_ESe_Clrm_LF_Yr | Lighting | FRACTION | Wknd | 2014-06-13 | 2014-08-16 | Hourly | 0.05 | 0.05 | 0.05 | 0.05 | 0.05 | 0.05 | 0.05 | 0.4 | 0.4 | 0.4 | 0.4 | 0.4 | 0.4 | 0.4 | 0.4 | 0.4 | 0.05 | 0.05 | 0.05 | 0.05 | 0.05 | 0.05 | 0.05 | 0.05 | From eQ_Lib.dat in MASControl 2017
D17_ESe_Clrm_LF_Yr | Lighting | FRACTION | Default¦Wkdy | 2014-08-17 | 2014-12-11 | Hourly | 0.05 | 0.05 | 0.05 | 0.05 | 0.05 | 0.6 | 0.6 | 0.6 | 0.6 | 1 | 1 | 1 | 1 | 1 | 1 | 0.55 | 0.55 | 0.55 | 0.55 | 0.35 | 0.1 | 0.1 | 0.1 | 0.1 | From eQ_Lib.dat in MASControl 2017
D17_ESe_Clrm_LF_Yr | Lighting | FRACTION | Wknd | 2014-08-17 | 2014-12-11 | Hourly | 0.05 | 0.05 | 0.05 | 0.05 | 0.05 | 0.05 | 0.05 | 0.4 | 0.4 | 0.4 | 0.4 | 0.4 | 0.4 | 0.4 | 0.4 | 0.4 | 0.05 | 0.05 | 0.05 | 0.05 | 0.05 | 0.05 | 0.05 | 0.05 | From eQ_Lib.dat in MASControl 2017
D17_ESe_Clrm_LF_Yr | Lighting | FRACTION | Default¦Wkdy | 2014-12-12 | 2014-12-31 | Hourly | 0.05 | 0.05 | 0.05 | 0.05 | 0.05 | 0.6 | 0.6 | 0.6 | 0.6 | 1 | 1 | 1 | 1 | 1 | 1 | 0.55 | 0.55 | 0.55 | 0.55 | 0.35 | 0.1 | 0.1 | 0.1 | 0.1 | From eQ_Lib.dat in MASControl 2017
D17_ESe_Clrm_LF_Yr | Lighting | FRACTION | Wknd | 2014-12-12 | 2014-12-31 | Hourly | 0.05 | 0.05 | 0.05 | 0.05 | 0.05 | 0.05 | 0.05 | 0.4 | 0.4 | 0.4 | 0.4 | 0.4 | 0.4 | 0.4 | 0.4 | 0.4 | 0.05 | 0.05 | 0.05 | 0.05 | 0.05 | 0.05 | 0.05 | 0.05 | From eQ_Lib.dat in MASControl 2017
D17_ESe_Clrm_LF_Yr | Lighting | FRACTION | WntrDsn | 2014-01-01 | 2014-12-31 | Constant | 0 | [23 empty] | From eQ_Lib.dat in MASControl 2017
D17_ESe_Clrm_LF_Yr | Lighting | FRACTION | SmrDsn | 2014-01-01 | 2014-12-31 | Constant | 1 | [23 empty] | From eQ_Lib.dat in MASControl 2017
D17_ESe_Clrm_LF_Yr | Lighting | FRACTION | Hol | 2014-01-01 | 2014-12-31 | Constant | 0.05 | [23 empty] | From eQ_Lib.dat in MASControl 2017
D17_ESe_CompCL_CFL_Yr | Lighting | FRACTION | Default¦Wkdy | 2014-01-01 | 2014-01-04 | Hourly | 0.05 | 0.05 | 0.05 | 0.05 | 0.05 | 0.5132 | 0.5132 | 0.5132 | 0.5132 | 0.85 | 0.85 | 0.85 | 0.85 | 0.85 | 0.85 | 0.4711 | 0.4711 | 0.4711 | 0.4711 | 0.3026 | 0.0921 | 0.0921 | 0.0921 | 0.0921 | From eQ_Lib.dat in MASControl 2017
D17_ESe_CompCL_CFL_Yr | Lighting | FRACTION | Wknd | 2014-01-01 | 2014-01-04 | Hourly | 0.05 | 0.05 | 0.05 | 0.05 | 0.05 | 0.05 | 0.05 | 0.4 | 0.4 | 0.4 | 0.4 | 0.4 | 0.4 | 0.4 | 0.4 | 0.4 | 0.05 | 0.05 | 0.05 | 0.05 | 0.05 | 0.05 | 0.05 | 0.05 | From eQ_Lib.dat in MASControl 2017
D17_ESe_CompCL_CFL_Yr | Lighting | FRACTION | Default¦Wkdy | 2014-01-05 | 2014-04-03 | Hourly | 0.05 | 0.05 | 0.05 | 0.05 | 0.05 | 0.5132 | 0.5132 | 0.5132 | 0.5132 | 0.85 | 0.85 | 0.85 | 0.85 | 0.85 | 0.85 | 0.4711 | 0.4711 | 0.4711 | 0.4711 | 0.3026 | 0.0921 | 0.0921 | 0.0921 | 0.0921 | From eQ_Lib.dat in MASControl 2017
D17_ESe_CompCL_CFL_Yr | Lighting | FRACTION | Wknd | 2014-01-05 | 2014-04-03 | Hourly | 0.05 | 0.05 | 0.05 | 0.05 | 0.05 | 0.05 | 0.05 | 0.4 | 0.4 | 0.4 | 0.4 | 0.4 | 0.4 | 0.4 | 0.4 | 0.4 | 0.05 | 0.05 | 0.05 | 0.05 | 0.05 | 0.05 | 0.05 | 0.05 | From eQ_Lib.dat in MASControl 2017
D17_ESe_CompCL_CFL_Yr | Lighting | FRACTION | Default¦Wkdy | 2014-04-04 | 2014-04-12 | Hourly | 0.05 | 0.05 | 0.05 | 0.05 | 0.05 | 0.5132 | 0.5132 | 0.5132 | 0.5132 | 0.85 | 0.85 | 0.85 | 0.85 | 0.85 | 0.85 | 0.4711 | 0.4711 | 0.4711 | 0.4711 | 0.3026 | 0.0921 | 0.0921 | 0.0921 | 0.0921 | From eQ_Lib.dat in MASControl 2017
D17_ESe_CompCL_CFL_Yr | Lighting | FRACTION | Wknd | 2014-04-04 | 2014-04-12 | Hourly | 0.05 | 0.05 | 0.05 | 0.05 | 0.05 | 0.05 | 0.05 | 0.4 | 0.4 | 0.4 | 0.4 | 0.4 | 0.4 | 0.4 | 0.4 | 0.4 | 0.05 | 0.05 | 0.05 | 0.05 | 0.05 | 0.05 | 0.05 | 0.05 | From eQ_Lib.dat in MASControl 2017
D17_ESe_CompCL_CFL_Yr | Lighting | FRACTION | Default¦Wkdy | 2014-04-13 | 2014-06-12 | Hourly | 0.05 | 0.05 | 0.05 | 0.05 | 0.05 | 0.5132 | 0.5132 | 0.5132 | 0.5132 | 0.85 | 0.85 | 0.85 | 0.85 | 0.85 | 0.85 | 0.4711 | 0.4711 | 0.4711 | 0.4711 | 0.3026 | 0.0921 | 0.0921 | 0.0921 | 0.0921 | From eQ_Lib.dat in MASControl 2017
D17_ESe_CompCL_CFL_Yr | Lighting | FRACTION | Wknd | 2014-04-13 | 2014-06-12 | Hourly | 0.05 | 0.05 | 0.05 | 0.05 | 0.05 | 0.05 | 0.05 | 0.4 | 0.4 | 0.4 | 0.4 | 0.4 | 0.4 | 0.4 | 0.4 | 0.4 | 0.05 | 0.05 | 0.05 | 0.05 | 0.05 | 0.05 | 0.05 | 0.05 | From eQ_Lib.dat in MASControl 2017
D17_ESe_CompCL_CFL_Yr | Lighting | FRACTION | Default¦Wkdy | 2014-06-13 | 2014-08-16 | Hourly | 0.05 | 0.05 | 0.05 | 0.05 | 0.05 | 0.5132 | 0.5132 | 0.5132 | 0.5132 | 0.85 | 0.85 | 0.85 | 0.85 | 0.85 | 0.85 | 0.4711 | 0.4711 | 0.4711 | 0.4711 | 0.3026 | 0.0921 | 0.0921 | 0.0921 | 0.0921 | From eQ_Lib.dat in MASControl 2017
D17_ESe_CompCL_CFL_Yr | Lighting | FRACTION | Wknd | 2014-06-13 | 2014-08-16 | Hourly | 0.05 | 0.05 | 0.05 | 0.05 | 0.05 | 0.05 | 0.05 | 0.4 | 0.4 | 0.4 | 0.4 | 0.4 | 0.4 | 0.4 | 0.4 | 0.4 | 0.05 | 0.05 | 0.05 | 0.05 | 0.05 | 0.05 | 0.05 | 0.05 | From eQ_Lib.dat in MASControl 2017
D17_ESe_CompCL_CFL_Yr | Lighting | FRACTION | Default¦Wkdy | 2014-08-17 | 2014-12-11 | Hourly | 0.05 | 0.05 | 0.05 | 0.05 | 0.05 | 0.5132 | 0.5132 | 0.5132 | 0.5132 | 0.85 | 0.85 | 0.85 | 0.85 | 0.85 | 0.85 | 0.4711 | 0.4711 | 0.4711 | 0.4711 | 0.3026 | 0.0921 | 0.0921 | 0.0921 | 0.0921 | From eQ_Lib.dat in MASControl 2017
D17_ESe_CompCL_CFL_Yr | Lighting | FRACTION | Wknd | 2014-08-17 | 2014-12-11 | Hourly | 0.05 | 0.05 | 0.05 | 0.05 | 0.05 | 0.05 | 0.05 | 0.4 | 0.4 | 0.4 | 0.4 | 0.4 | 0.4 | 0.4 | 0.4 | 0.4 | 0.05 | 0.05 | 0.05 | 0.05 | 0.05 | 0.05 | 0.05 | 0.05 | From eQ_Lib.dat in MASControl 2017
D17_ESe_CompCL_CFL_Yr | Lighting | FRACTION | Default¦Wkdy | 2014-12-12 | 2014-12-31 | Hourly | 0.05 | 0.05 | 0.05 | 0.05 | 0.05 | 0.5132 | 0.5132 | 0.5132 | 0.5132 | 0.85 | 0.85 | 0.85 | 0.85 | 0.85 | 0.85 | 0.4711 | 0.4711 | 0.4711 | 0.4711 | 0.3026 | 0.0921 | 0.0921 | 0.0921 | 0.0921 | From eQ_Lib.dat in MASControl 2017
D17_ESe_CompCL_CFL_Yr | Lighting | FRACTION | Wknd | 2014-12-12 | 2014-12-31 | Hourly | 0.05 | 0.05 | 0.05 | 0.05 | 0.05 | 0.05 | 0.05 | 0.4 | 0.4 | 0.4 | 0.4 | 0.4 | 0.4 | 0.4 | 0.4 | 0.4 | 0.05 | 0.05 | 0.05 | 0.05 | 0.05 | 0.05 | 0.05 | 0.05 | From eQ_Lib.dat in MASControl 2017
D17_ESe_CompCL_CFL_Yr | Lighting | FRACTION | WntrDsn | 2014-01-01 | 2014-12-31 | Constant | 0 | [23 empty] | From eQ_Lib.dat in MASControl 2017
D17_ESe_CompCL_CFL_Yr | Lighting | FRACTION | SmrDsn | 2014-01-01 | 2014-12-31 | Constant | 1 | [23 empty] | From eQ_Lib.dat in MASControl 2017
D17_ESe_CompCL_CFL_Yr | Lighting | FRACTION | Hol | 2014-01-01 | 2014-12-31 | Constant | 0.05 | [23 empty] | From eQ_Lib.dat in MASControl 2017
D17_ESe_CompCL_LF_Yr | Lighting | FRACTION | Default¦Wkdy | 2014-01-01 | 2014-01-04 | Hourly | 0.05 | 0.05 | 0.05 | 0.05 | 0.05 | 0.5132 | 0.5132 | 0.5132 | 0.5132 | 0.85 | 0.85 | 0.85 | 0.85 | 0.85 | 0.85 | 0.4711 | 0.4711 | 0.4711 | 0.4711 | 0.3026 | 0.0921 | 0.0921 | 0.0921 | 0.0921 | From eQ_Lib.dat in MASControl 2017
D17_ESe_CompCL_LF_Yr | Lighting | FRACTION | Wknd | 2014-01-01 | 2014-01-04 | Hourly | 0.05 | 0.05 | 0.05 | 0.05 | 0.05 | 0.05 | 0.05 | 0.4 | 0.4 | 0.4 | 0.4 | 0.4 | 0.4 | 0.4 | 0.4 | 0.4 | 0.05 | 0.05 | 0.05 | 0.05 | 0.05 | 0.05 | 0.05 | 0.05 | From eQ_Lib.dat in MASControl 2017
D17_ESe_CompCL_LF_Yr | Lighting | FRACTION | Default¦Wkdy | 2014-01-05 | 2014-04-03 | Hourly | 0.05 | 0.05 | 0.05 | 0.05 | 0.05 | 0.5132 | 0.5132 | 0.5132 | 0.5132 | 0.85 | 0.85 | 0.85 | 0.85 | 0.85 | 0.85 | 0.4711 | 0.4711 | 0.4711 | 0.4711 | 0.3026 | 0.0921 | 0.0921 | 0.0921 | 0.0921 | From eQ_Lib.dat in MASControl 2017
D17_ESe_CompCL_LF_Yr | Lighting | FRACTION | Wknd | 2014-01-05 | 2014-04-03 | Hourly | 0.05 | 0.05 | 0.05 | 0.05 | 0.05 | 0.05 | 0.05 | 0.4 | 0.4 | 0.4 | 0.4 | 0.4 | 0.4 | 0.4 | 0.4 | 0.4 | 0.05 | 0.05 | 0.05 | 0.05 | 0.05 | 0.05 | 0.05 | 0.05 | From eQ_Lib.dat in MASControl 2017
D17_ESe_CompCL_LF_Yr | Lighting | FRACTION | Default¦Wkdy | 2014-04-04 | 2014-04-12 | Hourly | 0.05 | 0.05 | 0.05 | 0.05 | 0.05 | 0.5132 | 0.5132 | 0.5132 | 0.5132 | 0.85 | 0.85 | 0.85 | 0.85 | 0.85 | 0.85 | 0.4711 | 0.4711 | 0.4711 | 0.4711 | 0.3026 | 0.0921 | 0.0921 | 0.0921 | 0.0921 | From eQ_Lib.dat in MASControl 2017
D17_ESe_CompCL_LF_Yr | Lighting | FRACTION | Wknd | 2014-04-04 | 2014-04-12 | Hourly | 0.05 | 0.05 | 0.05 | 0.05 | 0.05 | 0.05 | 0.05 | 0.4 | 0.4 | 0.4 | 0.4 | 0.4 | 0.4 | 0.4 | 0.4 | 0.4 | 0.05 | 0.05 | 0.05 | 0.05 | 0.05 | 0.05 | 0.05 | 0.05 | From eQ_Lib.dat in MASControl 2017
D17_ESe_CompCL_LF_Yr | Lighting | FRACTION | Default¦Wkdy | 2014-04-13 | 2014-06-12 | Hourly | 0.05 | 0.05 | 0.05 | 0.05 | 0.05 | 0.5132 | 0.5132 | 0.5132 | 0.5132 | 0.85 | 0.85 | 0.85 | 0.85 | 0.85 | 0.85 | 0.4711 | 0.4711 | 0.4711 | 0.4711 | 0.3026 | 0.0921 | 0.0921 | 0.0921 | 0.0921 | From eQ_Lib.dat in MASControl 2017
D17_ESe_CompCL_LF_Yr | Lighting | FRACTION | Wknd | 2014-04-13 | 2014-06-12 | Hourly | 0.05 | 0.05 | 0.05 | 0.05 | 0.05 | 0.05 | 0.05 | 0.4 | 0.4 | 0.4 | 0.4 | 0.4 | 0.4 | 0.4 | 0.4 | 0.4 | 0.05 | 0.05 | 0.05 | 0.05 | 0.05 | 0.05 | 0.05 | 0.05 | From eQ_Lib.dat in MASControl 2017
D17_ESe_CompCL_LF_Yr | Lighting | FRACTION | Default¦Wkdy | 2014-06-13 | 2014-08-16 | Hourly | 0.05 | 0.05 | 0.05 | 0.05 | 0.05 | 0.5132 | 0.5132 | 0.5132 | 0.5132 | 0.85 | 0.85 | 0.85 | 0.85 | 0.85 | 0.85 | 0.4711 | 0.4711 | 0.4711 | 0.4711 | 0.3026 | 0.0921 | 0.0921 | 0.0921 | 0.0921 | From eQ_Lib.dat in MASControl 2017
D17_ESe_CompCL_LF_Yr | Lighting | FRACTION | Wknd | 2014-06-13 | 2014-08-16 | Hourly | 0.05 | 0.05 | 0.05 | 0.05 | 0.05 | 0.05 | 0.05 | 0.4 | 0.4 | 0.4 | 0.4 | 0.4 | 0.4 | 0.4 | 0.4 | 0.4 | 0.05 | 0.05 | 0.05 | 0.05 | 0.05 | 0.05 | 0.05 | 0.05 | From eQ_Lib.dat in MASControl 2017
D17_ESe_CompCL_LF_Yr | Lighting | FRACTION | Default¦Wkdy | 2014-08-17 | 2014-12-11 | Hourly | 0.05 | 0.05 | 0.05 | 0.05 | 0.05 | 0.5132 | 0.5132 | 0.5132 | 0.5132 | 0.85 | 0.85 | 0.85 | 0.85 | 0.85 | 0.85 | 0.4711 | 0.4711 | 0.4711 | 0.4711 | 0.3026 | 0.0921 | 0.0921 | 0.0921 | 0.0921 | From eQ_Lib.dat in MASControl 2017
D17_ESe_CompCL_LF_Yr | Lighting | FRACTION | Wknd | 2014-08-17 | 2014-12-11 | Hourly | 0.05 | 0.05 | 0.05 | 0.05 | 0.05 | 0.05 | 0.05 | 0.4 | 0.4 | 0.4 | 0.4 | 0.4 | 0.4 | 0.4 | 0.4 | 0.4 | 0.05 | 0.05 | 0.05 | 0.05 | 0.05 | 0.05 | 0.05 | 0.05 | From eQ_Lib.dat in MASControl 2017
D17_ESe_CompCL_LF_Yr | Lighting | FRACTION | Default¦Wkdy | 2014-12-12 | 2014-12-31 | Hourly | 0.05 | 0.05 | 0.05 | 0.05 | 0.05 | 0.5132 | 0.5132 | 0.5132 | 0.5132 | 0.85 | 0.85 | 0.85 | 0.85 | 0.85 | 0.85 | 0.4711 | 0.4711 | 0.4711 | 0.4711 | 0.3026 | 0.0921 | 0.0921 | 0.0921 | 0.0921 | From eQ_Lib.dat in MASControl 2017
D17_ESe_CompCL_LF_Yr | Lighting | FRACTION | Wknd | 2014-12-12 | 2014-12-31 | Hourly | 0.05 | 0.05 | 0.05 | 0.05 | 0.05 | 0.05 | 0.05 | 0.4 | 0.4 | 0.4 | 0.4 | 0.4 | 0.4 | 0.4 | 0.4 | 0.4 | 0.05 | 0.05 | 0.05 | 0.05 | 0.05 | 0.05 | 0.05 | 0.05 | From eQ_Lib.dat in MASControl 2017
D17_ESe_CompCL_LF_Yr | Lighting | FRACTION | WntrDsn | 2014-01-01 | 2014-12-31 | Constant | 0 | [23 empty] | From eQ_Lib.dat in MASControl 2017
D17_ESe_CompCL_LF_Yr | Lighting | FRACTION | SmrDsn | 2014-01-01 | 2014-12-31 | Constant | 1 | [23 empty] | From eQ_Lib.dat in MASControl 2017
D17_ESe_CompCL_LF_Yr | Lighting | FRACTION | Hol | 2014-01-01 | 2014-12-31 | Constant | 0.05 | [23 empty] | From eQ_Lib.dat in MASControl 2017
D17_ESe_Conf_CFL_Yr | Lighting | FRACTION | Default¦Wkdy | 2014-01-01 | 2014-01-04 | Hourly | 0.05 | 0.05 | 0.05 | 0.05 | 0.05 | 0.6 | 0.6 | 0.6 | 0.6 | 1 | 1 | 1 | 1 | 1 | 1 | 0.55 | 0.55 | 0.55 | 0.55 | 0.35 | 0.1 | 0.1 | 0.1 | 0.1 | From eQ_Lib.dat in MASControl 2017
D17_ESe_Conf_CFL_Yr | Lighting | FRACTION | Wknd | 2014-01-01 | 2014-01-04 | Hourly | 0.05 | 0.05 | 0.05 | 0.05 | 0.05 | 0.05 | 0.05 | 0.4 | 0.4 | 0.4 | 0.4 | 0.4 | 0.4 | 0.4 | 0.4 | 0.4 | 0.05 | 0.05 | 0.05 | 0.05 | 0.05 | 0.05 | 0.05 | 0.05 | From eQ_Lib.dat in MASControl 2017
D17_ESe_Conf_CFL_Yr | Lighting | FRACTION | Default¦Wkdy | 2014-01-05 | 2014-04-03 | Hourly | 0.05 | 0.05 | 0.05 | 0.05 | 0.05 | 0.6 | 0.6 | 0.6 | 0.6 | 1 | 1 | 1 | 1 | 1 | 1 | 0.55 | 0.55 | 0.55 | 0.55 | 0.35 | 0.1 | 0.1 | 0.1 | 0.1 | From eQ_Lib.dat in MASControl 2017
D17_ESe_Conf_CFL_Yr | Lighting | FRACTION | Wknd | 2014-01-05 | 2014-04-03 | Hourly | 0.05 | 0.05 | 0.05 | 0.05 | 0.05 | 0.05 | 0.05 | 0.4 | 0.4 | 0.4 | 0.4 | 0.4 | 0.4 | 0.4 | 0.4 | 0.4 | 0.05 | 0.05 | 0.05 | 0.05 | 0.05 | 0.05 | 0.05 | 0.05 | From eQ_Lib.dat in MASControl 2017
D17_ESe_Conf_CFL_Yr | Lighting | FRACTION | Default¦Wkdy | 2014-04-04 | 2014-04-12 | Hourly | 0.05 | 0.05 | 0.05 | 0.05 | 0.05 | 0.6 | 0.6 | 0.6 | 0.6 | 1 | 1 | 1 | 1 | 1 | 1 | 0.55 | 0.55 | 0.55 | 0.55 | 0.35 | 0.1 | 0.1 | 0.1 | 0.1 | From eQ_Lib.dat in MASControl 2017
D17_ESe_Conf_CFL_Yr | Lighting | FRACTION | Wknd | 2014-04-04 | 2014-04-12 | Hourly | 0.05 | 0.05 | 0.05 | 0.05 | 0.05 | 0.05 | 0.05 | 0.4 | 0.4 | 0.4 | 0.4 | 0.4 | 0.4 | 0.4 | 0.4 | 0.4 | 0.05 | 0.05 | 0.05 | 0.05 | 0.05 | 0.05 | 0.05 | 0.05 | From eQ_Lib.dat in MASControl 2017
D17_ESe_Conf_CFL_Yr | Lighting | FRACTION | Default¦Wkdy | 2014-04-13 | 2014-06-12 | Hourly | 0.05 | 0.05 | 0.05 | 0.05 | 0.05 | 0.6 | 0.6 | 0.6 | 0.6 | 1 | 1 | 1 | 1 | 1 | 1 | 0.55 | 0.55 | 0.55 | 0.55 | 0.35 | 0.1 | 0.1 | 0.1 | 0.1 | From eQ_Lib.dat in MASControl 2017
D17_ESe_Conf_CFL_Yr | Lighting | FRACTION | Wknd | 2014-04-13 | 2014-06-12 | Hourly | 0.05 | 0.05 | 0.05 | 0.05 | 0.05 | 0.05 | 0.05 | 0.4 | 0.4 | 0.4 | 0.4 | 0.4 | 0.4 | 0.4 | 0.4 | 0.4 | 0.05 | 0.05 | 0.05 | 0.05 | 0.05 | 0.05 | 0.05 | 0.05 | From eQ_Lib.dat in MASControl 2017
D17_ESe_Conf_CFL_Yr | Lighting | FRACTION | Default¦Wkdy | 2014-06-13 | 2014-08-16 | Hourly | 0.05 | 0.05 | 0.05 | 0.05 | 0.05 | 0.6 | 0.6 | 0.6 | 0.6 | 1 | 1 | 1 | 1 | 1 | 1 | 0.55 | 0.55 | 0.55 | 0.55 | 0.35 | 0.1 | 0.1 | 0.1 | 0.1 | From eQ_Lib.dat in MASControl 2017
D17_ESe_Conf_CFL_Yr | Lighting | FRACTION | Wknd | 2014-06-13 | 2014-08-16 | Hourly | 0.05 | 0.05 | 0.05 | 0.05 | 0.05 | 0.05 | 0.05 | 0.4 | 0.4 | 0.4 | 0.4 | 0.4 | 0.4 | 0.4 | 0.4 | 0.4 | 0.05 | 0.05 | 0.05 | 0.05 | 0.05 | 0.05 | 0.05 | 0.05 | From eQ_Lib.dat in MASControl 2017
D17_ESe_Conf_CFL_Yr | Lighting | FRACTION | Default¦Wkdy | 2014-08-17 | 2014-12-11 | Hourly | 0.05 | 0.05 | 0.05 | 0.05 | 0.05 | 0.6 | 0.6 | 0.6 | 0.6 | 1 | 1 | 1 | 1 | 1 | 1 | 0.55 | 0.55 | 0.55 | 0.55 | 0.35 | 0.1 | 0.1 | 0.1 | 0.1 | From eQ_Lib.dat in MASControl 2017
D17_ESe_Conf_CFL_Yr | Lighting | FRACTION | Wknd | 2014-08-17 | 2014-12-11 | Hourly | 0.05 | 0.05 | 0.05 | 0.05 | 0.05 | 0.05 | 0.05 | 0.4 | 0.4 | 0.4 | 0.4 | 0.4 | 0.4 | 0.4 | 0.4 | 0.4 | 0.05 | 0.05 | 0.05 | 0.05 | 0.05 | 0.05 | 0.05 | 0.05 | From eQ_Lib.dat in MASControl 2017
D17_ESe_Conf_CFL_Yr | Lighting | FRACTION | Default¦Wkdy | 2014-12-12 | 2014-12-31 | Hourly | 0.05 | 0.05 | 0.05 | 0.05 | 0.05 | 0.6 | 0.6 | 0.6 | 0.6 | 1 | 1 | 1 | 1 | 1 | 1 | 0.55 | 0.55 | 0.55 | 0.55 | 0.35 | 0.1 | 0.1 | 0.1 | 0.1 | From eQ_Lib.dat in MASControl 2017
D17_ESe_Conf_CFL_Yr | Lighting | FRACTION | Wknd | 2014-12-12 | 2014-12-31 | Hourly | 0.05 | 0.05 | 0.05 | 0.05 | 0.05 | 0.05 | 0.05 | 0.4 | 0.4 | 0.4 | 0.4 | 0.4 | 0.4 | 0.4 | 0.4 | 0.4 | 0.05 | 0.05 | 0.05 | 0.05 | 0.05 | 0.05 | 0.05 | 0.05 | From eQ_Lib.dat in MASControl 2017
D17_ESe_Conf_CFL_Yr | Lighting | FRACTION | WntrDsn | 2014-01-01 | 2014-12-31 | Constant | 0 | [23 empty] | From eQ_Lib.dat in MASControl 2017
D17_ESe_Conf_CFL_Yr | Lighting | FRACTION | SmrDsn | 2014-01-01 | 2014-12-31 | Constant | 1 | [23 empty] | From eQ_Lib.dat in MASControl 2017
D17_ESe_Conf_CFL_Yr | Lighting | FRACTION | Hol | 2014-01-01 | 2014-12-31 | Constant | 0.05 | [23 empty] | From eQ_Lib.dat in MASControl 2017
D17_ESe_Conf_LF_Yr | Lighting | FRACTION | Default¦Wkdy | 2014-01-01 | 2014-01-04 | Hourly | 0.05 | 0.05 | 0.05 | 0.05 | 0.05 | 0.6 | 0.6 | 0.6 | 0.6 | 1 | 1 | 1 | 1 | 1 | 1 | 0.55 | 0.55 | 0.55 | 0.55 | 0.35 | 0.1 | 0.1 | 0.1 | 0.1 | From eQ_Lib.dat in MASControl 2017
D17_ESe_Conf_LF_Yr | Lighting | FRACTION | Wknd | 2014-01-01 | 2014-01-04 | Hourly | 0.05 | 0.05 | 0.05 | 0.05 | 0.05 | 0.05 | 0.05 | 0.4 | 0.4 | 0.4 | 0.4 | 0.4 | 0.4 | 0.4 | 0.4 | 0.4 | 0.05 | 0.05 | 0.05 | 0.05 | 0.05 | 0.05 | 0.05 | 0.05 | From eQ_Lib.dat in MASControl 2017
D17_ESe_Conf_LF_Yr | Lighting | FRACTION | Default¦Wkdy | 2014-01-05 | 2014-04-03 | Hourly | 0.05 | 0.05 | 0.05 | 0.05 | 0.05 | 0.6 | 0.6 | 0.6 | 0.6 | 1 | 1 | 1 | 1 | 1 | 1 | 0.55 | 0.55 | 0.55 | 0.55 | 0.35 | 0.1 | 0.1 | 0.1 | 0.1 | From eQ_Lib.dat in MASControl 2017
D17_ESe_Conf_LF_Yr | Lighting | FRACTION | Wknd | 2014-01-05 | 2014-04-03 | Hourly | 0.05 | 0.05 | 0.05 | 0.05 | 0.05 | 0.05 | 0.05 | 0.4 | 0.4 | 0.4 | 0.4 | 0.4 | 0.4 | 0.4 | 0.4 | 0.4 | 0.05 | 0.05 | 0.05 | 0.05 | 0.05 | 0.05 | 0.05 | 0.05 | From eQ_Lib.dat in MASControl 2017
D17_ESe_Conf_LF_Yr | Lighting | FRACTION | Default¦Wkdy | 2014-04-04 | 2014-04-12 | Hourly | 0.05 | 0.05 | 0.05 | 0.05 | 0.05 | 0.6 | 0.6 | 0.6 | 0.6 | 1 | 1 | 1 | 1 | 1 | 1 | 0.55 | 0.55 | 0.55 | 0.55 | 0.35 | 0.1 | 0.1 | 0.1 | 0.1 | From eQ_Lib.dat in MASControl 2017
D17_ESe_Conf_LF_Yr | Lighting | FRACTION | Wknd | 2014-04-04 | 2014-04-12 | Hourly | 0.05 | 0.05 | 0.05 | 0.05 | 0.05 | 0.05 | 0.05 | 0.4 | 0.4 | 0.4 | 0.4 | 0.4 | 0.4 | 0.4 | 0.4 | 0.4 | 0.05 | 0.05 | 0.05 | 0.05 | 0.05 | 0.05 | 0.05 | 0.05 | From eQ_Lib.dat in MASControl 2017
D17_ESe_Conf_LF_Yr | Lighting | FRACTION | Default¦Wkdy | 2014-04-13 | 2014-06-12 | Hourly | 0.05 | 0.05 | 0.05 | 0.05 | 0.05 | 0.6 | 0.6 | 0.6 | 0.6 | 1 | 1 | 1 | 1 | 1 | 1 | 0.55 | 0.55 | 0.55 | 0.55 | 0.35 | 0.1 | 0.1 | 0.1 | 0.1 | From eQ_Lib.dat in MASControl 2017
D17_ESe_Conf_LF_Yr | Lighting | FRACTION | Wknd | 2014-04-13 | 2014-06-12 | Hourly | 0.05 | 0.05 | 0.05 | 0.05 | 0.05 | 0.05 | 0.05 | 0.4 | 0.4 | 0.4 | 0.4 | 0.4 | 0.4 | 0.4 | 0.4 | 0.4 | 0.05 | 0.05 | 0.05 | 0.05 | 0.05 | 0.05 | 0.05 | 0.05 | From eQ_Lib.dat in MASControl 2017
D17_ESe_Conf_LF_Yr | Lighting | FRACTION | Default¦Wkdy | 2014-06-13 | 2014-08-16 | Hourly | 0.05 | 0.05 | 0.05 | 0.05 | 0.05 | 0.6 | 0.6 | 0.6 | 0.6 | 1 | 1 | 1 | 1 | 1 | 1 | 0.55 | 0.55 | 0.55 | 0.55 | 0.35 | 0.1 | 0.1 | 0.1 | 0.1 | From eQ_Lib.dat in MASControl 2017
D17_ESe_Conf_LF_Yr | Lighting | FRACTION | Wknd | 2014-06-13 | 2014-08-16 | Hourly | 0.05 | 0.05 | 0.05 | 0.05 | 0.05 | 0.05 | 0.05 | 0.4 | 0.4 | 0.4 | 0.4 | 0.4 | 0.4 | 0.4 | 0.4 | 0.4 | 0.05 | 0.05 | 0.05 | 0.05 | 0.05 | 0.05 | 0.05 | 0.05 | From eQ_Lib.dat in MASControl 2017
D17_ESe_Conf_LF_Yr | Lighting | FRACTION | Default¦Wkdy | 2014-08-17 | 2014-12-11 | Hourly | 0.05 | 0.05 | 0.05 | 0.05 | 0.05 | 0.6 | 0.6 | 0.6 | 0.6 | 1 | 1 | 1 | 1 | 1 | 1 | 0.55 | 0.55 | 0.55 | 0.55 | 0.35 | 0.1 | 0.1 | 0.1 | 0.1 | From eQ_Lib.dat in MASControl 2017
D17_ESe_Conf_LF_Yr | Lighting | FRACTION | Wknd | 2014-08-17 | 2014-12-11 | Hourly | 0.05 | 0.05 | 0.05 | 0.05 | 0.05 | 0.05 | 0.05 | 0.4 | 0.4 | 0.4 | 0.4 | 0.4 | 0.4 | 0.4 | 0.4 | 0.4 | 0.05 | 0.05 | 0.05 | 0.05 | 0.05 | 0.05 | 0.05 | 0.05 | From eQ_Lib.dat in MASControl 2017
D17_ESe_Conf_LF_Yr | Lighting | FRACTION | Default¦Wkdy | 2014-12-12 | 2014-12-31 | Hourly | 0.05 | 0.05 | 0.05 | 0.05 | 0.05 | 0.6 | 0.6 | 0.6 | 0.6 | 1 | 1 | 1 | 1 | 1 | 1 | 0.55 | 0.55 | 0.55 | 0.55 | 0.35 | 0.1 | 0.1 | 0.1 | 0.1 | From eQ_Lib.dat in MASControl 2017
D17_ESe_Conf_LF_Yr | Lighting | FRACTION | Wknd | 2014-12-12 | 2014-12-31 | Hourly | 0.05 | 0.05 | 0.05 | 0.05 | 0.05 | 0.05 | 0.05 | 0.4 | 0.4 | 0.4 | 0.4 | 0.4 | 0.4 | 0.4 | 0.4 | 0.4 | 0.05 | 0.05 | 0.05 | 0.05 | 0.05 | 0.05 | 0.05 | 0.05 | From eQ_Lib.dat in MASControl 2017
D17_ESe_Conf_LF_Yr | Lighting | FRACTION | WntrDsn | 2014-01-01 | 2014-12-31 | Constant | 0 | [23 empty] | From eQ_Lib.dat in MASControl 2017
D17_ESe_Conf_LF_Yr | Lighting | FRACTION | SmrDsn | 2014-01-01 | 2014-12-31 | Constant | 1 | [23 empty] | From eQ_Lib.dat in MASControl 2017
D17_ESe_Conf_LF_Yr | Lighting | FRACTION | Hol | 2014-01-01 | 2014-12-31 | Constant | 0.05 | [23 empty] | From eQ_Lib.dat in MASControl 2017
D17_ESe_Cordr_CFL_Yr | Lighting | FRACTION | Default¦Wkdy | 2014-01-01 | 2014-01-04 | Hourly | 0.05 | 0.05 | 0.05 | 0.05 | 0.05 | 0.6 | 0.6 | 0.6 | 0.6 | 1 | 1 | 1 | 1 | 1 | 1 | 0.55 | 0.55 | 0.55 | 0.55 | 0.35 | 0.1 | 0.1 | 0.1 | 0.1 | From eQ_Lib.dat in MASControl 2017
D17_ESe_Cordr_CFL_Yr | Lighting | FRACTION | Wknd | 2014-01-01 | 2014-01-04 | Hourly | 0.05 | 0.05 | 0.05 | 0.05 | 0.05 | 0.05 | 0.05 | 0.4 | 0.4 | 0.4 | 0.4 | 0.4 | 0.4 | 0.4 | 0.4 | 0.4 | 0.05 | 0.05 | 0.05 | 0.05 | 0.05 | 0.05 | 0.05 | 0.05 | From eQ_Lib.dat in MASControl 2017
D17_ESe_Cordr_CFL_Yr | Lighting | FRACTION | Default¦Wkdy | 2014-01-05 | 2014-04-03 | Hourly | 0.05 | 0.05 | 0.05 | 0.05 | 0.05 | 0.6 | 0.6 | 0.6 | 0.6 | 1 | 1 | 1 | 1 | 1 | 1 | 0.55 | 0.55 | 0.55 | 0.55 | 0.35 | 0.1 | 0.1 | 0.1 | 0.1 | From eQ_Lib.dat in MASControl 2017
D17_ESe_Cordr_CFL_Yr | Lighting | FRACTION | Wknd | 2014-01-05 | 2014-04-03 | Hourly | 0.05 | 0.05 | 0.05 | 0.05 | 0.05 | 0.05 | 0.05 | 0.4 | 0.4 | 0.4 | 0.4 | 0.4 | 0.4 | 0.4 | 0.4 | 0.4 | 0.05 | 0.05 | 0.05 | 0.05 | 0.05 | 0.05 | 0.05 | 0.05 | From eQ_Lib.dat in MASControl 2017
D17_ESe_Cordr_CFL_Yr | Lighting | FRACTION | Default¦Wkdy | 2014-04-04 | 2014-04-12 | Hourly | 0.05 | 0.05 | 0.05 | 0.05 | 0.05 | 0.6 | 0.6 | 0.6 | 0.6 | 1 | 1 | 1 | 1 | 1 | 1 | 0.55 | 0.55 | 0.55 | 0.55 | 0.35 | 0.1 | 0.1 | 0.1 | 0.1 | From eQ_Lib.dat in MASControl 2017
D17_ESe_Cordr_CFL_Yr | Lighting | FRACTION | Wknd | 2014-04-04 | 2014-04-12 | Hourly | 0.05 | 0.05 | 0.05 | 0.05 | 0.05 | 0.05 | 0.05 | 0.4 | 0.4 | 0.4 | 0.4 | 0.4 | 0.4 | 0.4 | 0.4 | 0.4 | 0.05 | 0.05 | 0.05 | 0.05 | 0.05 | 0.05 | 0.05 | 0.05 | From eQ_Lib.dat in MASControl 2017
D17_ESe_Cordr_CFL_Yr | Lighting | FRACTION | Default¦Wkdy | 2014-04-13 | 2014-06-12 | Hourly | 0.05 | 0.05 | 0.05 | 0.05 | 0.05 | 0.6 | 0.6 | 0.6 | 0.6 | 1 | 1 | 1 | 1 | 1 | 1 | 0.55 | 0.55 | 0.55 | 0.55 | 0.35 | 0.1 | 0.1 | 0.1 | 0.1 | From eQ_Lib.dat in MASControl 2017
D17_ESe_Cordr_CFL_Yr | Lighting | FRACTION | Wknd | 2014-04-13 | 2014-06-12 | Hourly | 0.05 | 0.05 | 0.05 | 0.05 | 0.05 | 0.05 | 0.05 | 0.4 | 0.4 | 0.4 | 0.4 | 0.4 | 0.4 | 0.4 | 0.4 | 0.4 | 0.05 | 0.05 | 0.05 | 0.05 | 0.05 | 0.05 | 0.05 | 0.05 | From eQ_Lib.dat in MASControl 2017
D17_ESe_Cordr_CFL_Yr | Lighting | FRACTION | Default¦Wkdy | 2014-06-13 | 2014-08-16 | Hourly | 0.05 | 0.05 | 0.05 | 0.05 | 0.05 | 0.6 | 0.6 | 0.6 | 0.6 | 1 | 1 | 1 | 1 | 1 | 1 | 0.55 | 0.55 | 0.55 | 0.55 | 0.35 | 0.1 | 0.1 | 0.1 | 0.1 | From eQ_Lib.dat in MASControl 2017
D17_ESe_Cordr_CFL_Yr | Lighting | FRACTION | Wknd | 2014-06-13 | 2014-08-16 | Hourly | 0.05 | 0.05 | 0.05 | 0.05 | 0.05 | 0.05 | 0.05 | 0.4 | 0.4 | 0.4 | 0.4 | 0.4 | 0.4 | 0.4 | 0.4 | 0.4 | 0.05 | 0.05 | 0.05 | 0.05 | 0.05 | 0.05 | 0.05 | 0.05 | From eQ_Lib.dat in MASControl 2017
D17_ESe_Cordr_CFL_Yr | Lighting | FRACTION | Default¦Wkdy | 2014-08-17 | 2014-12-11 | Hourly | 0.05 | 0.05 | 0.05 | 0.05 | 0.05 | 0.6 | 0.6 | 0.6 | 0.6 | 1 | 1 | 1 | 1 | 1 | 1 | 0.55 | 0.55 | 0.55 | 0.55 | 0.35 | 0.1 | 0.1 | 0.1 | 0.1 | From eQ_Lib.dat in MASControl 2017
D17_ESe_Cordr_CFL_Yr | Lighting | FRACTION | Wknd | 2014-08-17 | 2014-12-11 | Hourly | 0.05 | 0.05 | 0.05 | 0.05 | 0.05 | 0.05 | 0.05 | 0.4 | 0.4 | 0.4 | 0.4 | 0.4 | 0.4 | 0.4 | 0.4 | 0.4 | 0.05 | 0.05 | 0.05 | 0.05 | 0.05 | 0.05 | 0.05 | 0.05 | From eQ_Lib.dat in MASControl 2017
D17_ESe_Cordr_CFL_Yr | Lighting | FRACTION | Default¦Wkdy | 2014-12-12 | 2014-12-31 | Hourly | 0.05 | 0.05 | 0.05 | 0.05 | 0.05 | 0.6 | 0.6 | 0.6 | 0.6 | 1 | 1 | 1 | 1 | 1 | 1 | 0.55 | 0.55 | 0.55 | 0.55 | 0.35 | 0.1 | 0.1 | 0.1 | 0.1 | From eQ_Lib.dat in MASControl 2017
D17_ESe_Cordr_CFL_Yr | Lighting | FRACTION | Wknd | 2014-12-12 | 2014-12-31 | Hourly | 0.05 | 0.05 | 0.05 | 0.05 | 0.05 | 0.05 | 0.05 | 0.4 | 0.4 | 0.4 | 0.4 | 0.4 | 0.4 | 0.4 | 0.4 | 0.4 | 0.05 | 0.05 | 0.05 | 0.05 | 0.05 | 0.05 | 0.05 | 0.05 | From eQ_Lib.dat in MASControl 2017
D17_ESe_Cordr_CFL_Yr | Lighting | FRACTION | WntrDsn | 2014-01-01 | 2014-12-31 | Constant | 0 | [23 empty] | From eQ_Lib.dat in MASControl 2017
D17_ESe_Cordr_CFL_Yr | Lighting | FRACTION | SmrDsn | 2014-01-01 | 2014-12-31 | Constant | 1 | [23 empty] | From eQ_Lib.dat in MASControl 2017
D17_ESe_Cordr_CFL_Yr | Lighting | FRACTION | Hol | 2014-01-01 | 2014-12-31 | Constant | 0.05 | [23 empty] | From eQ_Lib.dat in MASControl 2017
D17_ESe_Cordr_LF_Yr | Lighting | FRACTION | Default¦Wkdy | 2014-01-01 | 2014-01-04 | Hourly | 0.05 | 0.05 | 0.05 | 0.05 | 0.05 | 0.6 | 0.6 | 0.6 | 0.6 | 1 | 1 | 1 | 1 | 1 | 1 | 0.55 | 0.55 | 0.55 | 0.55 | 0.35 | 0.1 | 0.1 | 0.1 | 0.1 | From eQ_Lib.dat in MASControl 2017
D17_ESe_Cordr_LF_Yr | Lighting | FRACTION | Wknd | 2014-01-01 | 2014-01-04 | Hourly | 0.05 | 0.05 | 0.05 | 0.05 | 0.05 | 0.05 | 0.05 | 0.4 | 0.4 | 0.4 | 0.4 | 0.4 | 0.4 | 0.4 | 0.4 | 0.4 | 0.05 | 0.05 | 0.05 | 0.05 | 0.05 | 0.05 | 0.05 | 0.05 | From eQ_Lib.dat in MASControl 2017
D17_ESe_Cordr_LF_Yr | Lighting | FRACTION | Default¦Wkdy | 2014-01-05 | 2014-04-03 | Hourly | 0.05 | 0.05 | 0.05 | 0.05 | 0.05 | 0.6 | 0.6 | 0.6 | 0.6 | 1 | 1 | 1 | 1 | 1 | 1 | 0.55 | 0.55 | 0.55 | 0.55 | 0.35 | 0.1 | 0.1 | 0.1 | 0.1 | From eQ_Lib.dat in MASControl 2017
D17_ESe_Cordr_LF_Yr | Lighting | FRACTION | Wknd | 2014-01-05 | 2014-04-03 | Hourly | 0.05 | 0.05 | 0.05 | 0.05 | 0.05 | 0.05 | 0.05 | 0.4 | 0.4 | 0.4 | 0.4 | 0.4 | 0.4 | 0.4 | 0.4 | 0.4 | 0.05 | 0.05 | 0.05 | 0.05 | 0.05 | 0.05 | 0.05 | 0.05 | From eQ_Lib.dat in MASControl 2017
D17_ESe_Cordr_LF_Yr | Lighting | FRACTION | Default¦Wkdy | 2014-04-04 | 2014-04-12 | Hourly | 0.05 | 0.05 | 0.05 | 0.05 | 0.05 | 0.6 | 0.6 | 0.6 | 0.6 | 1 | 1 | 1 | 1 | 1 | 1 | 0.55 | 0.55 | 0.55 | 0.55 | 0.35 | 0.1 | 0.1 | 0.1 | 0.1 | From eQ_Lib.dat in MASControl 2017
D17_ESe_Cordr_LF_Yr | Lighting | FRACTION | Wknd | 2014-04-04 | 2014-04-12 | Hourly | 0.05 | 0.05 | 0.05 | 0.05 | 0.05 | 0.05 | 0.05 | 0.4 | 0.4 | 0.4 | 0.4 | 0.4 | 0.4 | 0.4 | 0.4 | 0.4 | 0.05 | 0.05 | 0.05 | 0.05 | 0.05 | 0.05 | 0.05 | 0.05 | From eQ_Lib.dat in MASControl 2017
D17_ESe_Cordr_LF_Yr | Lighting | FRACTION | Default¦Wkdy | 2014-04-13 | 2014-06-12 | Hourly | 0.05 | 0.05 | 0.05 | 0.05 | 0.05 | 0.6 | 0.6 | 0.6 | 0.6 | 1 | 1 | 1 | 1 | 1 | 1 | 0.55 | 0.55 | 0.55 | 0.55 | 0.35 | 0.1 | 0.1 | 0.1 | 0.1 | From eQ_Lib.dat in MASControl 2017
D17_ESe_Cordr_LF_Yr | Lighting | FRACTION | Wknd | 2014-04-13 | 2014-06-12 | Hourly | 0.05 | 0.05 | 0.05 | 0.05 | 0.05 | 0.05 | 0.05 | 0.4 | 0.4 | 0.4 | 0.4 | 0.4 | 0.4 | 0.4 | 0.4 | 0.4 | 0.05 | 0.05 | 0.05 | 0.05 | 0.05 | 0.05 | 0.05 | 0.05 | From eQ_Lib.dat in MASControl 2017
D17_ESe_Cordr_LF_Yr | Lighting | FRACTION | Default¦Wkdy | 2014-06-13 | 2014-08-16 | Hourly | 0.05 | 0.05 | 0.05 | 0.05 | 0.05 | 0.6 | 0.6 | 0.6 | 0.6 | 1 | 1 | 1 | 1 | 1 | 1 | 0.55 | 0.55 | 0.55 | 0.55 | 0.35 | 0.1 | 0.1 | 0.1 | 0.1 | From eQ_Lib.dat in MASControl 2017
D17_ESe_Cordr_LF_Yr | Lighting | FRACTION | Wknd | 2014-06-13 | 2014-08-16 | Hourly | 0.05 | 0.05 | 0.05 | 0.05 | 0.05 | 0.05 | 0.05 | 0.4 | 0.4 | 0.4 | 0.4 | 0.4 | 0.4 | 0.4 | 0.4 | 0.4 | 0.05 | 0.05 | 0.05 | 0.05 | 0.05 | 0.05 | 0.05 | 0.05 | From eQ_Lib.dat in MASControl 2017
D17_ESe_Cordr_LF_Yr | Lighting | FRACTION | Default¦Wkdy | 2014-08-17 | 2014-12-11 | Hourly | 0.05 | 0.05 | 0.05 | 0.05 | 0.05 | 0.6 | 0.6 | 0.6 | 0.6 | 1 | 1 | 1 | 1 | 1 | 1 | 0.55 | 0.55 | 0.55 | 0.55 | 0.35 | 0.1 | 0.1 | 0.1 | 0.1 | From eQ_Lib.dat in MASControl 2017
D17_ESe_Cordr_LF_Yr | Lighting | FRACTION | Wknd | 2014-08-17 | 2014-12-11 | Hourly | 0.05 | 0.05 | 0.05 | 0.05 | 0.05 | 0.05 | 0.05 | 0.4 | 0.4 | 0.4 | 0.4 | 0.4 | 0.4 | 0.4 | 0.4 | 0.4 | 0.05 | 0.05 | 0.05 | 0.05 | 0.05 | 0.05 | 0.05 | 0.05 | From eQ_Lib.dat in MASControl 2017
D17_ESe_Cordr_LF_Yr | Lighting | FRACTION | Default¦Wkdy | 2014-12-12 | 2014-12-31 | Hourly | 0.05 | 0.05 | 0.05 | 0.05 | 0.05 | 0.6 | 0.6 | 0.6 | 0.6 | 1 | 1 | 1 | 1 | 1 | 1 | 0.55 | 0.55 | 0.55 | 0.55 | 0.35 | 0.1 | 0.1 | 0.1 | 0.1 | From eQ_Lib.dat in MASControl 2017
D17_ESe_Cordr_LF_Yr | Lighting | FRACTION | Wknd | 2014-12-12 | 2014-12-31 | Hourly | 0.05 | 0.05 | 0.05 | 0.05 | 0.05 | 0.05 | 0.05 | 0.4 | 0.4 | 0.4 | 0.4 | 0.4 | 0.4 | 0.4 | 0.4 | 0.4 | 0.05 | 0.05 | 0.05 | 0.05 | 0.05 | 0.05 | 0.05 | 0.05 | From eQ_Lib.dat in MASControl 2017
D17_ESe_Cordr_LF_Yr | Lighting | FRACTION | WntrDsn | 2014-01-01 | 2014-12-31 | Constant | 0 | [23 empty] | From eQ_Lib.dat in MASControl 2017
D17_ESe_Cordr_LF_Yr | Lighting | FRACTION | SmrDsn | 2014-01-01 | 2014-12-31 | Constant | 1 | [23 empty] | From eQ_Lib.dat in MASControl 2017
D17_ESe_Cordr_LF_Yr | Lighting | FRACTION | Hol | 2014-01-01 | 2014-12-31 | Constant | 0.05 | [23 empty] | From eQ_Lib.dat in MASControl 2017
D17_ESe_Din_CFL_Yr | Lighting | FRACTION | Default¦Wkdy | 2014-01-01 | 2014-01-04 | Hourly | 0.05 | 0.05 | 0.05 | 0.05 | 0.05 | 0.05 | 0.05 | 0.05 | 1 | 1 | 1 | 1 | 1 | 1 | 1 | 1 | 1 | 1 | 0.05 | 0.05 | 0.05 | 0.05 | 0.05 | 0.05 | From eQ_Lib.dat in MASControl 2017
D17_ESe_Din_CFL_Yr | Lighting | FRACTION | Wknd | 2014-01-01 | 2014-01-04 | Hourly | 0.05 | 0.05 | 0.05 | 0.05 | 0.05 | 0.05 | 0.05 | 0.05 | 0.6 | 0.6 | 0.6 | 0.6 | 0.6 | 0.6 | 0.6 | 0.6 | 0.6 | 0.6 | 0.05 | 0.05 | 0.05 | 0.05 | 0.05 | 0.05 | From eQ_Lib.dat in MASControl 2017
D17_ESe_Din_CFL_Yr | Lighting | FRACTION | Default¦Wkdy | 2014-01-05 | 2014-04-03 | Hourly | 0.05 | 0.05 | 0.05 | 0.05 | 0.05 | 0.05 | 0.05 | 0.05 | 1 | 1 | 1 | 1 | 1 | 1 | 1 | 1 | 1 | 1 | 0.05 | 0.05 | 0.05 | 0.05 | 0.05 | 0.05 | From eQ_Lib.dat in MASControl 2017
D17_ESe_Din_CFL_Yr | Lighting | FRACTION | Wknd | 2014-01-05 | 2014-04-03 | Hourly | 0.05 | 0.05 | 0.05 | 0.05 | 0.05 | 0.05 | 0.05 | 0.05 | 0.6 | 0.6 | 0.6 | 0.6 | 0.6 | 0.6 | 0.6 | 0.6 | 0.6 | 0.6 | 0.05 | 0.05 | 0.05 | 0.05 | 0.05 | 0.05 | From eQ_Lib.dat in MASControl 2017
D17_ESe_Din_CFL_Yr | Lighting | FRACTION | Default¦Wkdy | 2014-04-04 | 2014-04-12 | Hourly | 0.05 | 0.05 | 0.05 | 0.05 | 0.05 | 0.05 | 0.05 | 0.05 | 1 | 1 | 1 | 1 | 1 | 1 | 1 | 1 | 1 | 1 | 0.05 | 0.05 | 0.05 | 0.05 | 0.05 | 0.05 | From eQ_Lib.dat in MASControl 2017
D17_ESe_Din_CFL_Yr | Lighting | FRACTION | Wknd | 2014-04-04 | 2014-04-12 | Hourly | 0.05 | 0.05 | 0.05 | 0.05 | 0.05 | 0.05 | 0.05 | 0.05 | 0.6 | 0.6 | 0.6 | 0.6 | 0.6 | 0.6 | 0.6 | 0.6 | 0.6 | 0.6 | 0.05 | 0.05 | 0.05 | 0.05 | 0.05 | 0.05 | From eQ_Lib.dat in MASControl 2017
D17_ESe_Din_CFL_Yr | Lighting | FRACTION | Default¦Wkdy | 2014-04-13 | 2014-06-12 | Hourly | 0.05 | 0.05 | 0.05 | 0.05 | 0.05 | 0.05 | 0.05 | 0.05 | 1 | 1 | 1 | 1 | 1 | 1 | 1 | 1 | 1 | 1 | 0.05 | 0.05 | 0.05 | 0.05 | 0.05 | 0.05 | From eQ_Lib.dat in MASControl 2017
D17_ESe_Din_CFL_Yr | Lighting | FRACTION | Wknd | 2014-04-13 | 2014-06-12 | Hourly | 0.05 | 0.05 | 0.05 | 0.05 | 0.05 | 0.05 | 0.05 | 0.05 | 0.6 | 0.6 | 0.6 | 0.6 | 0.6 | 0.6 | 0.6 | 0.6 | 0.6 | 0.6 | 0.05 | 0.05 | 0.05 | 0.05 | 0.05 | 0.05 | From eQ_Lib.dat in MASControl 2017
D17_ESe_Din_CFL_Yr | Lighting | FRACTION | Default¦Wkdy | 2014-06-13 | 2014-08-16 | Hourly | 0.05 | 0.05 | 0.05 | 0.05 | 0.05 | 0.05 | 0.05 | 0.05 | 1 | 1 | 1 | 1 | 1 | 1 | 1 | 1 | 1 | 1 | 0.05 | 0.05 | 0.05 | 0.05 | 0.05 | 0.05 | From eQ_Lib.dat in MASControl 2017
D17_ESe_Din_CFL_Yr | Lighting | FRACTION | Wknd | 2014-06-13 | 2014-08-16 | Hourly | 0.05 | 0.05 | 0.05 | 0.05 | 0.05 | 0.05 | 0.05 | 0.05 | 0.6 | 0.6 | 0.6 | 0.6 | 0.6 | 0.6 | 0.6 | 0.6 | 0.6 | 0.6 | 0.05 | 0.05 | 0.05 | 0.05 | 0.05 | 0.05 | From eQ_Lib.dat in MASControl 2017
D17_ESe_Din_CFL_Yr | Lighting | FRACTION | Default¦Wkdy | 2014-08-17 | 2014-12-11 | Hourly | 0.05 | 0.05 | 0.05 | 0.05 | 0.05 | 0.05 | 0.05 | 0.05 | 1 | 1 | 1 | 1 | 1 | 1 | 1 | 1 | 1 | 1 | 0.05 | 0.05 | 0.05 | 0.05 | 0.05 | 0.05 | From eQ_Lib.dat in MASControl 2017
D17_ESe_Din_CFL_Yr | Lighting | FRACTION | Wknd | 2014-08-17 | 2014-12-11 | Hourly | 0.05 | 0.05 | 0.05 | 0.05 | 0.05 | 0.05 | 0.05 | 0.05 | 0.6 | 0.6 | 0.6 | 0.6 | 0.6 | 0.6 | 0.6 | 0.6 | 0.6 | 0.6 | 0.05 | 0.05 | 0.05 | 0.05 | 0.05 | 0.05 | From eQ_Lib.dat in MASControl 2017
D17_ESe_Din_CFL_Yr | Lighting | FRACTION | Default¦Wkdy | 2014-12-12 | 2014-12-31 | Hourly | 0.05 | 0.05 | 0.05 | 0.05 | 0.05 | 0.05 | 0.05 | 0.05 | 1 | 1 | 1 | 1 | 1 | 1 | 1 | 1 | 1 | 1 | 0.05 | 0.05 | 0.05 | 0.05 | 0.05 | 0.05 | From eQ_Lib.dat in MASControl 2017
D17_ESe_Din_CFL_Yr | Lighting | FRACTION | Wknd | 2014-12-12 | 2014-12-31 | Hourly | 0.05 | 0.05 | 0.05 | 0.05 | 0.05 | 0.05 | 0.05 | 0.05 | 0.6 | 0.6 | 0.6 | 0.6 | 0.6 | 0.6 | 0.6 | 0.6 | 0.6 | 0.6 | 0.05 | 0.05 | 0.05 | 0.05 | 0.05 | 0.05 | From eQ_Lib.dat in MASControl 2017
D17_ESe_Din_CFL_Yr | Lighting | FRACTION | WntrDsn | 2014-01-01 | 2014-12-31 | Constant | 0 | [23 empty] | From eQ_Lib.dat in MASControl 2017
D17_ESe_Din_CFL_Yr | Lighting | FRACTION | SmrDsn | 2014-01-01 | 2014-12-31 | Constant | 1 | [23 empty] | From eQ_Lib.dat in MASControl 2017
D17_ESe_Din_CFL_Yr | Lighting | FRACTION | Hol | 2014-01-01 | 2014-12-31 | Constant | 0.05 | [23 empty] | From eQ_Lib.dat in MASControl 2017
D17_ESe_Din_HB_Yr | Lighting | FRACTION | Default¦Wkdy | 2014-01-01 | 2014-01-04 | Hourly | 0.05 | 0.05 | 0.05 | 0.05 | 0.05 | 0.05 | 0.05 | 0.05 | 1 | 1 | 1 | 1 | 1 | 1 | 1 | 1 | 1 | 1 | 0.05 | 0.05 | 0.05 | 0.05 | 0.05 | 0.05 | From eQ_Lib.dat in MASControl 2017
D17_ESe_Din_HB_Yr | Lighting | FRACTION | Wknd | 2014-01-01 | 2014-01-04 | Hourly | 0.05 | 0.05 | 0.05 | 0.05 | 0.05 | 0.05 | 0.05 | 0.05 | 0.6 | 0.6 | 0.6 | 0.6 | 0.6 | 0.6 | 0.6 | 0.6 | 0.6 | 0.6 | 0.05 | 0.05 | 0.05 | 0.05 | 0.05 | 0.05 | From eQ_Lib.dat in MASControl 2017
D17_ESe_Din_HB_Yr | Lighting | FRACTION | Default¦Wkdy | 2014-01-05 | 2014-04-03 | Hourly | 0.05 | 0.05 | 0.05 | 0.05 | 0.05 | 0.05 | 0.05 | 0.05 | 1 | 1 | 1 | 1 | 1 | 1 | 1 | 1 | 1 | 1 | 0.05 | 0.05 | 0.05 | 0.05 | 0.05 | 0.05 | From eQ_Lib.dat in MASControl 2017
D17_ESe_Din_HB_Yr | Lighting | FRACTION | Wknd | 2014-01-05 | 2014-04-03 | Hourly | 0.05 | 0.05 | 0.05 | 0.05 | 0.05 | 0.05 | 0.05 | 0.05 | 0.6 | 0.6 | 0.6 | 0.6 | 0.6 | 0.6 | 0.6 | 0.6 | 0.6 | 0.6 | 0.05 | 0.05 | 0.05 | 0.05 | 0.05 | 0.05 | From eQ_Lib.dat in MASControl 2017
D17_ESe_Din_HB_Yr | Lighting | FRACTION | Default¦Wkdy | 2014-04-04 | 2014-04-12 | Hourly | 0.05 | 0.05 | 0.05 | 0.05 | 0.05 | 0.05 | 0.05 | 0.05 | 1 | 1 | 1 | 1 | 1 | 1 | 1 | 1 | 1 | 1 | 0.05 | 0.05 | 0.05 | 0.05 | 0.05 | 0.05 | From eQ_Lib.dat in MASControl 2017
D17_ESe_Din_HB_Yr | Lighting | FRACTION | Wknd | 2014-04-04 | 2014-04-12 | Hourly | 0.05 | 0.05 | 0.05 | 0.05 | 0.05 | 0.05 | 0.05 | 0.05 | 0.6 | 0.6 | 0.6 | 0.6 | 0.6 | 0.6 | 0.6 | 0.6 | 0.6 | 0.6 | 0.05 | 0.05 | 0.05 | 0.05 | 0.05 | 0.05 | From eQ_Lib.dat in MASControl 2017
D17_ESe_Din_HB_Yr | Lighting | FRACTION | Default¦Wkdy | 2014-04-13 | 2014-06-12 | Hourly | 0.05 | 0.05 | 0.05 | 0.05 | 0.05 | 0.05 | 0.05 | 0.05 | 1 | 1 | 1 | 1 | 1 | 1 | 1 | 1 | 1 | 1 | 0.05 | 0.05 | 0.05 | 0.05 | 0.05 | 0.05 | From eQ_Lib.dat in MASControl 2017
D17_ESe_Din_HB_Yr | Lighting | FRACTION | Wknd | 2014-04-13 | 2014-06-12 | Hourly | 0.05 | 0.05 | 0.05 | 0.05 | 0.05 | 0.05 | 0.05 | 0.05 | 0.6 | 0.6 | 0.6 | 0.6 | 0.6 | 0.6 | 0.6 | 0.6 | 0.6 | 0.6 | 0.05 | 0.05 | 0.05 | 0.05 | 0.05 | 0.05 | From eQ_Lib.dat in MASControl 2017
D17_ESe_Din_HB_Yr | Lighting | FRACTION | Default¦Wkdy | 2014-06-13 | 2014-08-16 | Hourly | 0.05 | 0.05 | 0.05 | 0.05 | 0.05 | 0.05 | 0.05 | 0.05 | 1 | 1 | 1 | 1 | 1 | 1 | 1 | 1 | 1 | 1 | 0.05 | 0.05 | 0.05 | 0.05 | 0.05 | 0.05 | From eQ_Lib.dat in MASControl 2017
D17_ESe_Din_HB_Yr | Lighting | FRACTION | Wknd | 2014-06-13 | 2014-08-16 | Hourly | 0.05 | 0.05 | 0.05 | 0.05 | 0.05 | 0.05 | 0.05 | 0.05 | 0.6 | 0.6 | 0.6 | 0.6 | 0.6 | 0.6 | 0.6 | 0.6 | 0.6 | 0.6 | 0.05 | 0.05 | 0.05 | 0.05 | 0.05 | 0.05 | From eQ_Lib.dat in MASControl 2017
D17_ESe_Din_HB_Yr | Lighting | FRACTION | Default¦Wkdy | 2014-08-17 | 2014-12-11 | Hourly | 0.05 | 0.05 | 0.05 | 0.05 | 0.05 | 0.05 | 0.05 | 0.05 | 1 | 1 | 1 | 1 | 1 | 1 | 1 | 1 | 1 | 1 | 0.05 | 0.05 | 0.05 | 0.05 | 0.05 | 0.05 | From eQ_Lib.dat in MASControl 2017
D17_ESe_Din_HB_Yr | Lighting | FRACTION | Wknd | 2014-08-17 | 2014-12-11 | Hourly | 0.05 | 0.05 | 0.05 | 0.05 | 0.05 | 0.05 | 0.05 | 0.05 | 0.6 | 0.6 | 0.6 | 0.6 | 0.6 | 0.6 | 0.6 | 0.6 | 0.6 | 0.6 | 0.05 | 0.05 | 0.05 | 0.05 | 0.05 | 0.05 | From eQ_Lib.dat in MASControl 2017
D17_ESe_Din_HB_Yr | Lighting | FRACTION | Default¦Wkdy | 2014-12-12 | 2014-12-31 | Hourly | 0.05 | 0.05 | 0.05 | 0.05 | 0.05 | 0.05 | 0.05 | 0.05 | 1 | 1 | 1 | 1 | 1 | 1 | 1 | 1 | 1 | 1 | 0.05 | 0.05 | 0.05 | 0.05 | 0.05 | 0.05 | From eQ_Lib.dat in MASControl 2017
D17_ESe_Din_HB_Yr | Lighting | FRACTION | Wknd | 2014-12-12 | 2014-12-31 | Hourly | 0.05 | 0.05 | 0.05 | 0.05 | 0.05 | 0.05 | 0.05 | 0.05 | 0.6 | 0.6 | 0.6 | 0.6 | 0.6 | 0.6 | 0.6 | 0.6 | 0.6 | 0.6 | 0.05 | 0.05 | 0.05 | 0.05 | 0.05 | 0.05 | From eQ_Lib.dat in MASControl 2017
D17_ESe_Din_HB_Yr | Lighting | FRACTION | WntrDsn | 2014-01-01 | 2014-12-31 | Constant | 0 | [23 empty] | From eQ_Lib.dat in MASControl 2017
D17_ESe_Din_HB_Yr | Lighting | FRACTION | SmrDsn | 2014-01-01 | 2014-12-31 | Constant | 1 | [23 empty] | From eQ_Lib.dat in MASControl 2017
D17_ESe_Din_HB_Yr | Lighting | FRACTION | Hol | 2014-01-01 | 2014-12-31 | Constant | 0.05 | [23 empty] | From eQ_Lib.dat in MASControl 2017
D17_ESe_Din_LF_Yr | Lighting | FRACTION | Default¦Wkdy | 2014-01-01 | 2014-01-04 | Hourly | 0.05 | 0.05 | 0.05 | 0.05 | 0.05 | 0.05 | 0.05 | 0.05 | 1 | 1 | 1 | 1 | 1 | 1 | 1 | 1 | 1 | 1 | 0.05 | 0.05 | 0.05 | 0.05 | 0.05 | 0.05 | From eQ_Lib.dat in MASControl 2017
D17_ESe_Din_LF_Yr | Lighting | FRACTION | Wknd | 2014-01-01 | 2014-01-04 | Hourly | 0.05 | 0.05 | 0.05 | 0.05 | 0.05 | 0.05 | 0.05 | 0.05 | 0.6 | 0.6 | 0.6 | 0.6 | 0.6 | 0.6 | 0.6 | 0.6 | 0.6 | 0.6 | 0.05 | 0.05 | 0.05 | 0.05 | 0.05 | 0.05 | From eQ_Lib.dat in MASControl 2017
D17_ESe_Din_LF_Yr | Lighting | FRACTION | Default¦Wkdy | 2014-01-05 | 2014-04-03 | Hourly | 0.05 | 0.05 | 0.05 | 0.05 | 0.05 | 0.05 | 0.05 | 0.05 | 1 | 1 | 1 | 1 | 1 | 1 | 1 | 1 | 1 | 1 | 0.05 | 0.05 | 0.05 | 0.05 | 0.05 | 0.05 | From eQ_Lib.dat in MASControl 2017
D17_ESe_Din_LF_Yr | Lighting | FRACTION | Wknd | 2014-01-05 | 2014-04-03 | Hourly | 0.05 | 0.05 | 0.05 | 0.05 | 0.05 | 0.05 | 0.05 | 0.05 | 0.6 | 0.6 | 0.6 | 0.6 | 0.6 | 0.6 | 0.6 | 0.6 | 0.6 | 0.6 | 0.05 | 0.05 | 0.05 | 0.05 | 0.05 | 0.05 | From eQ_Lib.dat in MASControl 2017
D17_ESe_Din_LF_Yr | Lighting | FRACTION | Default¦Wkdy | 2014-04-04 | 2014-04-12 | Hourly | 0.05 | 0.05 | 0.05 | 0.05 | 0.05 | 0.05 | 0.05 | 0.05 | 1 | 1 | 1 | 1 | 1 | 1 | 1 | 1 | 1 | 1 | 0.05 | 0.05 | 0.05 | 0.05 | 0.05 | 0.05 | From eQ_Lib.dat in MASControl 2017
D17_ESe_Din_LF_Yr | Lighting | FRACTION | Wknd | 2014-04-04 | 2014-04-12 | Hourly | 0.05 | 0.05 | 0.05 | 0.05 | 0.05 | 0.05 | 0.05 | 0.05 | 0.6 | 0.6 | 0.6 | 0.6 | 0.6 | 0.6 | 0.6 | 0.6 | 0.6 | 0.6 | 0.05 | 0.05 | 0.05 | 0.05 | 0.05 | 0.05 | From eQ_Lib.dat in MASControl 2017
D17_ESe_Din_LF_Yr | Lighting | FRACTION | Default¦Wkdy | 2014-04-13 | 2014-06-12 | Hourly | 0.05 | 0.05 | 0.05 | 0.05 | 0.05 | 0.05 | 0.05 | 0.05 | 1 | 1 | 1 | 1 | 1 | 1 | 1 | 1 | 1 | 1 | 0.05 | 0.05 | 0.05 | 0.05 | 0.05 | 0.05 | From eQ_Lib.dat in MASControl 2017
D17_ESe_Din_LF_Yr | Lighting | FRACTION | Wknd | 2014-04-13 | 2014-06-12 | Hourly | 0.05 | 0.05 | 0.05 | 0.05 | 0.05 | 0.05 | 0.05 | 0.05 | 0.6 | 0.6 | 0.6 | 0.6 | 0.6 | 0.6 | 0.6 | 0.6 | 0.6 | 0.6 | 0.05 | 0.05 | 0.05 | 0.05 | 0.05 | 0.05 | From eQ_Lib.dat in MASControl 2017
D17_ESe_Din_LF_Yr | Lighting | FRACTION | Default¦Wkdy | 2014-06-13 | 2014-08-16 | Hourly | 0.05 | 0.05 | 0.05 | 0.05 | 0.05 | 0.05 | 0.05 | 0.05 | 1 | 1 | 1 | 1 | 1 | 1 | 1 | 1 | 1 | 1 | 0.05 | 0.05 | 0.05 | 0.05 | 0.05 | 0.05 | From eQ_Lib.dat in MASControl 2017
D17_ESe_Din_LF_Yr | Lighting | FRACTION | Wknd | 2014-06-13 | 2014-08-16 | Hourly | 0.05 | 0.05 | 0.05 | 0.05 | 0.05 | 0.05 | 0.05 | 0.05 | 0.6 | 0.6 | 0.6 | 0.6 | 0.6 | 0.6 | 0.6 | 0.6 | 0.6 | 0.6 | 0.05 | 0.05 | 0.05 | 0.05 | 0.05 | 0.05 | From eQ_Lib.dat in MASControl 2017
D17_ESe_Din_LF_Yr | Lighting | FRACTION | Default¦Wkdy | 2014-08-17 | 2014-12-11 | Hourly | 0.05 | 0.05 | 0.05 | 0.05 | 0.05 | 0.05 | 0.05 | 0.05 | 1 | 1 | 1 | 1 | 1 | 1 | 1 | 1 | 1 | 1 | 0.05 | 0.05 | 0.05 | 0.05 | 0.05 | 0.05 | From eQ_Lib.dat in MASControl 2017
D17_ESe_Din_LF_Yr | Lighting | FRACTION | Wknd | 2014-08-17 | 2014-12-11 | Hourly | 0.05 | 0.05 | 0.05 | 0.05 | 0.05 | 0.05 | 0.05 | 0.05 | 0.6 | 0.6 | 0.6 | 0.6 | 0.6 | 0.6 | 0.6 | 0.6 | 0.6 | 0.6 | 0.05 | 0.05 | 0.05 | 0.05 | 0.05 | 0.05 | From eQ_Lib.dat in MASControl 2017
D17_ESe_Din_LF_Yr | Lighting | FRACTION | Default¦Wkdy | 2014-12-12 | 2014-12-31 | Hourly | 0.05 | 0.05 | 0.05 | 0.05 | 0.05 | 0.05 | 0.05 | 0.05 | 1 | 1 | 1 | 1 | 1 | 1 | 1 | 1 | 1 | 1 | 0.05 | 0.05 | 0.05 | 0.05 | 0.05 | 0.05 | From eQ_Lib.dat in MASControl 2017
D17_ESe_Din_LF_Yr | Lighting | FRACTION | Wknd | 2014-12-12 | 2014-12-31 | Hourly | 0.05 | 0.05 | 0.05 | 0.05 | 0.05 | 0.05 | 0.05 | 0.05 | 0.6 | 0.6 | 0.6 | 0.6 | 0.6 | 0.6 | 0.6 | 0.6 | 0.6 | 0.6 | 0.05 | 0.05 | 0.05 | 0.05 | 0.05 | 0.05 | From eQ_Lib.dat in MASControl 2017
D17_ESe_Din_LF_Yr | Lighting | FRACTION | WntrDsn | 2014-01-01 | 2014-12-31 | Constant | 0 | [23 empty] | From eQ_Lib.dat in MASControl 2017
D17_ESe_Din_LF_Yr | Lighting | FRACTION | SmrDsn | 2014-01-01 | 2014-12-31 | Constant | 1 | [23 empty] | From eQ_Lib.dat in MASControl 2017
D17_ESe_Din_LF_Yr | Lighting | FRACTION | Hol | 2014-01-01 | 2014-12-31 | Constant | 0.05 | [23 empty] | From eQ_Lib.dat in MASControl 2017
D17_ESe_Gym_CFL_Yr | Lighting | FRACTION | Default¦Wkdy | 2014-01-01 | 2014-01-04 | Hourly | 0.05 | 0.05 | 0.05 | 0.05 | 0.05 | 0.05 | 0.05 | 0.5844 | 1 | 1 | 1 | 1 | 0.8813 | 1 | 1 | 1 | 0.4656 | 0.4656 | 0.4656 | 0.2281 | 0.2281 | 0.2281 | 0.05 | 0.05 | From eQ_Lib.dat in MASControl 2017
D17_ESe_Gym_CFL_Yr | Lighting | FRACTION | Wknd | 2014-01-01 | 2014-01-04 | Hourly | 0.05 | 0.05 | 0.05 | 0.05 | 0.05 | 0.05 | 0.05 | 0.05 | 0.25 | 0.6 | 0.6 | 0.6 | 0.5 | 0.4 | 0.4 | 0.4 | 0.4 | 0.4 | 0.05 | 0.05 | 0.05 | 0.05 | 0.05 | 0.05 | From eQ_Lib.dat in MASControl 2017
D17_ESe_Gym_CFL_Yr | Lighting | FRACTION | Default¦Wkdy | 2014-01-05 | 2014-04-03 | Hourly | 0.05 | 0.05 | 0.05 | 0.05 | 0.05 | 0.05 | 0.05 | 0.5844 | 1 | 1 | 1 | 1 | 0.8813 | 1 | 1 | 1 | 0.4656 | 0.4656 | 0.4656 | 0.2281 | 0.2281 | 0.2281 | 0.05 | 0.05 | From eQ_Lib.dat in MASControl 2017
D17_ESe_Gym_CFL_Yr | Lighting | FRACTION | Wknd | 2014-01-05 | 2014-04-03 | Hourly | 0.05 | 0.05 | 0.05 | 0.05 | 0.05 | 0.05 | 0.05 | 0.05 | 0.25 | 0.6 | 0.6 | 0.6 | 0.5 | 0.4 | 0.4 | 0.4 | 0.4 | 0.4 | 0.05 | 0.05 | 0.05 | 0.05 | 0.05 | 0.05 | From eQ_Lib.dat in MASControl 2017
D17_ESe_Gym_CFL_Yr | Lighting | FRACTION | Default¦Wkdy | 2014-04-04 | 2014-04-12 | Hourly | 0.05 | 0.05 | 0.05 | 0.05 | 0.05 | 0.05 | 0.05 | 0.5844 | 1 | 1 | 1 | 1 | 0.8813 | 1 | 1 | 1 | 0.4656 | 0.4656 | 0.4656 | 0.2281 | 0.2281 | 0.2281 | 0.05 | 0.05 | From eQ_Lib.dat in MASControl 2017
D17_ESe_Gym_CFL_Yr | Lighting | FRACTION | Wknd | 2014-04-04 | 2014-04-12 | Hourly | 0.05 | 0.05 | 0.05 | 0.05 | 0.05 | 0.05 | 0.05 | 0.05 | 0.25 | 0.6 | 0.6 | 0.6 | 0.5 | 0.4 | 0.4 | 0.4 | 0.4 | 0.4 | 0.05 | 0.05 | 0.05 | 0.05 | 0.05 | 0.05 | From eQ_Lib.dat in MASControl 2017
D17_ESe_Gym_CFL_Yr | Lighting | FRACTION | Default¦Wkdy | 2014-04-13 | 2014-06-12 | Hourly | 0.05 | 0.05 | 0.05 | 0.05 | 0.05 | 0.05 | 0.05 | 0.5844 | 1 | 1 | 1 | 1 | 0.8813 | 1 | 1 | 1 | 0.4656 | 0.4656 | 0.4656 | 0.2281 | 0.2281 | 0.2281 | 0.05 | 0.05 | From eQ_Lib.dat in MASControl 2017
D17_ESe_Gym_CFL_Yr | Lighting | FRACTION | Wknd | 2014-04-13 | 2014-06-12 | Hourly | 0.05 | 0.05 | 0.05 | 0.05 | 0.05 | 0.05 | 0.05 | 0.05 | 0.25 | 0.6 | 0.6 | 0.6 | 0.5 | 0.4 | 0.4 | 0.4 | 0.4 | 0.4 | 0.05 | 0.05 | 0.05 | 0.05 | 0.05 | 0.05 | From eQ_Lib.dat in MASControl 2017
D17_ESe_Gym_CFL_Yr | Lighting | FRACTION | Default¦Wkdy | 2014-06-13 | 2014-08-16 | Hourly | 0.05 | 0.05 | 0.05 | 0.05 | 0.05 | 0.05 | 0.05 | 0.5844 | 1 | 1 | 1 | 1 | 0.8813 | 1 | 1 | 1 | 0.4656 | 0.4656 | 0.4656 | 0.2281 | 0.2281 | 0.2281 | 0.05 | 0.05 | From eQ_Lib.dat in MASControl 2017
D17_ESe_Gym_CFL_Yr | Lighting | FRACTION | Wknd | 2014-06-13 | 2014-08-16 | Hourly | 0.05 | 0.05 | 0.05 | 0.05 | 0.05 | 0.05 | 0.05 | 0.05 | 0.25 | 0.6 | 0.6 | 0.6 | 0.5 | 0.4 | 0.4 | 0.4 | 0.4 | 0.4 | 0.05 | 0.05 | 0.05 | 0.05 | 0.05 | 0.05 | From eQ_Lib.dat in MASControl 2017
D17_ESe_Gym_CFL_Yr | Lighting | FRACTION | Default¦Wkdy | 2014-08-17 | 2014-12-11 | Hourly | 0.05 | 0.05 | 0.05 | 0.05 | 0.05 | 0.05 | 0.05 | 0.5844 | 1 | 1 | 1 | 1 | 0.8813 | 1 | 1 | 1 | 0.4656 | 0.4656 | 0.4656 | 0.2281 | 0.2281 | 0.2281 | 0.05 | 0.05 | From eQ_Lib.dat in MASControl 2017
D17_ESe_Gym_CFL_Yr | Lighting | FRACTION | Wknd | 2014-08-17 | 2014-12-11 | Hourly | 0.05 | 0.05 | 0.05 | 0.05 | 0.05 | 0.05 | 0.05 | 0.05 | 0.25 | 0.6 | 0.6 | 0.6 | 0.5 | 0.4 | 0.4 | 0.4 | 0.4 | 0.4 | 0.05 | 0.05 | 0.05 | 0.05 | 0.05 | 0.05 | From eQ_Lib.dat in MASControl 2017
D17_ESe_Gym_CFL_Yr | Lighting | FRACTION | Default¦Wkdy | 2014-12-12 | 2014-12-31 | Hourly | 0.05 | 0.05 | 0.05 | 0.05 | 0.05 | 0.05 | 0.05 | 0.5844 | 1 | 1 | 1 | 1 | 0.8813 | 1 | 1 | 1 | 0.4656 | 0.4656 | 0.4656 | 0.2281 | 0.2281 | 0.2281 | 0.05 | 0.05 | From eQ_Lib.dat in MASControl 2017
D17_ESe_Gym_CFL_Yr | Lighting | FRACTION | Wknd | 2014-12-12 | 2014-12-31 | Hourly | 0.05 | 0.05 | 0.05 | 0.05 | 0.05 | 0.05 | 0.05 | 0.05 | 0.25 | 0.6 | 0.6 | 0.6 | 0.5 | 0.4 | 0.4 | 0.4 | 0.4 | 0.4 | 0.05 | 0.05 | 0.05 | 0.05 | 0.05 | 0.05 | From eQ_Lib.dat in MASControl 2017
D17_ESe_Gym_CFL_Yr | Lighting | FRACTION | WntrDsn | 2014-01-01 | 2014-12-31 | Constant | 0 | [23 empty] | From eQ_Lib.dat in MASControl 2017
D17_ESe_Gym_CFL_Yr | Lighting | FRACTION | SmrDsn | 2014-01-01 | 2014-12-31 | Constant | 1 | [23 empty] | From eQ_Lib.dat in MASControl 2017
D17_ESe_Gym_CFL_Yr | Lighting | FRACTION | Hol | 2014-01-01 | 2014-12-31 | Constant | 0.05 | [23 empty] | From eQ_Lib.dat in MASControl 2017
D17_ESe_Gym_HB_Yr | Lighting | FRACTION | Default¦Wkdy | 2014-01-01 | 2014-01-04 | Hourly | 0.05 | 0.05 | 0.05 | 0.05 | 0.05 | 0.05 | 0.05 | 0.5844 | 1 | 1 | 1 | 1 | 0.8813 | 1 | 1 | 1 | 0.4656 | 0.4656 | 0.4656 | 0.2281 | 0.2281 | 0.2281 | 0.05 | 0.05 | From eQ_Lib.dat in MASControl 2017
D17_ESe_Gym_HB_Yr | Lighting | FRACTION | Wknd | 2014-01-01 | 2014-01-04 | Hourly | 0.05 | 0.05 | 0.05 | 0.05 | 0.05 | 0.05 | 0.05 | 0.05 | 0.25 | 0.6 | 0.6 | 0.6 | 0.5 | 0.4 | 0.4 | 0.4 | 0.4 | 0.4 | 0.05 | 0.05 | 0.05 | 0.05 | 0.05 | 0.05 | From eQ_Lib.dat in MASControl 2017
D17_ESe_Gym_HB_Yr | Lighting | FRACTION | Default¦Wkdy | 2014-01-05 | 2014-04-03 | Hourly | 0.05 | 0.05 | 0.05 | 0.05 | 0.05 | 0.05 | 0.05 | 0.5844 | 1 | 1 | 1 | 1 | 0.8813 | 1 | 1 | 1 | 0.4656 | 0.4656 | 0.4656 | 0.2281 | 0.2281 | 0.2281 | 0.05 | 0.05 | From eQ_Lib.dat in MASControl 2017
D17_ESe_Gym_HB_Yr | Lighting | FRACTION | Wknd | 2014-01-05 | 2014-04-03 | Hourly | 0.05 | 0.05 | 0.05 | 0.05 | 0.05 | 0.05 | 0.05 | 0.05 | 0.25 | 0.6 | 0.6 | 0.6 | 0.5 | 0.4 | 0.4 | 0.4 | 0.4 | 0.4 | 0.05 | 0.05 | 0.05 | 0.05 | 0.05 | 0.05 | From eQ_Lib.dat in MASControl 2017
D17_ESe_Gym_HB_Yr | Lighting | FRACTION | Default¦Wkdy | 2014-04-04 | 2014-04-12 | Hourly | 0.05 | 0.05 | 0.05 | 0.05 | 0.05 | 0.05 | 0.05 | 0.5844 | 1 | 1 | 1 | 1 | 0.8813 | 1 | 1 | 1 | 0.4656 | 0.4656 | 0.4656 | 0.2281 | 0.2281 | 0.2281 | 0.05 | 0.05 | From eQ_Lib.dat in MASControl 2017
D17_ESe_Gym_HB_Yr | Lighting | FRACTION | Wknd | 2014-04-04 | 2014-04-12 | Hourly | 0.05 | 0.05 | 0.05 | 0.05 | 0.05 | 0.05 | 0.05 | 0.05 | 0.25 | 0.6 | 0.6 | 0.6 | 0.5 | 0.4 | 0.4 | 0.4 | 0.4 | 0.4 | 0.05 | 0.05 | 0.05 | 0.05 | 0.05 | 0.05 | From eQ_Lib.dat in MASControl 2017
D17_ESe_Gym_HB_Yr | Lighting | FRACTION | Default¦Wkdy | 2014-04-13 | 2014-06-12 | Hourly | 0.05 | 0.05 | 0.05 | 0.05 | 0.05 | 0.05 | 0.05 | 0.5844 | 1 | 1 | 1 | 1 | 0.8813 | 1 | 1 | 1 | 0.4656 | 0.4656 | 0.4656 | 0.2281 | 0.2281 | 0.2281 | 0.05 | 0.05 | From eQ_Lib.dat in MASControl 2017
D17_ESe_Gym_HB_Yr | Lighting | FRACTION | Wknd | 2014-04-13 | 2014-06-12 | Hourly | 0.05 | 0.05 | 0.05 | 0.05 | 0.05 | 0.05 | 0.05 | 0.05 | 0.25 | 0.6 | 0.6 | 0.6 | 0.5 | 0.4 | 0.4 | 0.4 | 0.4 | 0.4 | 0.05 | 0.05 | 0.05 | 0.05 | 0.05 | 0.05 | From eQ_Lib.dat in MASControl 2017
D17_ESe_Gym_HB_Yr | Lighting | FRACTION | Default¦Wkdy | 2014-06-13 | 2014-08-16 | Hourly | 0.05 | 0.05 | 0.05 | 0.05 | 0.05 | 0.05 | 0.05 | 0.5844 | 1 | 1 | 1 | 1 | 0.8813 | 1 | 1 | 1 | 0.4656 | 0.4656 | 0.4656 | 0.2281 | 0.2281 | 0.2281 | 0.05 | 0.05 | From eQ_Lib.dat in MASControl 2017
D17_ESe_Gym_HB_Yr | Lighting | FRACTION | Wknd | 2014-06-13 | 2014-08-16 | Hourly | 0.05 | 0.05 | 0.05 | 0.05 | 0.05 | 0.05 | 0.05 | 0.05 | 0.25 | 0.6 | 0.6 | 0.6 | 0.5 | 0.4 | 0.4 | 0.4 | 0.4 | 0.4 | 0.05 | 0.05 | 0.05 | 0.05 | 0.05 | 0.05 | From eQ_Lib.dat in MASControl 2017
D17_ESe_Gym_HB_Yr | Lighting | FRACTION | Default¦Wkdy | 2014-08-17 | 2014-12-11 | Hourly | 0.05 | 0.05 | 0.05 | 0.05 | 0.05 | 0.05 | 0.05 | 0.5844 | 1 | 1 | 1 | 1 | 0.8813 | 1 | 1 | 1 | 0.4656 | 0.4656 | 0.4656 | 0.2281 | 0.2281 | 0.2281 | 0.05 | 0.05 | From eQ_Lib.dat in MASControl 2017
D17_ESe_Gym_HB_Yr | Lighting | FRACTION | Wknd | 2014-08-17 | 2014-12-11 | Hourly | 0.05 | 0.05 | 0.05 | 0.05 | 0.05 | 0.05 | 0.05 | 0.05 | 0.25 | 0.6 | 0.6 | 0.6 | 0.5 | 0.4 | 0.4 | 0.4 | 0.4 | 0.4 | 0.05 | 0.05 | 0.05 | 0.05 | 0.05 | 0.05 | From eQ_Lib.dat in MASControl 2017
D17_ESe_Gym_HB_Yr | Lighting | FRACTION | Default¦Wkdy | 2014-12-12 | 2014-12-31 | Hourly | 0.05 | 0.05 | 0.05 | 0.05 | 0.05 | 0.05 | 0.05 | 0.5844 | 1 | 1 | 1 | 1 | 0.8813 | 1 | 1 | 1 | 0.4656 | 0.4656 | 0.4656 | 0.2281 | 0.2281 | 0.2281 | 0.05 | 0.05 | From eQ_Lib.dat in MASControl 2017
D17_ESe_Gym_HB_Yr | Lighting | FRACTION | Wknd | 2014-12-12 | 2014-12-31 | Hourly | 0.05 | 0.05 | 0.05 | 0.05 | 0.05 | 0.05 | 0.05 | 0.05 | 0.25 | 0.6 | 0.6 | 0.6 | 0.5 | 0.4 | 0.4 | 0.4 | 0.4 | 0.4 | 0.05 | 0.05 | 0.05 | 0.05 | 0.05 | 0.05 | From eQ_Lib.dat in MASControl 2017
D17_ESe_Gym_HB_Yr | Lighting | FRACTION | WntrDsn | 2014-01-01 | 2014-12-31 | Constant | 0 | [23 empty] | From eQ_Lib.dat in MASControl 2017
D17_ESe_Gym_HB_Yr | Lighting | FRACTION | SmrDsn | 2014-01-01 | 2014-12-31 | Constant | 1 | [23 empty] | From eQ_Lib.dat in MASControl 2017
D17_ESe_Gym_HB_Yr | Lighting | FRACTION | Hol | 2014-01-01 | 2014-12-31 | Constant | 0.05 | [23 empty] | From eQ_Lib.dat in MASControl 2017
D17_ESe_Gym_LF_Yr | Lighting | FRACTION | Default¦Wkdy | 2014-01-01 | 2014-01-04 | Hourly | 0.05 | 0.05 | 0.05 | 0.05 | 0.05 | 0.05 | 0.05 | 0.5844 | 1 | 1 | 1 | 1 | 0.8813 | 1 | 1 | 1 | 0.4656 | 0.4656 | 0.4656 | 0.2281 | 0.2281 | 0.2281 | 0.05 | 0.05 | From eQ_Lib.dat in MASControl 2017
D17_ESe_Gym_LF_Yr | Lighting | FRACTION | Wknd | 2014-01-01 | 2014-01-04 | Hourly | 0.05 | 0.05 | 0.05 | 0.05 | 0.05 | 0.05 | 0.05 | 0.05 | 0.25 | 0.6 | 0.6 | 0.6 | 0.5 | 0.4 | 0.4 | 0.4 | 0.4 | 0.4 | 0.05 | 0.05 | 0.05 | 0.05 | 0.05 | 0.05 | From eQ_Lib.dat in MASControl 2017
D17_ESe_Gym_LF_Yr | Lighting | FRACTION | Default¦Wkdy | 2014-01-05 | 2014-04-03 | Hourly | 0.05 | 0.05 | 0.05 | 0.05 | 0.05 | 0.05 | 0.05 | 0.5844 | 1 | 1 | 1 | 1 | 0.8813 | 1 | 1 | 1 | 0.4656 | 0.4656 | 0.4656 | 0.2281 | 0.2281 | 0.2281 | 0.05 | 0.05 | From eQ_Lib.dat in MASControl 2017
D17_ESe_Gym_LF_Yr | Lighting | FRACTION | Wknd | 2014-01-05 | 2014-04-03 | Hourly | 0.05 | 0.05 | 0.05 | 0.05 | 0.05 | 0.05 | 0.05 | 0.05 | 0.25 | 0.6 | 0.6 | 0.6 | 0.5 | 0.4 | 0.4 | 0.4 | 0.4 | 0.4 | 0.05 | 0.05 | 0.05 | 0.05 | 0.05 | 0.05 | From eQ_Lib.dat in MASControl 2017
D17_ESe_Gym_LF_Yr | Lighting | FRACTION | Default¦Wkdy | 2014-04-04 | 2014-04-12 | Hourly | 0.05 | 0.05 | 0.05 | 0.05 | 0.05 | 0.05 | 0.05 | 0.5844 | 1 | 1 | 1 | 1 | 0.8813 | 1 | 1 | 1 | 0.4656 | 0.4656 | 0.4656 | 0.2281 | 0.2281 | 0.2281 | 0.05 | 0.05 | From eQ_Lib.dat in MASControl 2017
D17_ESe_Gym_LF_Yr | Lighting | FRACTION | Wknd | 2014-04-04 | 2014-04-12 | Hourly | 0.05 | 0.05 | 0.05 | 0.05 | 0.05 | 0.05 | 0.05 | 0.05 | 0.25 | 0.6 | 0.6 | 0.6 | 0.5 | 0.4 | 0.4 | 0.4 | 0.4 | 0.4 | 0.05 | 0.05 | 0.05 | 0.05 | 0.05 | 0.05 | From eQ_Lib.dat in MASControl 2017
D17_ESe_Gym_LF_Yr | Lighting | FRACTION | Default¦Wkdy | 2014-04-13 | 2014-06-12 | Hourly | 0.05 | 0.05 | 0.05 | 0.05 | 0.05 | 0.05 | 0.05 | 0.5844 | 1 | 1 | 1 | 1 | 0.8813 | 1 | 1 | 1 | 0.4656 | 0.4656 | 0.4656 | 0.2281 | 0.2281 | 0.2281 | 0.05 | 0.05 | From eQ_Lib.dat in MASControl 2017
D17_ESe_Gym_LF_Yr | Lighting | FRACTION | Wknd | 2014-04-13 | 2014-06-12 | Hourly | 0.05 | 0.05 | 0.05 | 0.05 | 0.05 | 0.05 | 0.05 | 0.05 | 0.25 | 0.6 | 0.6 | 0.6 | 0.5 | 0.4 | 0.4 | 0.4 | 0.4 | 0.4 | 0.05 | 0.05 | 0.05 | 0.05 | 0.05 | 0.05 | From eQ_Lib.dat in MASControl 2017
D17_ESe_Gym_LF_Yr | Lighting | FRACTION | Default¦Wkdy | 2014-06-13 | 2014-08-16 | Hourly | 0.05 | 0.05 | 0.05 | 0.05 | 0.05 | 0.05 | 0.05 | 0.5844 | 1 | 1 | 1 | 1 | 0.8813 | 1 | 1 | 1 | 0.4656 | 0.4656 | 0.4656 | 0.2281 | 0.2281 | 0.2281 | 0.05 | 0.05 | From eQ_Lib.dat in MASControl 2017
D17_ESe_Gym_LF_Yr | Lighting | FRACTION | Wknd | 2014-06-13 | 2014-08-16 | Hourly | 0.05 | 0.05 | 0.05 | 0.05 | 0.05 | 0.05 | 0.05 | 0.05 | 0.25 | 0.6 | 0.6 | 0.6 | 0.5 | 0.4 | 0.4 | 0.4 | 0.4 | 0.4 | 0.05 | 0.05 | 0.05 | 0.05 | 0.05 | 0.05 | From eQ_Lib.dat in MASControl 2017
D17_ESe_Gym_LF_Yr | Lighting | FRACTION | Default¦Wkdy | 2014-08-17 | 2014-12-11 | Hourly | 0.05 | 0.05 | 0.05 | 0.05 | 0.05 | 0.05 | 0.05 | 0.5844 | 1 | 1 | 1 | 1 | 0.8813 | 1 | 1 | 1 | 0.4656 | 0.4656 | 0.4656 | 0.2281 | 0.2281 | 0.2281 | 0.05 | 0.05 | From eQ_Lib.dat in MASControl 2017
D17_ESe_Gym_LF_Yr | Lighting | FRACTION | Wknd | 2014-08-17 | 2014-12-11 | Hourly | 0.05 | 0.05 | 0.05 | 0.05 | 0.05 | 0.05 | 0.05 | 0.05 | 0.25 | 0.6 | 0.6 | 0.6 | 0.5 | 0.4 | 0.4 | 0.4 | 0.4 | 0.4 | 0.05 | 0.05 | 0.05 | 0.05 | 0.05 | 0.05 | From eQ_Lib.dat in MASControl 2017
D17_ESe_Gym_LF_Yr | Lighting | FRACTION | Default¦Wkdy | 2014-12-12 | 2014-12-31 | Hourly | 0.05 | 0.05 | 0.05 | 0.05 | 0.05 | 0.05 | 0.05 | 0.5844 | 1 | 1 | 1 | 1 | 0.8813 | 1 | 1 | 1 | 0.4656 | 0.4656 | 0.4656 | 0.2281 | 0.2281 | 0.2281 | 0.05 | 0.05 | From eQ_Lib.dat in MASControl 2017
D17_ESe_Gym_LF_Yr | Lighting | FRACTION | Wknd | 2014-12-12 | 2014-12-31 | Hourly | 0.05 | 0.05 | 0.05 | 0.05 | 0.05 | 0.05 | 0.05 | 0.05 | 0.25 | 0.6 | 0.6 | 0.6 | 0.5 | 0.4 | 0.4 | 0.4 | 0.4 | 0.4 | 0.05 | 0.05 | 0.05 | 0.05 | 0.05 | 0.05 | From eQ_Lib.dat in MASControl 2017
D17_ESe_Gym_LF_Yr | Lighting | FRACTION | WntrDsn | 2014-01-01 | 2014-12-31 | Constant | 0 | [23 empty] | From eQ_Lib.dat in MASControl 2017
D17_ESe_Gym_LF_Yr | Lighting | FRACTION | SmrDsn | 2014-01-01 | 2014-12-31 | Constant | 1 | [23 empty] | From eQ_Lib.dat in MASControl 2017
D17_ESe_Gym_LF_Yr | Lighting | FRACTION | Hol | 2014-01-01 | 2014-12-31 | Constant | 0.05 | [23 empty] | From eQ_Lib.dat in MASControl 2017
D17_ESe_Ktchn_CFL_Yr | Lighting | FRACTION | Default¦Wkdy | 2014-01-01 | 2014-01-04 | Hourly | 0.05 | 0.05 | 0.05 | 0.05 | 0.05 | 0.05 | 0.05 | 0.05 | 0.05 | 0.05 | 1 | 1 | 1 | 1 | 0.05 | 0.05 | 0.05 | 0.05 | 0.05 | 0.05 | 0.05 | 0.05 | 0.05 | 0.05 | From eQ_Lib.dat in MASControl 2017
D17_ESe_Ktchn_CFL_Yr | Lighting | FRACTION | Wknd | 2014-01-01 | 2014-01-04 | Hourly | 0.05 | 0.05 | 0.05 | 0.05 | 0.05 | 0.05 | 0.05 | 0.05 | 0.05 | 0.05 | 0.45 | 0.45 | 0.45 | 0.45 | 0.05 | 0.05 | 0.05 | 0.05 | 0.05 | 0.05 | 0.05 | 0.05 | 0.05 | 0.05 | From eQ_Lib.dat in MASControl 2017
D17_ESe_Ktchn_CFL_Yr | Lighting | FRACTION | Default¦Wkdy | 2014-01-05 | 2014-04-03 | Hourly | 0.05 | 0.05 | 0.05 | 0.05 | 0.05 | 0.05 | 0.05 | 0.05 | 0.05 | 0.05 | 1 | 1 | 1 | 1 | 0.05 | 0.05 | 0.05 | 0.05 | 0.05 | 0.05 | 0.05 | 0.05 | 0.05 | 0.05 | From eQ_Lib.dat in MASControl 2017
D17_ESe_Ktchn_CFL_Yr | Lighting | FRACTION | Wknd | 2014-01-05 | 2014-04-03 | Hourly | 0.05 | 0.05 | 0.05 | 0.05 | 0.05 | 0.05 | 0.05 | 0.05 | 0.05 | 0.05 | 0.45 | 0.45 | 0.45 | 0.45 | 0.05 | 0.05 | 0.05 | 0.05 | 0.05 | 0.05 | 0.05 | 0.05 | 0.05 | 0.05 | From eQ_Lib.dat in MASControl 2017
D17_ESe_Ktchn_CFL_Yr | Lighting | FRACTION | Default¦Wkdy | 2014-04-04 | 2014-04-12 | Hourly | 0.05 | 0.05 | 0.05 | 0.05 | 0.05 | 0.05 | 0.05 | 0.05 | 0.05 | 0.05 | 1 | 1 | 1 | 1 | 0.05 | 0.05 | 0.05 | 0.05 | 0.05 | 0.05 | 0.05 | 0.05 | 0.05 | 0.05 | From eQ_Lib.dat in MASControl 2017
D17_ESe_Ktchn_CFL_Yr | Lighting | FRACTION | Wknd | 2014-04-04 | 2014-04-12 | Hourly | 0.05 | 0.05 | 0.05 | 0.05 | 0.05 | 0.05 | 0.05 | 0.05 | 0.05 | 0.05 | 0.45 | 0.45 | 0.45 | 0.45 | 0.05 | 0.05 | 0.05 | 0.05 | 0.05 | 0.05 | 0.05 | 0.05 | 0.05 | 0.05 | From eQ_Lib.dat in MASControl 2017
D17_ESe_Ktchn_CFL_Yr | Lighting | FRACTION | Default¦Wkdy | 2014-04-13 | 2014-06-12 | Hourly | 0.05 | 0.05 | 0.05 | 0.05 | 0.05 | 0.05 | 0.05 | 0.05 | 0.05 | 0.05 | 1 | 1 | 1 | 1 | 0.05 | 0.05 | 0.05 | 0.05 | 0.05 | 0.05 | 0.05 | 0.05 | 0.05 | 0.05 | From eQ_Lib.dat in MASControl 2017
D17_ESe_Ktchn_CFL_Yr | Lighting | FRACTION | Wknd | 2014-04-13 | 2014-06-12 | Hourly | 0.05 | 0.05 | 0.05 | 0.05 | 0.05 | 0.05 | 0.05 | 0.05 | 0.05 | 0.05 | 0.45 | 0.45 | 0.45 | 0.45 | 0.05 | 0.05 | 0.05 | 0.05 | 0.05 | 0.05 | 0.05 | 0.05 | 0.05 | 0.05 | From eQ_Lib.dat in MASControl 2017
D17_ESe_Ktchn_CFL_Yr | Lighting | FRACTION | Default¦Wkdy | 2014-06-13 | 2014-08-16 | Hourly | 0.05 | 0.05 | 0.05 | 0.05 | 0.05 | 0.05 | 0.05 | 0.05 | 0.05 | 0.05 | 1 | 1 | 1 | 1 | 0.05 | 0.05 | 0.05 | 0.05 | 0.05 | 0.05 | 0.05 | 0.05 | 0.05 | 0.05 | From eQ_Lib.dat in MASControl 2017
D17_ESe_Ktchn_CFL_Yr | Lighting | FRACTION | Wknd | 2014-06-13 | 2014-08-16 | Hourly | 0.05 | 0.05 | 0.05 | 0.05 | 0.05 | 0.05 | 0.05 | 0.05 | 0.05 | 0.05 | 0.45 | 0.45 | 0.45 | 0.45 | 0.05 | 0.05 | 0.05 | 0.05 | 0.05 | 0.05 | 0.05 | 0.05 | 0.05 | 0.05 | From eQ_Lib.dat in MASControl 2017
D17_ESe_Ktchn_CFL_Yr | Lighting | FRACTION | Default¦Wkdy | 2014-08-17 | 2014-12-11 | Hourly | 0.05 | 0.05 | 0.05 | 0.05 | 0.05 | 0.05 | 0.05 | 0.05 | 0.05 | 0.05 | 1 | 1 | 1 | 1 | 0.05 | 0.05 | 0.05 | 0.05 | 0.05 | 0.05 | 0.05 | 0.05 | 0.05 | 0.05 | From eQ_Lib.dat in MASControl 2017
D17_ESe_Ktchn_CFL_Yr | Lighting | FRACTION | Wknd | 2014-08-17 | 2014-12-11 | Hourly | 0.05 | 0.05 | 0.05 | 0.05 | 0.05 | 0.05 | 0.05 | 0.05 | 0.05 | 0.05 | 0.45 | 0.45 | 0.45 | 0.45 | 0.05 | 0.05 | 0.05 | 0.05 | 0.05 | 0.05 | 0.05 | 0.05 | 0.05 | 0.05 | From eQ_Lib.dat in MASControl 2017
D17_ESe_Ktchn_CFL_Yr | Lighting | FRACTION | Default¦Wkdy | 2014-12-12 | 2014-12-31 | Hourly | 0.05 | 0.05 | 0.05 | 0.05 | 0.05 | 0.05 | 0.05 | 0.05 | 0.05 | 0.05 | 1 | 1 | 1 | 1 | 0.05 | 0.05 | 0.05 | 0.05 | 0.05 | 0.05 | 0.05 | 0.05 | 0.05 | 0.05 | From eQ_Lib.dat in MASControl 2017
D17_ESe_Ktchn_CFL_Yr | Lighting | FRACTION | Wknd | 2014-12-12 | 2014-12-31 | Hourly | 0.05 | 0.05 | 0.05 | 0.05 | 0.05 | 0.05 | 0.05 | 0.05 | 0.05 | 0.05 | 0.45 | 0.45 | 0.45 | 0.45 | 0.05 | 0.05 | 0.05 | 0.05 | 0.05 | 0.05 | 0.05 | 0.05 | 0.05 | 0.05 | From eQ_Lib.dat in MASControl 2017
D17_ESe_Ktchn_CFL_Yr | Lighting | FRACTION | WntrDsn | 2014-01-01 | 2014-12-31 | Constant | 0 | [23 empty] | From eQ_Lib.dat in MASControl 2017
D17_ESe_Ktchn_CFL_Yr | Lighting | FRACTION | SmrDsn | 2014-01-01 | 2014-12-31 | Constant | 1 | [23 empty] | From eQ_Lib.dat in MASControl 2017
D17_ESe_Ktchn_CFL_Yr | Lighting | FRACTION | Hol | 2014-01-01 | 2014-12-31 | Constant | 0.05 | [23 empty] | From eQ_Lib.dat in MASControl 2017
D17_ESe_Ktchn_LF_Yr | Lighting | FRACTION | Default¦Wkdy | 2014-01-01 | 2014-01-04 | Hourly | 0.05 | 0.05 | 0.05 | 0.05 | 0.05 | 0.05 | 0.05 | 0.05 | 0.05 | 0.05 | 1 | 1 | 1 | 1 | 0.05 | 0.05 | 0.05 | 0.05 | 0.05 | 0.05 | 0.05 | 0.05 | 0.05 | 0.05 | From eQ_Lib.dat in MASControl 2017
D17_ESe_Ktchn_LF_Yr | Lighting | FRACTION | Wknd | 2014-01-01 | 2014-01-04 | Hourly | 0.05 | 0.05 | 0.05 | 0.05 | 0.05 | 0.05 | 0.05 | 0.05 | 0.05 | 0.05 | 0.45 | 0.45 | 0.45 | 0.45 | 0.05 | 0.05 | 0.05 | 0.05 | 0.05 | 0.05 | 0.05 | 0.05 | 0.05 | 0.05 | From eQ_Lib.dat in MASControl 2017
D17_ESe_Ktchn_LF_Yr | Lighting | FRACTION | Default¦Wkdy | 2014-01-05 | 2014-04-03 | Hourly | 0.05 | 0.05 | 0.05 | 0.05 | 0.05 | 0.05 | 0.05 | 0.05 | 0.05 | 0.05 | 1 | 1 | 1 | 1 | 0.05 | 0.05 | 0.05 | 0.05 | 0.05 | 0.05 | 0.05 | 0.05 | 0.05 | 0.05 | From eQ_Lib.dat in MASControl 2017
D17_ESe_Ktchn_LF_Yr | Lighting | FRACTION | Wknd | 2014-01-05 | 2014-04-03 | Hourly | 0.05 | 0.05 | 0.05 | 0.05 | 0.05 | 0.05 | 0.05 | 0.05 | 0.05 | 0.05 | 0.45 | 0.45 | 0.45 | 0.45 | 0.05 | 0.05 | 0.05 | 0.05 | 0.05 | 0.05 | 0.05 | 0.05 | 0.05 | 0.05 | From eQ_Lib.dat in MASControl 2017
D17_ESe_Ktchn_LF_Yr | Lighting | FRACTION | Default¦Wkdy | 2014-04-04 | 2014-04-12 | Hourly | 0.05 | 0.05 | 0.05 | 0.05 | 0.05 | 0.05 | 0.05 | 0.05 | 0.05 | 0.05 | 1 | 1 | 1 | 1 | 0.05 | 0.05 | 0.05 | 0.05 | 0.05 | 0.05 | 0.05 | 0.05 | 0.05 | 0.05 | From eQ_Lib.dat in MASControl 2017
D17_ESe_Ktchn_LF_Yr | Lighting | FRACTION | Wknd | 2014-04-04 | 2014-04-12 | Hourly | 0.05 | 0.05 | 0.05 | 0.05 | 0.05 | 0.05 | 0.05 | 0.05 | 0.05 | 0.05 | 0.45 | 0.45 | 0.45 | 0.45 | 0.05 | 0.05 | 0.05 | 0.05 | 0.05 | 0.05 | 0.05 | 0.05 | 0.05 | 0.05 | From eQ_Lib.dat in MASControl 2017
D17_ESe_Ktchn_LF_Yr | Lighting | FRACTION | Default¦Wkdy | 2014-04-13 | 2014-06-12 | Hourly | 0.05 | 0.05 | 0.05 | 0.05 | 0.05 | 0.05 | 0.05 | 0.05 | 0.05 | 0.05 | 1 | 1 | 1 | 1 | 0.05 | 0.05 | 0.05 | 0.05 | 0.05 | 0.05 | 0.05 | 0.05 | 0.05 | 0.05 | From eQ_Lib.dat in MASControl 2017
D17_ESe_Ktchn_LF_Yr | Lighting | FRACTION | Wknd | 2014-04-13 | 2014-06-12 | Hourly | 0.05 | 0.05 | 0.05 | 0.05 | 0.05 | 0.05 | 0.05 | 0.05 | 0.05 | 0.05 | 0.45 | 0.45 | 0.45 | 0.45 | 0.05 | 0.05 | 0.05 | 0.05 | 0.05 | 0.05 | 0.05 | 0.05 | 0.05 | 0.05 | From eQ_Lib.dat in MASControl 2017
D17_ESe_Ktchn_LF_Yr | Lighting | FRACTION | Default¦Wkdy | 2014-06-13 | 2014-08-16 | Hourly | 0.05 | 0.05 | 0.05 | 0.05 | 0.05 | 0.05 | 0.05 | 0.05 | 0.05 | 0.05 | 1 | 1 | 1 | 1 | 0.05 | 0.05 | 0.05 | 0.05 | 0.05 | 0.05 | 0.05 | 0.05 | 0.05 | 0.05 | From eQ_Lib.dat in MASControl 2017
D17_ESe_Ktchn_LF_Yr | Lighting | FRACTION | Wknd | 2014-06-13 | 2014-08-16 | Hourly | 0.05 | 0.05 | 0.05 | 0.05 | 0.05 | 0.05 | 0.05 | 0.05 | 0.05 | 0.05 | 0.45 | 0.45 | 0.45 | 0.45 | 0.05 | 0.05 | 0.05 | 0.05 | 0.05 | 0.05 | 0.05 | 0.05 | 0.05 | 0.05 | From eQ_Lib.dat in MASControl 2017
D17_ESe_Ktchn_LF_Yr | Lighting | FRACTION | Default¦Wkdy | 2014-08-17 | 2014-12-11 | Hourly | 0.05 | 0.05 | 0.05 | 0.05 | 0.05 | 0.05 | 0.05 | 0.05 | 0.05 | 0.05 | 1 | 1 | 1 | 1 | 0.05 | 0.05 | 0.05 | 0.05 | 0.05 | 0.05 | 0.05 | 0.05 | 0.05 | 0.05 | From eQ_Lib.dat in MASControl 2017
D17_ESe_Ktchn_LF_Yr | Lighting | FRACTION | Wknd | 2014-08-17 | 2014-12-11 | Hourly | 0.05 | 0.05 | 0.05 | 0.05 | 0.05 | 0.05 | 0.05 | 0.05 | 0.05 | 0.05 | 0.45 | 0.45 | 0.45 | 0.45 | 0.05 | 0.05 | 0.05 | 0.05 | 0.05 | 0.05 | 0.05 | 0.05 | 0.05 | 0.05 | From eQ_Lib.dat in MASControl 2017
D17_ESe_Ktchn_LF_Yr | Lighting | FRACTION | Default¦Wkdy | 2014-12-12 | 2014-12-31 | Hourly | 0.05 | 0.05 | 0.05 | 0.05 | 0.05 | 0.05 | 0.05 | 0.05 | 0.05 | 0.05 | 1 | 1 | 1 | 1 | 0.05 | 0.05 | 0.05 | 0.05 | 0.05 | 0.05 | 0.05 | 0.05 | 0.05 | 0.05 | From eQ_Lib.dat in MASControl 2017
D17_ESe_Ktchn_LF_Yr | Lighting | FRACTION | Wknd | 2014-12-12 | 2014-12-31 | Hourly | 0.05 | 0.05 | 0.05 | 0.05 | 0.05 | 0.05 | 0.05 | 0.05 | 0.05 | 0.05 | 0.45 | 0.45 | 0.45 | 0.45 | 0.05 | 0.05 | 0.05 | 0.05 | 0.05 | 0.05 | 0.05 | 0.05 | 0.05 | 0.05 | From eQ_Lib.dat in MASControl 2017
D17_ESe_Ktchn_LF_Yr | Lighting | FRACTION | WntrDsn | 2014-01-01 | 2014-12-31 | Constant | 0 | [23 empty] | From eQ_Lib.dat in MASControl 2017
D17_ESe_Ktchn_LF_Yr | Lighting | FRACTION | SmrDsn | 2014-01-01 | 2014-12-31 | Constant | 1 | [23 empty] | From eQ_Lib.dat in MASControl 2017
D17_ESe_Ktchn_LF_Yr | Lighting | FRACTION | Hol | 2014-01-01 | 2014-12-31 | Constant | 0.05 | [23 empty] | From eQ_Lib.dat in MASControl 2017
D17_ESe_LibRdg_CFL_Yr | Lighting | FRACTION | Default¦Wkdy | 2014-01-01 | 2014-01-04 | Hourly | 0.05 | 0.05 | 0.05 | 0.05 | 0.05 | 0.3 | 0.3 | 0.3 | 1 | 1 | 1 | 1 | 1 | 1 | 1 | 1 | 1 | 0.05 | 0.05 | 0.05 | 0.05 | 0.05 | 0.05 | 0.05 | From eQ_Lib.dat in MASControl 2017
D17_ESe_LibRdg_CFL_Yr | Lighting | FRACTION | Wknd | 2014-01-01 | 2014-01-04 | Hourly | 0.05 | 0.05 | 0.05 | 0.05 | 0.05 | 0.1553 | 0.1553 | 0.1553 | 0.45 | 0.45 | 0.45 | 0.45 | 0.45 | 0.45 | 0.45 | 0.45 | 0.45 | 0.05 | 0.05 | 0.05 | 0.05 | 0.05 | 0.05 | 0.05 | From eQ_Lib.dat in MASControl 2017
D17_ESe_LibRdg_CFL_Yr | Lighting | FRACTION | Default¦Wkdy | 2014-01-05 | 2014-04-03 | Hourly | 0.05 | 0.05 | 0.05 | 0.05 | 0.05 | 0.3 | 0.3 | 0.3 | 1 | 1 | 1 | 1 | 1 | 1 | 1 | 1 | 1 | 0.05 | 0.05 | 0.05 | 0.05 | 0.05 | 0.05 | 0.05 | From eQ_Lib.dat in MASControl 2017
D17_ESe_LibRdg_CFL_Yr | Lighting | FRACTION | Wknd | 2014-01-05 | 2014-04-03 | Hourly | 0.05 | 0.05 | 0.05 | 0.05 | 0.05 | 0.1553 | 0.1553 | 0.1553 | 0.45 | 0.45 | 0.45 | 0.45 | 0.45 | 0.45 | 0.45 | 0.45 | 0.45 | 0.05 | 0.05 | 0.05 | 0.05 | 0.05 | 0.05 | 0.05 | From eQ_Lib.dat in MASControl 2017
D17_ESe_LibRdg_CFL_Yr | Lighting | FRACTION | Default¦Wkdy | 2014-04-04 | 2014-04-12 | Hourly | 0.05 | 0.05 | 0.05 | 0.05 | 0.05 | 0.3 | 0.3 | 0.3 | 1 | 1 | 1 | 1 | 1 | 1 | 1 | 1 | 1 | 0.05 | 0.05 | 0.05 | 0.05 | 0.05 | 0.05 | 0.05 | From eQ_Lib.dat in MASControl 2017
D17_ESe_LibRdg_CFL_Yr | Lighting | FRACTION | Wknd | 2014-04-04 | 2014-04-12 | Hourly | 0.05 | 0.05 | 0.05 | 0.05 | 0.05 | 0.1553 | 0.1553 | 0.1553 | 0.45 | 0.45 | 0.45 | 0.45 | 0.45 | 0.45 | 0.45 | 0.45 | 0.45 | 0.05 | 0.05 | 0.05 | 0.05 | 0.05 | 0.05 | 0.05 | From eQ_Lib.dat in MASControl 2017
D17_ESe_LibRdg_CFL_Yr | Lighting | FRACTION | Default¦Wkdy | 2014-04-13 | 2014-06-12 | Hourly | 0.05 | 0.05 | 0.05 | 0.05 | 0.05 | 0.3 | 0.3 | 0.3 | 1 | 1 | 1 | 1 | 1 | 1 | 1 | 1 | 1 | 0.05 | 0.05 | 0.05 | 0.05 | 0.05 | 0.05 | 0.05 | From eQ_Lib.dat in MASControl 2017
D17_ESe_LibRdg_CFL_Yr | Lighting | FRACTION | Wknd | 2014-04-13 | 2014-06-12 | Hourly | 0.05 | 0.05 | 0.05 | 0.05 | 0.05 | 0.1553 | 0.1553 | 0.1553 | 0.45 | 0.45 | 0.45 | 0.45 | 0.45 | 0.45 | 0.45 | 0.45 | 0.45 | 0.05 | 0.05 | 0.05 | 0.05 | 0.05 | 0.05 | 0.05 | From eQ_Lib.dat in MASControl 2017
D17_ESe_LibRdg_CFL_Yr | Lighting | FRACTION | Default¦Wkdy | 2014-06-13 | 2014-08-16 | Hourly | 0.05 | 0.05 | 0.05 | 0.05 | 0.05 | 0.3 | 0.3 | 0.3 | 1 | 1 | 1 | 1 | 1 | 1 | 1 | 1 | 1 | 0.05 | 0.05 | 0.05 | 0.05 | 0.05 | 0.05 | 0.05 | From eQ_Lib.dat in MASControl 2017
D17_ESe_LibRdg_CFL_Yr | Lighting | FRACTION | Wknd | 2014-06-13 | 2014-08-16 | Hourly | 0.05 | 0.05 | 0.05 | 0.05 | 0.05 | 0.1553 | 0.1553 | 0.1553 | 0.45 | 0.45 | 0.45 | 0.45 | 0.45 | 0.45 | 0.45 | 0.45 | 0.45 | 0.05 | 0.05 | 0.05 | 0.05 | 0.05 | 0.05 | 0.05 | From eQ_Lib.dat in MASControl 2017
D17_ESe_LibRdg_CFL_Yr | Lighting | FRACTION | Default¦Wkdy | 2014-08-17 | 2014-12-11 | Hourly | 0.05 | 0.05 | 0.05 | 0.05 | 0.05 | 0.3 | 0.3 | 0.3 | 1 | 1 | 1 | 1 | 1 | 1 | 1 | 1 | 1 | 0.05 | 0.05 | 0.05 | 0.05 | 0.05 | 0.05 | 0.05 | From eQ_Lib.dat in MASControl 2017
D17_ESe_LibRdg_CFL_Yr | Lighting | FRACTION | Wknd | 2014-08-17 | 2014-12-11 | Hourly | 0.05 | 0.05 | 0.05 | 0.05 | 0.05 | 0.1553 | 0.1553 | 0.1553 | 0.45 | 0.45 | 0.45 | 0.45 | 0.45 | 0.45 | 0.45 | 0.45 | 0.45 | 0.05 | 0.05 | 0.05 | 0.05 | 0.05 | 0.05 | 0.05 | From eQ_Lib.dat in MASControl 2017
D17_ESe_LibRdg_CFL_Yr | Lighting | FRACTION | Default¦Wkdy | 2014-12-12 | 2014-12-31 | Hourly | 0.05 | 0.05 | 0.05 | 0.05 | 0.05 | 0.3 | 0.3 | 0.3 | 1 | 1 | 1 | 1 | 1 | 1 | 1 | 1 | 1 | 0.05 | 0.05 | 0.05 | 0.05 | 0.05 | 0.05 | 0.05 | From eQ_Lib.dat in MASControl 2017
D17_ESe_LibRdg_CFL_Yr | Lighting | FRACTION | Wknd | 2014-12-12 | 2014-12-31 | Hourly | 0.05 | 0.05 | 0.05 | 0.05 | 0.05 | 0.1553 | 0.1553 | 0.1553 | 0.45 | 0.45 | 0.45 | 0.45 | 0.45 | 0.45 | 0.45 | 0.45 | 0.45 | 0.05 | 0.05 | 0.05 | 0.05 | 0.05 | 0.05 | 0.05 | From eQ_Lib.dat in MASControl 2017
D17_ESe_LibRdg_CFL_Yr | Lighting | FRACTION | WntrDsn | 2014-01-01 | 2014-12-31 | Constant | 0 | [23 empty] | From eQ_Lib.dat in MASControl 2017
D17_ESe_LibRdg_CFL_Yr | Lighting | FRACTION | SmrDsn | 2014-01-01 | 2014-12-31 | Constant | 1 | [23 empty] | From eQ_Lib.dat in MASControl 2017
D17_ESe_LibRdg_CFL_Yr | Lighting | FRACTION | Hol | 2014-01-01 | 2014-12-31 | Constant | 0.05 | [23 empty] | From eQ_Lib.dat in MASControl 2017
D17_ESe_LibRdg_LF_Yr | Lighting | FRACTION | Default¦Wkdy | 2014-01-01 | 2014-01-04 | Hourly | 0.05 | 0.05 | 0.05 | 0.05 | 0.05 | 0.3 | 0.3 | 0.3 | 1 | 1 | 1 | 1 | 1 | 1 | 1 | 1 | 1 | 0.05 | 0.05 | 0.05 | 0.05 | 0.05 | 0.05 | 0.05 | From eQ_Lib.dat in MASControl 2017
D17_ESe_LibRdg_LF_Yr | Lighting | FRACTION | Wknd | 2014-01-01 | 2014-01-04 | Hourly | 0.05 | 0.05 | 0.05 | 0.05 | 0.05 | 0.1553 | 0.1553 | 0.1553 | 0.45 | 0.45 | 0.45 | 0.45 | 0.45 | 0.45 | 0.45 | 0.45 | 0.45 | 0.05 | 0.05 | 0.05 | 0.05 | 0.05 | 0.05 | 0.05 | From eQ_Lib.dat in MASControl 2017
D17_ESe_LibRdg_LF_Yr | Lighting | FRACTION | Default¦Wkdy | 2014-01-05 | 2014-04-03 | Hourly | 0.05 | 0.05 | 0.05 | 0.05 | 0.05 | 0.3 | 0.3 | 0.3 | 1 | 1 | 1 | 1 | 1 | 1 | 1 | 1 | 1 | 0.05 | 0.05 | 0.05 | 0.05 | 0.05 | 0.05 | 0.05 | From eQ_Lib.dat in MASControl 2017
D17_ESe_LibRdg_LF_Yr | Lighting | FRACTION | Wknd | 2014-01-05 | 2014-04-03 | Hourly | 0.05 | 0.05 | 0.05 | 0.05 | 0.05 | 0.1553 | 0.1553 | 0.1553 | 0.45 | 0.45 | 0.45 | 0.45 | 0.45 | 0.45 | 0.45 | 0.45 | 0.45 | 0.05 | 0.05 | 0.05 | 0.05 | 0.05 | 0.05 | 0.05 | From eQ_Lib.dat in MASControl 2017
D17_ESe_LibRdg_LF_Yr | Lighting | FRACTION | Default¦Wkdy | 2014-04-04 | 2014-04-12 | Hourly | 0.05 | 0.05 | 0.05 | 0.05 | 0.05 | 0.3 | 0.3 | 0.3 | 1 | 1 | 1 | 1 | 1 | 1 | 1 | 1 | 1 | 0.05 | 0.05 | 0.05 | 0.05 | 0.05 | 0.05 | 0.05 | From eQ_Lib.dat in MASControl 2017
D17_ESe_LibRdg_LF_Yr | Lighting | FRACTION | Wknd | 2014-04-04 | 2014-04-12 | Hourly | 0.05 | 0.05 | 0.05 | 0.05 | 0.05 | 0.1553 | 0.1553 | 0.1553 | 0.45 | 0.45 | 0.45 | 0.45 | 0.45 | 0.45 | 0.45 | 0.45 | 0.45 | 0.05 | 0.05 | 0.05 | 0.05 | 0.05 | 0.05 | 0.05 | From eQ_Lib.dat in MASControl 2017
D17_ESe_LibRdg_LF_Yr | Lighting | FRACTION | Default¦Wkdy | 2014-04-13 | 2014-06-12 | Hourly | 0.05 | 0.05 | 0.05 | 0.05 | 0.05 | 0.3 | 0.3 | 0.3 | 1 | 1 | 1 | 1 | 1 | 1 | 1 | 1 | 1 | 0.05 | 0.05 | 0.05 | 0.05 | 0.05 | 0.05 | 0.05 | From eQ_Lib.dat in MASControl 2017
D17_ESe_LibRdg_LF_Yr | Lighting | FRACTION | Wknd | 2014-04-13 | 2014-06-12 | Hourly | 0.05 | 0.05 | 0.05 | 0.05 | 0.05 | 0.1553 | 0.1553 | 0.1553 | 0.45 | 0.45 | 0.45 | 0.45 | 0.45 | 0.45 | 0.45 | 0.45 | 0.45 | 0.05 | 0.05 | 0.05 | 0.05 | 0.05 | 0.05 | 0.05 | From eQ_Lib.dat in MASControl 2017
D17_ESe_LibRdg_LF_Yr | Lighting | FRACTION | Default¦Wkdy | 2014-06-13 | 2014-08-16 | Hourly | 0.05 | 0.05 | 0.05 | 0.05 | 0.05 | 0.3 | 0.3 | 0.3 | 1 | 1 | 1 | 1 | 1 | 1 | 1 | 1 | 1 | 0.05 | 0.05 | 0.05 | 0.05 | 0.05 | 0.05 | 0.05 | From eQ_Lib.dat in MASControl 2017
D17_ESe_LibRdg_LF_Yr | Lighting | FRACTION | Wknd | 2014-06-13 | 2014-08-16 | Hourly | 0.05 | 0.05 | 0.05 | 0.05 | 0.05 | 0.1553 | 0.1553 | 0.1553 | 0.45 | 0.45 | 0.45 | 0.45 | 0.45 | 0.45 | 0.45 | 0.45 | 0.45 | 0.05 | 0.05 | 0.05 | 0.05 | 0.05 | 0.05 | 0.05 | From eQ_Lib.dat in MASControl 2017
D17_ESe_LibRdg_LF_Yr | Lighting | FRACTION | Default¦Wkdy | 2014-08-17 | 2014-12-11 | Hourly | 0.05 | 0.05 | 0.05 | 0.05 | 0.05 | 0.3 | 0.3 | 0.3 | 1 | 1 | 1 | 1 | 1 | 1 | 1 | 1 | 1 | 0.05 | 0.05 | 0.05 | 0.05 | 0.05 | 0.05 | 0.05 | From eQ_Lib.dat in MASControl 2017
D17_ESe_LibRdg_LF_Yr | Lighting | FRACTION | Wknd | 2014-08-17 | 2014-12-11 | Hourly | 0.05 | 0.05 | 0.05 | 0.05 | 0.05 | 0.1553 | 0.1553 | 0.1553 | 0.45 | 0.45 | 0.45 | 0.45 | 0.45 | 0.45 | 0.45 | 0.45 | 0.45 | 0.05 | 0.05 | 0.05 | 0.05 | 0.05 | 0.05 | 0.05 | From eQ_Lib.dat in MASControl 2017
D17_ESe_LibRdg_LF_Yr | Lighting | FRACTION | Default¦Wkdy | 2014-12-12 | 2014-12-31 | Hourly | 0.05 | 0.05 | 0.05 | 0.05 | 0.05 | 0.3 | 0.3 | 0.3 | 1 | 1 | 1 | 1 | 1 | 1 | 1 | 1 | 1 | 0.05 | 0.05 | 0.05 | 0.05 | 0.05 | 0.05 | 0.05 | From eQ_Lib.dat in MASControl 2017
D17_ESe_LibRdg_LF_Yr | Lighting | FRACTION | Wknd | 2014-12-12 | 2014-12-31 | Hourly | 0.05 | 0.05 | 0.05 | 0.05 | 0.05 | 0.1553 | 0.1553 | 0.1553 | 0.45 | 0.45 | 0.45 | 0.45 | 0.45 | 0.45 | 0.45 | 0.45 | 0.45 | 0.05 | 0.05 | 0.05 | 0.05 | 0.05 | 0.05 | 0.05 | From eQ_Lib.dat in MASControl 2017
D17_ESe_LibRdg_LF_Yr | Lighting | FRACTION | WntrDsn | 2014-01-01 | 2014-12-31 | Constant | 0 | [23 empty] | From eQ_Lib.dat in MASControl 2017
D17_ESe_LibRdg_LF_Yr | Lighting | FRACTION | SmrDsn | 2014-01-01 | 2014-12-31 | Constant | 1 | [23 empty] | From eQ_Lib.dat in MASControl 2017
D17_ESe_LibRdg_LF_Yr | Lighting | FRACTION | Hol | 2014-01-01 | 2014-12-31 | Constant | 0.05 | [23 empty] | From eQ_Lib.dat in MASControl 2017
D17_ESe_Mech_CFL_Yr | Lighting | FRACTION | Default¦Wkdy | 2014-01-01 | 2014-01-04 | Hourly | 0.05 | 0.05 | 0.05 | 0.05 | 0.05 | 0.6 | 0.6 | 0.6 | 0.6 | 1 | 1 | 1 | 1 | 1 | 1 | 0.55 | 0.55 | 0.55 | 0.55 | 0.35 | 0.1 | 0.1 | 0.1 | 0.1 | From eQ_Lib.dat in MASControl 2017
D17_ESe_Mech_CFL_Yr | Lighting | FRACTION | Wknd | 2014-01-01 | 2014-01-04 | Hourly | 0.05 | 0.05 | 0.05 | 0.05 | 0.05 | 0.05 | 0.05 | 0.4 | 0.4 | 0.4 | 0.4 | 0.4 | 0.4 | 0.4 | 0.4 | 0.4 | 0.05 | 0.05 | 0.05 | 0.05 | 0.05 | 0.05 | 0.05 | 0.05 | From eQ_Lib.dat in MASControl 2017
D17_ESe_Mech_CFL_Yr | Lighting | FRACTION | Default¦Wkdy | 2014-01-05 | 2014-04-03 | Hourly | 0.05 | 0.05 | 0.05 | 0.05 | 0.05 | 0.6 | 0.6 | 0.6 | 0.6 | 1 | 1 | 1 | 1 | 1 | 1 | 0.55 | 0.55 | 0.55 | 0.55 | 0.35 | 0.1 | 0.1 | 0.1 | 0.1 | From eQ_Lib.dat in MASControl 2017
D17_ESe_Mech_CFL_Yr | Lighting | FRACTION | Wknd | 2014-01-05 | 2014-04-03 | Hourly | 0.05 | 0.05 | 0.05 | 0.05 | 0.05 | 0.05 | 0.05 | 0.4 | 0.4 | 0.4 | 0.4 | 0.4 | 0.4 | 0.4 | 0.4 | 0.4 | 0.05 | 0.05 | 0.05 | 0.05 | 0.05 | 0.05 | 0.05 | 0.05 | From eQ_Lib.dat in MASControl 2017
D17_ESe_Mech_CFL_Yr | Lighting | FRACTION | Default¦Wkdy | 2014-04-04 | 2014-04-12 | Hourly | 0.05 | 0.05 | 0.05 | 0.05 | 0.05 | 0.6 | 0.6 | 0.6 | 0.6 | 1 | 1 | 1 | 1 | 1 | 1 | 0.55 | 0.55 | 0.55 | 0.55 | 0.35 | 0.1 | 0.1 | 0.1 | 0.1 | From eQ_Lib.dat in MASControl 2017
D17_ESe_Mech_CFL_Yr | Lighting | FRACTION | Wknd | 2014-04-04 | 2014-04-12 | Hourly | 0.05 | 0.05 | 0.05 | 0.05 | 0.05 | 0.05 | 0.05 | 0.4 | 0.4 | 0.4 | 0.4 | 0.4 | 0.4 | 0.4 | 0.4 | 0.4 | 0.05 | 0.05 | 0.05 | 0.05 | 0.05 | 0.05 | 0.05 | 0.05 | From eQ_Lib.dat in MASControl 2017
D17_ESe_Mech_CFL_Yr | Lighting | FRACTION | Default¦Wkdy | 2014-04-13 | 2014-06-12 | Hourly | 0.05 | 0.05 | 0.05 | 0.05 | 0.05 | 0.6 | 0.6 | 0.6 | 0.6 | 1 | 1 | 1 | 1 | 1 | 1 | 0.55 | 0.55 | 0.55 | 0.55 | 0.35 | 0.1 | 0.1 | 0.1 | 0.1 | From eQ_Lib.dat in MASControl 2017
D17_ESe_Mech_CFL_Yr | Lighting | FRACTION | Wknd | 2014-04-13 | 2014-06-12 | Hourly | 0.05 | 0.05 | 0.05 | 0.05 | 0.05 | 0.05 | 0.05 | 0.4 | 0.4 | 0.4 | 0.4 | 0.4 | 0.4 | 0.4 | 0.4 | 0.4 | 0.05 | 0.05 | 0.05 | 0.05 | 0.05 | 0.05 | 0.05 | 0.05 | From eQ_Lib.dat in MASControl 2017
D17_ESe_Mech_CFL_Yr | Lighting | FRACTION | Default¦Wkdy | 2014-06-13 | 2014-08-16 | Hourly | 0.05 | 0.05 | 0.05 | 0.05 | 0.05 | 0.6 | 0.6 | 0.6 | 0.6 | 1 | 1 | 1 | 1 | 1 | 1 | 0.55 | 0.55 | 0.55 | 0.55 | 0.35 | 0.1 | 0.1 | 0.1 | 0.1 | From eQ_Lib.dat in MASControl 2017
D17_ESe_Mech_CFL_Yr | Lighting | FRACTION | Wknd | 2014-06-13 | 2014-08-16 | Hourly | 0.05 | 0.05 | 0.05 | 0.05 | 0.05 | 0.05 | 0.05 | 0.4 | 0.4 | 0.4 | 0.4 | 0.4 | 0.4 | 0.4 | 0.4 | 0.4 | 0.05 | 0.05 | 0.05 | 0.05 | 0.05 | 0.05 | 0.05 | 0.05 | From eQ_Lib.dat in MASControl 2017
D17_ESe_Mech_CFL_Yr | Lighting | FRACTION | Default¦Wkdy | 2014-08-17 | 2014-12-11 | Hourly | 0.05 | 0.05 | 0.05 | 0.05 | 0.05 | 0.6 | 0.6 | 0.6 | 0.6 | 1 | 1 | 1 | 1 | 1 | 1 | 0.55 | 0.55 | 0.55 | 0.55 | 0.35 | 0.1 | 0.1 | 0.1 | 0.1 | From eQ_Lib.dat in MASControl 2017
D17_ESe_Mech_CFL_Yr | Lighting | FRACTION | Wknd | 2014-08-17 | 2014-12-11 | Hourly | 0.05 | 0.05 | 0.05 | 0.05 | 0.05 | 0.05 | 0.05 | 0.4 | 0.4 | 0.4 | 0.4 | 0.4 | 0.4 | 0.4 | 0.4 | 0.4 | 0.05 | 0.05 | 0.05 | 0.05 | 0.05 | 0.05 | 0.05 | 0.05 | From eQ_Lib.dat in MASControl 2017
D17_ESe_Mech_CFL_Yr | Lighting | FRACTION | Default¦Wkdy | 2014-12-12 | 2014-12-31 | Hourly | 0.05 | 0.05 | 0.05 | 0.05 | 0.05 | 0.6 | 0.6 | 0.6 | 0.6 | 1 | 1 | 1 | 1 | 1 | 1 | 0.55 | 0.55 | 0.55 | 0.55 | 0.35 | 0.1 | 0.1 | 0.1 | 0.1 | From eQ_Lib.dat in MASControl 2017
D17_ESe_Mech_CFL_Yr | Lighting | FRACTION | Wknd | 2014-12-12 | 2014-12-31 | Hourly | 0.05 | 0.05 | 0.05 | 0.05 | 0.05 | 0.05 | 0.05 | 0.4 | 0.4 | 0.4 | 0.4 | 0.4 | 0.4 | 0.4 | 0.4 | 0.4 | 0.05 | 0.05 | 0.05 | 0.05 | 0.05 | 0.05 | 0.05 | 0.05 | From eQ_Lib.dat in MASControl 2017
D17_ESe_Mech_CFL_Yr | Lighting | FRACTION | WntrDsn | 2014-01-01 | 2014-12-31 | Constant | 0 | [23 empty] | From eQ_Lib.dat in MASControl 2017
D17_ESe_Mech_CFL_Yr | Lighting | FRACTION | SmrDsn | 2014-01-01 | 2014-12-31 | Constant | 1 | [23 empty] | From eQ_Lib.dat in MASControl 2017
D17_ESe_Mech_CFL_Yr | Lighting | FRACTION | Hol | 2014-01-01 | 2014-12-31 | Constant | 0.05 | [23 empty] | From eQ_Lib.dat in MASControl 2017
D17_ESe_Mech_LF_Yr | Lighting | FRACTION | Default¦Wkdy | 2014-01-01 | 2014-01-04 | Hourly | 0.05 | 0.05 | 0.05 | 0.05 | 0.05 | 0.6 | 0.6 | 0.6 | 0.6 | 1 | 1 | 1 | 1 | 1 | 1 | 0.55 | 0.55 | 0.55 | 0.55 | 0.35 | 0.1 | 0.1 | 0.1 | 0.1 | From eQ_Lib.dat in MASControl 2017
D17_ESe_Mech_LF_Yr | Lighting | FRACTION | Wknd | 2014-01-01 | 2014-01-04 | Hourly | 0.05 | 0.05 | 0.05 | 0.05 | 0.05 | 0.05 | 0.05 | 0.4 | 0.4 | 0.4 | 0.4 | 0.4 | 0.4 | 0.4 | 0.4 | 0.4 | 0.05 | 0.05 | 0.05 | 0.05 | 0.05 | 0.05 | 0.05 | 0.05 | From eQ_Lib.dat in MASControl 2017
D17_ESe_Mech_LF_Yr | Lighting | FRACTION | Default¦Wkdy | 2014-01-05 | 2014-04-03 | Hourly | 0.05 | 0.05 | 0.05 | 0.05 | 0.05 | 0.6 | 0.6 | 0.6 | 0.6 | 1 | 1 | 1 | 1 | 1 | 1 | 0.55 | 0.55 | 0.55 | 0.55 | 0.35 | 0.1 | 0.1 | 0.1 | 0.1 | From eQ_Lib.dat in MASControl 2017
D17_ESe_Mech_LF_Yr | Lighting | FRACTION | Wknd | 2014-01-05 | 2014-04-03 | Hourly | 0.05 | 0.05 | 0.05 | 0.05 | 0.05 | 0.05 | 0.05 | 0.4 | 0.4 | 0.4 | 0.4 | 0.4 | 0.4 | 0.4 | 0.4 | 0.4 | 0.05 | 0.05 | 0.05 | 0.05 | 0.05 | 0.05 | 0.05 | 0.05 | From eQ_Lib.dat in MASControl 2017
D17_ESe_Mech_LF_Yr | Lighting | FRACTION | Default¦Wkdy | 2014-04-04 | 2014-04-12 | Hourly | 0.05 | 0.05 | 0.05 | 0.05 | 0.05 | 0.6 | 0.6 | 0.6 | 0.6 | 1 | 1 | 1 | 1 | 1 | 1 | 0.55 | 0.55 | 0.55 | 0.55 | 0.35 | 0.1 | 0.1 | 0.1 | 0.1 | From eQ_Lib.dat in MASControl 2017
D17_ESe_Mech_LF_Yr | Lighting | FRACTION | Wknd | 2014-04-04 | 2014-04-12 | Hourly | 0.05 | 0.05 | 0.05 | 0.05 | 0.05 | 0.05 | 0.05 | 0.4 | 0.4 | 0.4 | 0.4 | 0.4 | 0.4 | 0.4 | 0.4 | 0.4 | 0.05 | 0.05 | 0.05 | 0.05 | 0.05 | 0.05 | 0.05 | 0.05 | From eQ_Lib.dat in MASControl 2017
D17_ESe_Mech_LF_Yr | Lighting | FRACTION | Default¦Wkdy | 2014-04-13 | 2014-06-12 | Hourly | 0.05 | 0.05 | 0.05 | 0.05 | 0.05 | 0.6 | 0.6 | 0.6 | 0.6 | 1 | 1 | 1 | 1 | 1 | 1 | 0.55 | 0.55 | 0.55 | 0.55 | 0.35 | 0.1 | 0.1 | 0.1 | 0.1 | From eQ_Lib.dat in MASControl 2017
D17_ESe_Mech_LF_Yr | Lighting | FRACTION | Wknd | 2014-04-13 | 2014-06-12 | Hourly | 0.05 | 0.05 | 0.05 | 0.05 | 0.05 | 0.05 | 0.05 | 0.4 | 0.4 | 0.4 | 0.4 | 0.4 | 0.4 | 0.4 | 0.4 | 0.4 | 0.05 | 0.05 | 0.05 | 0.05 | 0.05 | 0.05 | 0.05 | 0.05 | From eQ_Lib.dat in MASControl 2017
D17_ESe_Mech_LF_Yr | Lighting | FRACTION | Default¦Wkdy | 2014-06-13 | 2014-08-16 | Hourly | 0.05 | 0.05 | 0.05 | 0.05 | 0.05 | 0.6 | 0.6 | 0.6 | 0.6 | 1 | 1 | 1 | 1 | 1 | 1 | 0.55 | 0.55 | 0.55 | 0.55 | 0.35 | 0.1 | 0.1 | 0.1 | 0.1 | From eQ_Lib.dat in MASControl 2017
D17_ESe_Mech_LF_Yr | Lighting | FRACTION | Wknd | 2014-06-13 | 2014-08-16 | Hourly | 0.05 | 0.05 | 0.05 | 0.05 | 0.05 | 0.05 | 0.05 | 0.4 | 0.4 | 0.4 | 0.4 | 0.4 | 0.4 | 0.4 | 0.4 | 0.4 | 0.05 | 0.05 | 0.05 | 0.05 | 0.05 | 0.05 | 0.05 | 0.05 | From eQ_Lib.dat in MASControl 2017
D17_ESe_Mech_LF_Yr | Lighting | FRACTION | Default¦Wkdy | 2014-08-17 | 2014-12-11 | Hourly | 0.05 | 0.05 | 0.05 | 0.05 | 0.05 | 0.6 | 0.6 | 0.6 | 0.6 | 1 | 1 | 1 | 1 | 1 | 1 | 0.55 | 0.55 | 0.55 | 0.55 | 0.35 | 0.1 | 0.1 | 0.1 | 0.1 | From eQ_Lib.dat in MASControl 2017
D17_ESe_Mech_LF_Yr | Lighting | FRACTION | Wknd | 2014-08-17 | 2014-12-11 | Hourly | 0.05 | 0.05 | 0.05 | 0.05 | 0.05 | 0.05 | 0.05 | 0.4 | 0.4 | 0.4 | 0.4 | 0.4 | 0.4 | 0.4 | 0.4 | 0.4 | 0.05 | 0.05 | 0.05 | 0.05 | 0.05 | 0.05 | 0.05 | 0.05 | From eQ_Lib.dat in MASControl 2017
D17_ESe_Mech_LF_Yr | Lighting | FRACTION | Default¦Wkdy | 2014-12-12 | 2014-12-31 | Hourly | 0.05 | 0.05 | 0.05 | 0.05 | 0.05 | 0.6 | 0.6 | 0.6 | 0.6 | 1 | 1 | 1 | 1 | 1 | 1 | 0.55 | 0.55 | 0.55 | 0.55 | 0.35 | 0.1 | 0.1 | 0.1 | 0.1 | From eQ_Lib.dat in MASControl 2017
D17_ESe_Mech_LF_Yr | Lighting | FRACTION | Wknd | 2014-12-12 | 2014-12-31 | Hourly | 0.05 | 0.05 | 0.05 | 0.05 | 0.05 | 0.05 | 0.05 | 0.4 | 0.4 | 0.4 | 0.4 | 0.4 | 0.4 | 0.4 | 0.4 | 0.4 | 0.05 | 0.05 | 0.05 | 0.05 | 0.05 | 0.05 | 0.05 | 0.05 | From eQ_Lib.dat in MASControl 2017
D17_ESe_Mech_LF_Yr | Lighting | FRACTION | WntrDsn | 2014-01-01 | 2014-12-31 | Constant | 0 | [23 empty] | From eQ_Lib.dat in MASControl 2017
D17_ESe_Mech_LF_Yr | Lighting | FRACTION | SmrDsn | 2014-01-01 | 2014-12-31 | Constant | 1 | [23 empty] | From eQ_Lib.dat in MASControl 2017
D17_ESe_Mech_LF_Yr | Lighting | FRACTION | Hol | 2014-01-01 | 2014-12-31 | Constant | 0.05 | [23 empty] | From eQ_Lib.dat in MASControl 2017
D17_ESe_OffGen_CFL_Yr | Lighting | FRACTION | Default¦Wkdy | 2014-01-01 | 2014-01-04 | Hourly | 0.05 | 0.05 | 0.05 | 0.05 | 0.05 | 0.3 | 0.3 | 0.3 | 1 | 1 | 1 | 1 | 1 | 1 | 1 | 1 | 1 | 0.05 | 0.05 | 0.05 | 0.05 | 0.05 | 0.05 | 0.05 | From eQ_Lib.dat in MASControl 2017
D17_ESe_OffGen_CFL_Yr | Lighting | FRACTION | Wknd | 2014-01-01 | 2014-01-04 | Hourly | 0.05 | 0.05 | 0.05 | 0.05 | 0.05 | 0.1553 | 0.1553 | 0.1553 | 0.45 | 0.45 | 0.45 | 0.45 | 0.45 | 0.45 | 0.45 | 0.45 | 0.45 | 0.05 | 0.05 | 0.05 | 0.05 | 0.05 | 0.05 | 0.05 | From eQ_Lib.dat in MASControl 2017
D17_ESe_OffGen_CFL_Yr | Lighting | FRACTION | Default¦Wkdy | 2014-01-05 | 2014-04-03 | Hourly | 0.05 | 0.05 | 0.05 | 0.05 | 0.05 | 0.3 | 0.3 | 0.3 | 1 | 1 | 1 | 1 | 1 | 1 | 1 | 1 | 1 | 0.05 | 0.05 | 0.05 | 0.05 | 0.05 | 0.05 | 0.05 | From eQ_Lib.dat in MASControl 2017
D17_ESe_OffGen_CFL_Yr | Lighting | FRACTION | Wknd | 2014-01-05 | 2014-04-03 | Hourly | 0.05 | 0.05 | 0.05 | 0.05 | 0.05 | 0.1553 | 0.1553 | 0.1553 | 0.45 | 0.45 | 0.45 | 0.45 | 0.45 | 0.45 | 0.45 | 0.45 | 0.45 | 0.05 | 0.05 | 0.05 | 0.05 | 0.05 | 0.05 | 0.05 | From eQ_Lib.dat in MASControl 2017
D17_ESe_OffGen_CFL_Yr | Lighting | FRACTION | Default¦Wkdy | 2014-04-04 | 2014-04-12 | Hourly | 0.05 | 0.05 | 0.05 | 0.05 | 0.05 | 0.3 | 0.3 | 0.3 | 1 | 1 | 1 | 1 | 1 | 1 | 1 | 1 | 1 | 0.05 | 0.05 | 0.05 | 0.05 | 0.05 | 0.05 | 0.05 | From eQ_Lib.dat in MASControl 2017
D17_ESe_OffGen_CFL_Yr | Lighting | FRACTION | Wknd | 2014-04-04 | 2014-04-12 | Hourly | 0.05 | 0.05 | 0.05 | 0.05 | 0.05 | 0.1553 | 0.1553 | 0.1553 | 0.45 | 0.45 | 0.45 | 0.45 | 0.45 | 0.45 | 0.45 | 0.45 | 0.45 | 0.05 | 0.05 | 0.05 | 0.05 | 0.05 | 0.05 | 0.05 | From eQ_Lib.dat in MASControl 2017
D17_ESe_OffGen_CFL_Yr | Lighting | FRACTION | Default¦Wkdy | 2014-04-13 | 2014-06-12 | Hourly | 0.05 | 0.05 | 0.05 | 0.05 | 0.05 | 0.3 | 0.3 | 0.3 | 1 | 1 | 1 | 1 | 1 | 1 | 1 | 1 | 1 | 0.05 | 0.05 | 0.05 | 0.05 | 0.05 | 0.05 | 0.05 | From eQ_Lib.dat in MASControl 2017
D17_ESe_OffGen_CFL_Yr | Lighting | FRACTION | Wknd | 2014-04-13 | 2014-06-12 | Hourly | 0.05 | 0.05 | 0.05 | 0.05 | 0.05 | 0.1553 | 0.1553 | 0.1553 | 0.45 | 0.45 | 0.45 | 0.45 | 0.45 | 0.45 | 0.45 | 0.45 | 0.45 | 0.05 | 0.05 | 0.05 | 0.05 | 0.05 | 0.05 | 0.05 | From eQ_Lib.dat in MASControl 2017
D17_ESe_OffGen_CFL_Yr | Lighting | FRACTION | Default¦Wkdy | 2014-06-13 | 2014-08-16 | Hourly | 0.05 | 0.05 | 0.05 | 0.05 | 0.05 | 0.3 | 0.3 | 0.3 | 1 | 1 | 1 | 1 | 1 | 1 | 1 | 1 | 1 | 0.05 | 0.05 | 0.05 | 0.05 | 0.05 | 0.05 | 0.05 | From eQ_Lib.dat in MASControl 2017
D17_ESe_OffGen_CFL_Yr | Lighting | FRACTION | Wknd | 2014-06-13 | 2014-08-16 | Hourly | 0.05 | 0.05 | 0.05 | 0.05 | 0.05 | 0.1553 | 0.1553 | 0.1553 | 0.45 | 0.45 | 0.45 | 0.45 | 0.45 | 0.45 | 0.45 | 0.45 | 0.45 | 0.05 | 0.05 | 0.05 | 0.05 | 0.05 | 0.05 | 0.05 | From eQ_Lib.dat in MASControl 2017
D17_ESe_OffGen_CFL_Yr | Lighting | FRACTION | Default¦Wkdy | 2014-08-17 | 2014-12-11 | Hourly | 0.05 | 0.05 | 0.05 | 0.05 | 0.05 | 0.3 | 0.3 | 0.3 | 1 | 1 | 1 | 1 | 1 | 1 | 1 | 1 | 1 | 0.05 | 0.05 | 0.05 | 0.05 | 0.05 | 0.05 | 0.05 | From eQ_Lib.dat in MASControl 2017
D17_ESe_OffGen_CFL_Yr | Lighting | FRACTION | Wknd | 2014-08-17 | 2014-12-11 | Hourly | 0.05 | 0.05 | 0.05 | 0.05 | 0.05 | 0.1553 | 0.1553 | 0.1553 | 0.45 | 0.45 | 0.45 | 0.45 | 0.45 | 0.45 | 0.45 | 0.45 | 0.45 | 0.05 | 0.05 | 0.05 | 0.05 | 0.05 | 0.05 | 0.05 | From eQ_Lib.dat in MASControl 2017
D17_ESe_OffGen_CFL_Yr | Lighting | FRACTION | Default¦Wkdy | 2014-12-12 | 2014-12-31 | Hourly | 0.05 | 0.05 | 0.05 | 0.05 | 0.05 | 0.3 | 0.3 | 0.3 | 1 | 1 | 1 | 1 | 1 | 1 | 1 | 1 | 1 | 0.05 | 0.05 | 0.05 | 0.05 | 0.05 | 0.05 | 0.05 | From eQ_Lib.dat in MASControl 2017
D17_ESe_OffGen_CFL_Yr | Lighting | FRACTION | Wknd | 2014-12-12 | 2014-12-31 | Hourly | 0.05 | 0.05 | 0.05 | 0.05 | 0.05 | 0.1553 | 0.1553 | 0.1553 | 0.45 | 0.45 | 0.45 | 0.45 | 0.45 | 0.45 | 0.45 | 0.45 | 0.45 | 0.05 | 0.05 | 0.05 | 0.05 | 0.05 | 0.05 | 0.05 | From eQ_Lib.dat in MASControl 2017
D17_ESe_OffGen_CFL_Yr | Lighting | FRACTION | WntrDsn | 2014-01-01 | 2014-12-31 | Constant | 0 | [23 empty] | From eQ_Lib.dat in MASControl 2017
D17_ESe_OffGen_CFL_Yr | Lighting | FRACTION | SmrDsn | 2014-01-01 | 2014-12-31 | Constant | 1 | [23 empty] | From eQ_Lib.dat in MASControl 2017
D17_ESe_OffGen_CFL_Yr | Lighting | FRACTION | Hol | 2014-01-01 | 2014-12-31 | Constant | 0.05 | [23 empty] | From eQ_Lib.dat in MASControl 2017
D17_ESe_OffGen_LF_Yr | Lighting | FRACTION | Default¦Wkdy | 2014-01-01 | 2014-01-04 | Hourly | 0.05 | 0.05 | 0.05 | 0.05 | 0.05 | 0.3 | 0.3 | 0.3 | 1 | 1 | 1 | 1 | 1 | 1 | 1 | 1 | 1 | 0.05 | 0.05 | 0.05 | 0.05 | 0.05 | 0.05 | 0.05 | From eQ_Lib.dat in MASControl 2017
D17_ESe_OffGen_LF_Yr | Lighting | FRACTION | Wknd | 2014-01-01 | 2014-01-04 | Hourly | 0.05 | 0.05 | 0.05 | 0.05 | 0.05 | 0.1553 | 0.1553 | 0.1553 | 0.45 | 0.45 | 0.45 | 0.45 | 0.45 | 0.45 | 0.45 | 0.45 | 0.45 | 0.05 | 0.05 | 0.05 | 0.05 | 0.05 | 0.05 | 0.05 | From eQ_Lib.dat in MASControl 2017
D17_ESe_OffGen_LF_Yr | Lighting | FRACTION | Default¦Wkdy | 2014-01-05 | 2014-04-03 | Hourly | 0.05 | 0.05 | 0.05 | 0.05 | 0.05 | 0.3 | 0.3 | 0.3 | 1 | 1 | 1 | 1 | 1 | 1 | 1 | 1 | 1 | 0.05 | 0.05 | 0.05 | 0.05 | 0.05 | 0.05 | 0.05 | From eQ_Lib.dat in MASControl 2017
D17_ESe_OffGen_LF_Yr | Lighting | FRACTION | Wknd | 2014-01-05 | 2014-04-03 | Hourly | 0.05 | 0.05 | 0.05 | 0.05 | 0.05 | 0.1553 | 0.1553 | 0.1553 | 0.45 | 0.45 | 0.45 | 0.45 | 0.45 | 0.45 | 0.45 | 0.45 | 0.45 | 0.05 | 0.05 | 0.05 | 0.05 | 0.05 | 0.05 | 0.05 | From eQ_Lib.dat in MASControl 2017
D17_ESe_OffGen_LF_Yr | Lighting | FRACTION | Default¦Wkdy | 2014-04-04 | 2014-04-12 | Hourly | 0.05 | 0.05 | 0.05 | 0.05 | 0.05 | 0.3 | 0.3 | 0.3 | 1 | 1 | 1 | 1 | 1 | 1 | 1 | 1 | 1 | 0.05 | 0.05 | 0.05 | 0.05 | 0.05 | 0.05 | 0.05 | From eQ_Lib.dat in MASControl 2017
D17_ESe_OffGen_LF_Yr | Lighting | FRACTION | Wknd | 2014-04-04 | 2014-04-12 | Hourly | 0.05 | 0.05 | 0.05 | 0.05 | 0.05 | 0.1553 | 0.1553 | 0.1553 | 0.45 | 0.45 | 0.45 | 0.45 | 0.45 | 0.45 | 0.45 | 0.45 | 0.45 | 0.05 | 0.05 | 0.05 | 0.05 | 0.05 | 0.05 | 0.05 | From eQ_Lib.dat in MASControl 2017
D17_ESe_OffGen_LF_Yr | Lighting | FRACTION | Default¦Wkdy | 2014-04-13 | 2014-06-12 | Hourly | 0.05 | 0.05 | 0.05 | 0.05 | 0.05 | 0.3 | 0.3 | 0.3 | 1 | 1 | 1 | 1 | 1 | 1 | 1 | 1 | 1 | 0.05 | 0.05 | 0.05 | 0.05 | 0.05 | 0.05 | 0.05 | From eQ_Lib.dat in MASControl 2017
D17_ESe_OffGen_LF_Yr | Lighting | FRACTION | Wknd | 2014-04-13 | 2014-06-12 | Hourly | 0.05 | 0.05 | 0.05 | 0.05 | 0.05 | 0.1553 | 0.1553 | 0.1553 | 0.45 | 0.45 | 0.45 | 0.45 | 0.45 | 0.45 | 0.45 | 0.45 | 0.45 | 0.05 | 0.05 | 0.05 | 0.05 | 0.05 | 0.05 | 0.05 | From eQ_Lib.dat in MASControl 2017
D17_ESe_OffGen_LF_Yr | Lighting | FRACTION | Default¦Wkdy | 2014-06-13 | 2014-08-16 | Hourly | 0.05 | 0.05 | 0.05 | 0.05 | 0.05 | 0.3 | 0.3 | 0.3 | 1 | 1 | 1 | 1 | 1 | 1 | 1 | 1 | 1 | 0.05 | 0.05 | 0.05 | 0.05 | 0.05 | 0.05 | 0.05 | From eQ_Lib.dat in MASControl 2017
D17_ESe_OffGen_LF_Yr | Lighting | FRACTION | Wknd | 2014-06-13 | 2014-08-16 | Hourly | 0.05 | 0.05 | 0.05 | 0.05 | 0.05 | 0.1553 | 0.1553 | 0.1553 | 0.45 | 0.45 | 0.45 | 0.45 | 0.45 | 0.45 | 0.45 | 0.45 | 0.45 | 0.05 | 0.05 | 0.05 | 0.05 | 0.05 | 0.05 | 0.05 | From eQ_Lib.dat in MASControl 2017
D17_ESe_OffGen_LF_Yr | Lighting | FRACTION | Default¦Wkdy | 2014-08-17 | 2014-12-11 | Hourly | 0.05 | 0.05 | 0.05 | 0.05 | 0.05 | 0.3 | 0.3 | 0.3 | 1 | 1 | 1 | 1 | 1 | 1 | 1 | 1 | 1 | 0.05 | 0.05 | 0.05 | 0.05 | 0.05 | 0.05 | 0.05 | From eQ_Lib.dat in MASControl 2017
D17_ESe_OffGen_LF_Yr | Lighting | FRACTION | Wknd | 2014-08-17 | 2014-12-11 | Hourly | 0.05 | 0.05 | 0.05 | 0.05 | 0.05 | 0.1553 | 0.1553 | 0.1553 | 0.45 | 0.45 | 0.45 | 0.45 | 0.45 | 0.45 | 0.45 | 0.45 | 0.45 | 0.05 | 0.05 | 0.05 | 0.05 | 0.05 | 0.05 | 0.05 | From eQ_Lib.dat in MASControl 2017
D17_ESe_OffGen_LF_Yr | Lighting | FRACTION | Default¦Wkdy | 2014-12-12 | 2014-12-31 | Hourly | 0.05 | 0.05 | 0.05 | 0.05 | 0.05 | 0.3 | 0.3 | 0.3 | 1 | 1 | 1 | 1 | 1 | 1 | 1 | 1 | 1 | 0.05 | 0.05 | 0.05 | 0.05 | 0.05 | 0.05 | 0.05 | From eQ_Lib.dat in MASControl 2017
D17_ESe_OffGen_LF_Yr | Lighting | FRACTION | Wknd | 2014-12-12 | 2014-12-31 | Hourly | 0.05 | 0.05 | 0.05 | 0.05 | 0.05 | 0.1553 | 0.1553 | 0.1553 | 0.45 | 0.45 | 0.45 | 0.45 | 0.45 | 0.45 | 0.45 | 0.45 | 0.45 | 0.05 | 0.05 | 0.05 | 0.05 | 0.05 | 0.05 | 0.05 | From eQ_Lib.dat in MASControl 2017
D17_ESe_OffGen_LF_Yr | Lighting | FRACTION | WntrDsn | 2014-01-01 | 2014-12-31 | Constant | 0 | [23 empty] | From eQ_Lib.dat in MASControl 2017
D17_ESe_OffGen_LF_Yr | Lighting | FRACTION | SmrDsn | 2014-01-01 | 2014-12-31 | Constant | 1 | [23 empty] | From eQ_Lib.dat in MASControl 2017
D17_ESe_OffGen_LF_Yr | Lighting | FRACTION | Hol | 2014-01-01 | 2014-12-31 | Constant | 0.05 | [23 empty] | From eQ_Lib.dat in MASControl 2017
D17_ESe_Restrm_CFL_Yr | Lighting | FRACTION | Default¦Wkdy | 2014-01-01 | 2014-01-04 | Hourly | 0.05 | 0.05 | 0.05 | 0.05 | 0.05 | 0.6 | 0.6 | 0.6 | 0.6 | 1 | 1 | 1 | 1 | 1 | 1 | 0.55 | 0.55 | 0.55 | 0.55 | 0.35 | 0.1 | 0.1 | 0.1 | 0.1 | From eQ_Lib.dat in MASControl 2017
D17_ESe_Restrm_CFL_Yr | Lighting | FRACTION | Wknd | 2014-01-01 | 2014-01-04 | Hourly | 0.05 | 0.05 | 0.05 | 0.05 | 0.05 | 0.05 | 0.05 | 0.4 | 0.4 | 0.4 | 0.4 | 0.4 | 0.4 | 0.4 | 0.4 | 0.4 | 0.05 | 0.05 | 0.05 | 0.05 | 0.05 | 0.05 | 0.05 | 0.05 | From eQ_Lib.dat in MASControl 2017
D17_ESe_Restrm_CFL_Yr | Lighting | FRACTION | Default¦Wkdy | 2014-01-05 | 2014-04-03 | Hourly | 0.05 | 0.05 | 0.05 | 0.05 | 0.05 | 0.6 | 0.6 | 0.6 | 0.6 | 1 | 1 | 1 | 1 | 1 | 1 | 0.55 | 0.55 | 0.55 | 0.55 | 0.35 | 0.1 | 0.1 | 0.1 | 0.1 | From eQ_Lib.dat in MASControl 2017
D17_ESe_Restrm_CFL_Yr | Lighting | FRACTION | Wknd | 2014-01-05 | 2014-04-03 | Hourly | 0.05 | 0.05 | 0.05 | 0.05 | 0.05 | 0.05 | 0.05 | 0.4 | 0.4 | 0.4 | 0.4 | 0.4 | 0.4 | 0.4 | 0.4 | 0.4 | 0.05 | 0.05 | 0.05 | 0.05 | 0.05 | 0.05 | 0.05 | 0.05 | From eQ_Lib.dat in MASControl 2017
D17_ESe_Restrm_CFL_Yr | Lighting | FRACTION | Default¦Wkdy | 2014-04-04 | 2014-04-12 | Hourly | 0.05 | 0.05 | 0.05 | 0.05 | 0.05 | 0.6 | 0.6 | 0.6 | 0.6 | 1 | 1 | 1 | 1 | 1 | 1 | 0.55 | 0.55 | 0.55 | 0.55 | 0.35 | 0.1 | 0.1 | 0.1 | 0.1 | From eQ_Lib.dat in MASControl 2017
D17_ESe_Restrm_CFL_Yr | Lighting | FRACTION | Wknd | 2014-04-04 | 2014-04-12 | Hourly | 0.05 | 0.05 | 0.05 | 0.05 | 0.05 | 0.05 | 0.05 | 0.4 | 0.4 | 0.4 | 0.4 | 0.4 | 0.4 | 0.4 | 0.4 | 0.4 | 0.05 | 0.05 | 0.05 | 0.05 | 0.05 | 0.05 | 0.05 | 0.05 | From eQ_Lib.dat in MASControl 2017
D17_ESe_Restrm_CFL_Yr | Lighting | FRACTION | Default¦Wkdy | 2014-04-13 | 2014-06-12 | Hourly | 0.05 | 0.05 | 0.05 | 0.05 | 0.05 | 0.6 | 0.6 | 0.6 | 0.6 | 1 | 1 | 1 | 1 | 1 | 1 | 0.55 | 0.55 | 0.55 | 0.55 | 0.35 | 0.1 | 0.1 | 0.1 | 0.1 | From eQ_Lib.dat in MASControl 2017
D17_ESe_Restrm_CFL_Yr | Lighting | FRACTION | Wknd | 2014-04-13 | 2014-06-12 | Hourly | 0.05 | 0.05 | 0.05 | 0.05 | 0.05 | 0.05 | 0.05 | 0.4 | 0.4 | 0.4 | 0.4 | 0.4 | 0.4 | 0.4 | 0.4 | 0.4 | 0.05 | 0.05 | 0.05 | 0.05 | 0.05 | 0.05 | 0.05 | 0.05 | From eQ_Lib.dat in MASControl 2017
D17_ESe_Restrm_CFL_Yr | Lighting | FRACTION | Default¦Wkdy | 2014-06-13 | 2014-08-16 | Hourly | 0.05 | 0.05 | 0.05 | 0.05 | 0.05 | 0.6 | 0.6 | 0.6 | 0.6 | 1 | 1 | 1 | 1 | 1 | 1 | 0.55 | 0.55 | 0.55 | 0.55 | 0.35 | 0.1 | 0.1 | 0.1 | 0.1 | From eQ_Lib.dat in MASControl 2017
D17_ESe_Restrm_CFL_Yr | Lighting | FRACTION | Wknd | 2014-06-13 | 2014-08-16 | Hourly | 0.05 | 0.05 | 0.05 | 0.05 | 0.05 | 0.05 | 0.05 | 0.4 | 0.4 | 0.4 | 0.4 | 0.4 | 0.4 | 0.4 | 0.4 | 0.4 | 0.05 | 0.05 | 0.05 | 0.05 | 0.05 | 0.05 | 0.05 | 0.05 | From eQ_Lib.dat in MASControl 2017
D17_ESe_Restrm_CFL_Yr | Lighting | FRACTION | Default¦Wkdy | 2014-08-17 | 2014-12-11 | Hourly | 0.05 | 0.05 | 0.05 | 0.05 | 0.05 | 0.6 | 0.6 | 0.6 | 0.6 | 1 | 1 | 1 | 1 | 1 | 1 | 0.55 | 0.55 | 0.55 | 0.55 | 0.35 | 0.1 | 0.1 | 0.1 | 0.1 | From eQ_Lib.dat in MASControl 2017
D17_ESe_Restrm_CFL_Yr | Lighting | FRACTION | Wknd | 2014-08-17 | 2014-12-11 | Hourly | 0.05 | 0.05 | 0.05 | 0.05 | 0.05 | 0.05 | 0.05 | 0.4 | 0.4 | 0.4 | 0.4 | 0.4 | 0.4 | 0.4 | 0.4 | 0.4 | 0.05 | 0.05 | 0.05 | 0.05 | 0.05 | 0.05 | 0.05 | 0.05 | From eQ_Lib.dat in MASControl 2017
D17_ESe_Restrm_CFL_Yr | Lighting | FRACTION | Default¦Wkdy | 2014-12-12 | 2014-12-31 | Hourly | 0.05 | 0.05 | 0.05 | 0.05 | 0.05 | 0.6 | 0.6 | 0.6 | 0.6 | 1 | 1 | 1 | 1 | 1 | 1 | 0.55 | 0.55 | 0.55 | 0.55 | 0.35 | 0.1 | 0.1 | 0.1 | 0.1 | From eQ_Lib.dat in MASControl 2017
D17_ESe_Restrm_CFL_Yr | Lighting | FRACTION | Wknd | 2014-12-12 | 2014-12-31 | Hourly | 0.05 | 0.05 | 0.05 | 0.05 | 0.05 | 0.05 | 0.05 | 0.4 | 0.4 | 0.4 | 0.4 | 0.4 | 0.4 | 0.4 | 0.4 | 0.4 | 0.05 | 0.05 | 0.05 | 0.05 | 0.05 | 0.05 | 0.05 | 0.05 | From eQ_Lib.dat in MASControl 2017
D17_ESe_Restrm_CFL_Yr | Lighting | FRACTION | WntrDsn | 2014-01-01 | 2014-12-31 | Constant | 0 | [23 empty] | From eQ_Lib.dat in MASControl 2017
D17_ESe_Restrm_CFL_Yr | Lighting | FRACTION | SmrDsn | 2014-01-01 | 2014-12-31 | Constant | 1 | [23 empty] | From eQ_Lib.dat in MASControl 2017
D17_ESe_Restrm_CFL_Yr | Lighting | FRACTION | Hol | 2014-01-01 | 2014-12-31 | Constant | 0.05 | [23 empty] | From eQ_Lib.dat in MASControl 2017
D17_ESe_Restrm_LF_Yr | Lighting | FRACTION | Default¦Wkdy | 2014-01-01 | 2014-01-04 | Hourly | 0.05 | 0.05 | 0.05 | 0.05 | 0.05 | 0.6 | 0.6 | 0.6 | 0.6 | 1 | 1 | 1 | 1 | 1 | 1 | 0.55 | 0.55 | 0.55 | 0.55 | 0.35 | 0.1 | 0.1 | 0.1 | 0.1 | From eQ_Lib.dat in MASControl 2017
D17_ESe_Restrm_LF_Yr | Lighting | FRACTION | Wknd | 2014-01-01 | 2014-01-04 | Hourly | 0.05 | 0.05 | 0.05 | 0.05 | 0.05 | 0.05 | 0.05 | 0.4 | 0.4 | 0.4 | 0.4 | 0.4 | 0.4 | 0.4 | 0.4 | 0.4 | 0.05 | 0.05 | 0.05 | 0.05 | 0.05 | 0.05 | 0.05 | 0.05 | From eQ_Lib.dat in MASControl 2017
D17_ESe_Restrm_LF_Yr | Lighting | FRACTION | Default¦Wkdy | 2014-01-05 | 2014-04-03 | Hourly | 0.05 | 0.05 | 0.05 | 0.05 | 0.05 | 0.6 | 0.6 | 0.6 | 0.6 | 1 | 1 | 1 | 1 | 1 | 1 | 0.55 | 0.55 | 0.55 | 0.55 | 0.35 | 0.1 | 0.1 | 0.1 | 0.1 | From eQ_Lib.dat in MASControl 2017
D17_ESe_Restrm_LF_Yr | Lighting | FRACTION | Wknd | 2014-01-05 | 2014-04-03 | Hourly | 0.05 | 0.05 | 0.05 | 0.05 | 0.05 | 0.05 | 0.05 | 0.4 | 0.4 | 0.4 | 0.4 | 0.4 | 0.4 | 0.4 | 0.4 | 0.4 | 0.05 | 0.05 | 0.05 | 0.05 | 0.05 | 0.05 | 0.05 | 0.05 | From eQ_Lib.dat in MASControl 2017
D17_ESe_Restrm_LF_Yr | Lighting | FRACTION | Default¦Wkdy | 2014-04-04 | 2014-04-12 | Hourly | 0.05 | 0.05 | 0.05 | 0.05 | 0.05 | 0.6 | 0.6 | 0.6 | 0.6 | 1 | 1 | 1 | 1 | 1 | 1 | 0.55 | 0.55 | 0.55 | 0.55 | 0.35 | 0.1 | 0.1 | 0.1 | 0.1 | From eQ_Lib.dat in MASControl 2017
D17_ESe_Restrm_LF_Yr | Lighting | FRACTION | Wknd | 2014-04-04 | 2014-04-12 | Hourly | 0.05 | 0.05 | 0.05 | 0.05 | 0.05 | 0.05 | 0.05 | 0.4 | 0.4 | 0.4 | 0.4 | 0.4 | 0.4 | 0.4 | 0.4 | 0.4 | 0.05 | 0.05 | 0.05 | 0.05 | 0.05 | 0.05 | 0.05 | 0.05 | From eQ_Lib.dat in MASControl 2017
D17_ESe_Restrm_LF_Yr | Lighting | FRACTION | Default¦Wkdy | 2014-04-13 | 2014-06-12 | Hourly | 0.05 | 0.05 | 0.05 | 0.05 | 0.05 | 0.6 | 0.6 | 0.6 | 0.6 | 1 | 1 | 1 | 1 | 1 | 1 | 0.55 | 0.55 | 0.55 | 0.55 | 0.35 | 0.1 | 0.1 | 0.1 | 0.1 | From eQ_Lib.dat in MASControl 2017
D17_ESe_Restrm_LF_Yr | Lighting | FRACTION | Wknd | 2014-04-13 | 2014-06-12 | Hourly | 0.05 | 0.05 | 0.05 | 0.05 | 0.05 | 0.05 | 0.05 | 0.4 | 0.4 | 0.4 | 0.4 | 0.4 | 0.4 | 0.4 | 0.4 | 0.4 | 0.05 | 0.05 | 0.05 | 0.05 | 0.05 | 0.05 | 0.05 | 0.05 | From eQ_Lib.dat in MASControl 2017
D17_ESe_Restrm_LF_Yr | Lighting | FRACTION | Default¦Wkdy | 2014-06-13 | 2014-08-16 | Hourly | 0.05 | 0.05 | 0.05 | 0.05 | 0.05 | 0.6 | 0.6 | 0.6 | 0.6 | 1 | 1 | 1 | 1 | 1 | 1 | 0.55 | 0.55 | 0.55 | 0.55 | 0.35 | 0.1 | 0.1 | 0.1 | 0.1 | From eQ_Lib.dat in MASControl 2017
D17_ESe_Restrm_LF_Yr | Lighting | FRACTION | Wknd | 2014-06-13 | 2014-08-16 | Hourly | 0.05 | 0.05 | 0.05 | 0.05 | 0.05 | 0.05 | 0.05 | 0.4 | 0.4 | 0.4 | 0.4 | 0.4 | 0.4 | 0.4 | 0.4 | 0.4 | 0.05 | 0.05 | 0.05 | 0.05 | 0.05 | 0.05 | 0.05 | 0.05 | From eQ_Lib.dat in MASControl 2017
D17_ESe_Restrm_LF_Yr | Lighting | FRACTION | Default¦Wkdy | 2014-08-17 | 2014-12-11 | Hourly | 0.05 | 0.05 | 0.05 | 0.05 | 0.05 | 0.6 | 0.6 | 0.6 | 0.6 | 1 | 1 | 1 | 1 | 1 | 1 | 0.55 | 0.55 | 0.55 | 0.55 | 0.35 | 0.1 | 0.1 | 0.1 | 0.1 | From eQ_Lib.dat in MASControl 2017
D17_ESe_Restrm_LF_Yr | Lighting | FRACTION | Wknd | 2014-08-17 | 2014-12-11 | Hourly | 0.05 | 0.05 | 0.05 | 0.05 | 0.05 | 0.05 | 0.05 | 0.4 | 0.4 | 0.4 | 0.4 | 0.4 | 0.4 | 0.4 | 0.4 | 0.4 | 0.05 | 0.05 | 0.05 | 0.05 | 0.05 | 0.05 | 0.05 | 0.05 | From eQ_Lib.dat in MASControl 2017
D17_ESe_Restrm_LF_Yr | Lighting | FRACTION | Default¦Wkdy | 2014-12-12 | 2014-12-31 | Hourly | 0.05 | 0.05 | 0.05 | 0.05 | 0.05 | 0.6 | 0.6 | 0.6 | 0.6 | 1 | 1 | 1 | 1 | 1 | 1 | 0.55 | 0.55 | 0.55 | 0.55 | 0.35 | 0.1 | 0.1 | 0.1 | 0.1 | From eQ_Lib.dat in MASControl 2017
D17_ESe_Restrm_LF_Yr | Lighting | FRACTION | Wknd | 2014-12-12 | 2014-12-31 | Hourly | 0.05 | 0.05 | 0.05 | 0.05 | 0.05 | 0.05 | 0.05 | 0.4 | 0.4 | 0.4 | 0.4 | 0.4 | 0.4 | 0.4 | 0.4 | 0.4 | 0.05 | 0.05 | 0.05 | 0.05 | 0.05 | 0.05 | 0.05 | 0.05 | From eQ_Lib.dat in MASControl 2017
D17_ESe_Restrm_LF_Yr | Lighting | FRACTION | WntrDsn | 2014-01-01 | 2014-12-31 | Constant | 0 | [23 empty] | From eQ_Lib.dat in MASControl 2017
D17_ESe_Restrm_LF_Yr | Lighting | FRACTION | SmrDsn | 2014-01-01 | 2014-12-31 | Constant | 1 | [23 empty] | From eQ_Lib.dat in MASControl 2017
D17_ESe_Restrm_LF_Yr | Lighting | FRACTION | Hol | 2014-01-01 | 2014-12-31 | Constant | 0.05 | [23 empty] | From eQ_Lib.dat in MASControl 2017
D17_ESe_Shop_CFL_Yr | Lighting | FRACTION | Default¦Wkdy | 2014-01-01 | 2014-01-04 | Hourly | 0.05 | 0.05 | 0.05 | 0.05 | 0.05 | 0.6 | 0.6 | 0.6 | 0.6 | 1 | 1 | 1 | 1 | 1 | 1 | 0.55 | 0.55 | 0.55 | 0.55 | 0.35 | 0.1 | 0.1 | 0.1 | 0.1 | From eQ_Lib.dat in MASControl 2017
D17_ESe_Shop_CFL_Yr | Lighting | FRACTION | Wknd | 2014-01-01 | 2014-01-04 | Hourly | 0.05 | 0.05 | 0.05 | 0.05 | 0.05 | 0.05 | 0.05 | 0.4 | 0.4 | 0.4 | 0.4 | 0.4 | 0.4 | 0.4 | 0.4 | 0.4 | 0.05 | 0.05 | 0.05 | 0.05 | 0.05 | 0.05 | 0.05 | 0.05 | From eQ_Lib.dat in MASControl 2017
D17_ESe_Shop_CFL_Yr | Lighting | FRACTION | Default¦Wkdy | 2014-01-05 | 2014-04-03 | Hourly | 0.05 | 0.05 | 0.05 | 0.05 | 0.05 | 0.6 | 0.6 | 0.6 | 0.6 | 1 | 1 | 1 | 1 | 1 | 1 | 0.55 | 0.55 | 0.55 | 0.55 | 0.35 | 0.1 | 0.1 | 0.1 | 0.1 | From eQ_Lib.dat in MASControl 2017
D17_ESe_Shop_CFL_Yr | Lighting | FRACTION | Wknd | 2014-01-05 | 2014-04-03 | Hourly | 0.05 | 0.05 | 0.05 | 0.05 | 0.05 | 0.05 | 0.05 | 0.4 | 0.4 | 0.4 | 0.4 | 0.4 | 0.4 | 0.4 | 0.4 | 0.4 | 0.05 | 0.05 | 0.05 | 0.05 | 0.05 | 0.05 | 0.05 | 0.05 | From eQ_Lib.dat in MASControl 2017
D17_ESe_Shop_CFL_Yr | Lighting | FRACTION | Default¦Wkdy | 2014-04-04 | 2014-04-12 | Hourly | 0.05 | 0.05 | 0.05 | 0.05 | 0.05 | 0.6 | 0.6 | 0.6 | 0.6 | 1 | 1 | 1 | 1 | 1 | 1 | 0.55 | 0.55 | 0.55 | 0.55 | 0.35 | 0.1 | 0.1 | 0.1 | 0.1 | From eQ_Lib.dat in MASControl 2017
D17_ESe_Shop_CFL_Yr | Lighting | FRACTION | Wknd | 2014-04-04 | 2014-04-12 | Hourly | 0.05 | 0.05 | 0.05 | 0.05 | 0.05 | 0.05 | 0.05 | 0.4 | 0.4 | 0.4 | 0.4 | 0.4 | 0.4 | 0.4 | 0.4 | 0.4 | 0.05 | 0.05 | 0.05 | 0.05 | 0.05 | 0.05 | 0.05 | 0.05 | From eQ_Lib.dat in MASControl 2017
D17_ESe_Shop_CFL_Yr | Lighting | FRACTION | Default¦Wkdy | 2014-04-13 | 2014-06-12 | Hourly | 0.05 | 0.05 | 0.05 | 0.05 | 0.05 | 0.6 | 0.6 | 0.6 | 0.6 | 1 | 1 | 1 | 1 | 1 | 1 | 0.55 | 0.55 | 0.55 | 0.55 | 0.35 | 0.1 | 0.1 | 0.1 | 0.1 | From eQ_Lib.dat in MASControl 2017
D17_ESe_Shop_CFL_Yr | Lighting | FRACTION | Wknd | 2014-04-13 | 2014-06-12 | Hourly | 0.05 | 0.05 | 0.05 | 0.05 | 0.05 | 0.05 | 0.05 | 0.4 | 0.4 | 0.4 | 0.4 | 0.4 | 0.4 | 0.4 | 0.4 | 0.4 | 0.05 | 0.05 | 0.05 | 0.05 | 0.05 | 0.05 | 0.05 | 0.05 | From eQ_Lib.dat in MASControl 2017
D17_ESe_Shop_CFL_Yr | Lighting | FRACTION | Default¦Wkdy | 2014-06-13 | 2014-08-16 | Hourly | 0.05 | 0.05 | 0.05 | 0.05 | 0.05 | 0.6 | 0.6 | 0.6 | 0.6 | 1 | 1 | 1 | 1 | 1 | 1 | 0.55 | 0.55 | 0.55 | 0.55 | 0.35 | 0.1 | 0.1 | 0.1 | 0.1 | From eQ_Lib.dat in MASControl 2017
D17_ESe_Shop_CFL_Yr | Lighting | FRACTION | Wknd | 2014-06-13 | 2014-08-16 | Hourly | 0.05 | 0.05 | 0.05 | 0.05 | 0.05 | 0.05 | 0.05 | 0.4 | 0.4 | 0.4 | 0.4 | 0.4 | 0.4 | 0.4 | 0.4 | 0.4 | 0.05 | 0.05 | 0.05 | 0.05 | 0.05 | 0.05 | 0.05 | 0.05 | From eQ_Lib.dat in MASControl 2017
D17_ESe_Shop_CFL_Yr | Lighting | FRACTION | Default¦Wkdy | 2014-08-17 | 2014-12-11 | Hourly | 0.05 | 0.05 | 0.05 | 0.05 | 0.05 | 0.6 | 0.6 | 0.6 | 0.6 | 1 | 1 | 1 | 1 | 1 | 1 | 0.55 | 0.55 | 0.55 | 0.55 | 0.35 | 0.1 | 0.1 | 0.1 | 0.1 | From eQ_Lib.dat in MASControl 2017
D17_ESe_Shop_CFL_Yr | Lighting | FRACTION | Wknd | 2014-08-17 | 2014-12-11 | Hourly | 0.05 | 0.05 | 0.05 | 0.05 | 0.05 | 0.05 | 0.05 | 0.4 | 0.4 | 0.4 | 0.4 | 0.4 | 0.4 | 0.4 | 0.4 | 0.4 | 0.05 | 0.05 | 0.05 | 0.05 | 0.05 | 0.05 | 0.05 | 0.05 | From eQ_Lib.dat in MASControl 2017
D17_ESe_Shop_CFL_Yr | Lighting | FRACTION | Default¦Wkdy | 2014-12-12 | 2014-12-31 | Hourly | 0.05 | 0.05 | 0.05 | 0.05 | 0.05 | 0.6 | 0.6 | 0.6 | 0.6 | 1 | 1 | 1 | 1 | 1 | 1 | 0.55 | 0.55 | 0.55 | 0.55 | 0.35 | 0.1 | 0.1 | 0.1 | 0.1 | From eQ_Lib.dat in MASControl 2017
D17_ESe_Shop_CFL_Yr | Lighting | FRACTION | Wknd | 2014-12-12 | 2014-12-31 | Hourly | 0.05 | 0.05 | 0.05 | 0.05 | 0.05 | 0.05 | 0.05 | 0.4 | 0.4 | 0.4 | 0.4 | 0.4 | 0.4 | 0.4 | 0.4 | 0.4 | 0.05 | 0.05 | 0.05 | 0.05 | 0.05 | 0.05 | 0.05 | 0.05 | From eQ_Lib.dat in MASControl 2017
D17_ESe_Shop_CFL_Yr | Lighting | FRACTION | WntrDsn | 2014-01-01 | 2014-12-31 | Constant | 0 | [23 empty] | From eQ_Lib.dat in MASControl 2017
D17_ESe_Shop_CFL_Yr | Lighting | FRACTION | SmrDsn | 2014-01-01 | 2014-12-31 | Constant | 1 | [23 empty] | From eQ_Lib.dat in MASControl 2017
D17_ESe_Shop_CFL_Yr | Lighting | FRACTION | Hol | 2014-01-01 | 2014-12-31 | Constant | 0.05 | [23 empty] | From eQ_Lib.dat in MASControl 2017
D17_ESe_Shop_LF_Yr | Lighting | FRACTION | Default¦Wkdy | 2014-01-01 | 2014-01-04 | Hourly | 0.05 | 0.05 | 0.05 | 0.05 | 0.05 | 0.6 | 0.6 | 0.6 | 0.6 | 1 | 1 | 1 | 1 | 1 | 1 | 0.55 | 0.55 | 0.55 | 0.55 | 0.35 | 0.1 | 0.1 | 0.1 | 0.1 | From eQ_Lib.dat in MASControl 2017
D17_ESe_Shop_LF_Yr | Lighting | FRACTION | Wknd | 2014-01-01 | 2014-01-04 | Hourly | 0.05 | 0.05 | 0.05 | 0.05 | 0.05 | 0.05 | 0.05 | 0.4 | 0.4 | 0.4 | 0.4 | 0.4 | 0.4 | 0.4 | 0.4 | 0.4 | 0.05 | 0.05 | 0.05 | 0.05 | 0.05 | 0.05 | 0.05 | 0.05 | From eQ_Lib.dat in MASControl 2017
D17_ESe_Shop_LF_Yr | Lighting | FRACTION | Default¦Wkdy | 2014-01-05 | 2014-04-03 | Hourly | 0.05 | 0.05 | 0.05 | 0.05 | 0.05 | 0.6 | 0.6 | 0.6 | 0.6 | 1 | 1 | 1 | 1 | 1 | 1 | 0.55 | 0.55 | 0.55 | 0.55 | 0.35 | 0.1 | 0.1 | 0.1 | 0.1 | From eQ_Lib.dat in MASControl 2017
D17_ESe_Shop_LF_Yr | Lighting | FRACTION | Wknd | 2014-01-05 | 2014-04-03 | Hourly | 0.05 | 0.05 | 0.05 | 0.05 | 0.05 | 0.05 | 0.05 | 0.4 | 0.4 | 0.4 | 0.4 | 0.4 | 0.4 | 0.4 | 0.4 | 0.4 | 0.05 | 0.05 | 0.05 | 0.05 | 0.05 | 0.05 | 0.05 | 0.05 | From eQ_Lib.dat in MASControl 2017
D17_ESe_Shop_LF_Yr | Lighting | FRACTION | Default¦Wkdy | 2014-04-04 | 2014-04-12 | Hourly | 0.05 | 0.05 | 0.05 | 0.05 | 0.05 | 0.6 | 0.6 | 0.6 | 0.6 | 1 | 1 | 1 | 1 | 1 | 1 | 0.55 | 0.55 | 0.55 | 0.55 | 0.35 | 0.1 | 0.1 | 0.1 | 0.1 | From eQ_Lib.dat in MASControl 2017
D17_ESe_Shop_LF_Yr | Lighting | FRACTION | Wknd | 2014-04-04 | 2014-04-12 | Hourly | 0.05 | 0.05 | 0.05 | 0.05 | 0.05 | 0.05 | 0.05 | 0.4 | 0.4 | 0.4 | 0.4 | 0.4 | 0.4 | 0.4 | 0.4 | 0.4 | 0.05 | 0.05 | 0.05 | 0.05 | 0.05 | 0.05 | 0.05 | 0.05 | From eQ_Lib.dat in MASControl 2017
D17_ESe_Shop_LF_Yr | Lighting | FRACTION | Default¦Wkdy | 2014-04-13 | 2014-06-12 | Hourly | 0.05 | 0.05 | 0.05 | 0.05 | 0.05 | 0.6 | 0.6 | 0.6 | 0.6 | 1 | 1 | 1 | 1 | 1 | 1 | 0.55 | 0.55 | 0.55 | 0.55 | 0.35 | 0.1 | 0.1 | 0.1 | 0.1 | From eQ_Lib.dat in MASControl 2017
D17_ESe_Shop_LF_Yr | Lighting | FRACTION | Wknd | 2014-04-13 | 2014-06-12 | Hourly | 0.05 | 0.05 | 0.05 | 0.05 | 0.05 | 0.05 | 0.05 | 0.4 | 0.4 | 0.4 | 0.4 | 0.4 | 0.4 | 0.4 | 0.4 | 0.4 | 0.05 | 0.05 | 0.05 | 0.05 | 0.05 | 0.05 | 0.05 | 0.05 | From eQ_Lib.dat in MASControl 2017
D17_ESe_Shop_LF_Yr | Lighting | FRACTION | Default¦Wkdy | 2014-06-13 | 2014-08-16 | Hourly | 0.05 | 0.05 | 0.05 | 0.05 | 0.05 | 0.6 | 0.6 | 0.6 | 0.6 | 1 | 1 | 1 | 1 | 1 | 1 | 0.55 | 0.55 | 0.55 | 0.55 | 0.35 | 0.1 | 0.1 | 0.1 | 0.1 | From eQ_Lib.dat in MASControl 2017
D17_ESe_Shop_LF_Yr | Lighting | FRACTION | Wknd | 2014-06-13 | 2014-08-16 | Hourly | 0.05 | 0.05 | 0.05 | 0.05 | 0.05 | 0.05 | 0.05 | 0.4 | 0.4 | 0.4 | 0.4 | 0.4 | 0.4 | 0.4 | 0.4 | 0.4 | 0.05 | 0.05 | 0.05 | 0.05 | 0.05 | 0.05 | 0.05 | 0.05 | From eQ_Lib.dat in MASControl 2017
D17_ESe_Shop_LF_Yr | Lighting | FRACTION | Default¦Wkdy | 2014-08-17 | 2014-12-11 | Hourly | 0.05 | 0.05 | 0.05 | 0.05 | 0.05 | 0.6 | 0.6 | 0.6 | 0.6 | 1 | 1 | 1 | 1 | 1 | 1 | 0.55 | 0.55 | 0.55 | 0.55 | 0.35 | 0.1 | 0.1 | 0.1 | 0.1 | From eQ_Lib.dat in MASControl 2017
D17_ESe_Shop_LF_Yr | Lighting | FRACTION | Wknd | 2014-08-17 | 2014-12-11 | Hourly | 0.05 | 0.05 | 0.05 | 0.05 | 0.05 | 0.05 | 0.05 | 0.4 | 0.4 | 0.4 | 0.4 | 0.4 | 0.4 | 0.4 | 0.4 | 0.4 | 0.05 | 0.05 | 0.05 | 0.05 | 0.05 | 0.05 | 0.05 | 0.05 | From eQ_Lib.dat in MASControl 2017
D17_ESe_Shop_LF_Yr | Lighting | FRACTION | Default¦Wkdy | 2014-12-12 | 2014-12-31 | Hourly | 0.05 | 0.05 | 0.05 | 0.05 | 0.05 | 0.6 | 0.6 | 0.6 | 0.6 | 1 | 1 | 1 | 1 | 1 | 1 | 0.55 | 0.55 | 0.55 | 0.55 | 0.35 | 0.1 | 0.1 | 0.1 | 0.1 | From eQ_Lib.dat in MASControl 2017
D17_ESe_Shop_LF_Yr | Lighting | FRACTION | Wknd | 2014-12-12 | 2014-12-31 | Hourly | 0.05 | 0.05 | 0.05 | 0.05 | 0.05 | 0.05 | 0.05 | 0.4 | 0.4 | 0.4 | 0.4 | 0.4 | 0.4 | 0.4 | 0.4 | 0.4 | 0.05 | 0.05 | 0.05 | 0.05 | 0.05 | 0.05 | 0.05 | 0.05 | From eQ_Lib.dat in MASControl 2017
D17_ESe_Shop_LF_Yr | Lighting | FRACTION | WntrDsn | 2014-01-01 | 2014-12-31 | Constant | 0 | [23 empty] | From eQ_Lib.dat in MASControl 2017
D17_ESe_Shop_LF_Yr | Lighting | FRACTION | SmrDsn | 2014-01-01 | 2014-12-31 | Constant | 1 | [23 empty] | From eQ_Lib.dat in MASControl 2017
D17_ESe_Shop_LF_Yr | Lighting | FRACTION | Hol | 2014-01-01 | 2014-12-31 | Constant | 0.05 | [23 empty] | From eQ_Lib.dat in MASControl 2017
D17_ESe_StCond_CFL_Yr | Lighting | FRACTION | Default¦Wkdy | 2014-01-01 | 2014-01-04 | Hourly | 0.05 | 0.05 | 0.05 | 0.05 | 0.05 | 0.6 | 0.6 | 0.6 | 0.6 | 1 | 1 | 1 | 1 | 1 | 1 | 0.55 | 0.55 | 0.55 | 0.55 | 0.35 | 0.1 | 0.1 | 0.1 | 0.1 | From eQ_Lib.dat in MASControl 2017
D17_ESe_StCond_CFL_Yr | Lighting | FRACTION | Wknd | 2014-01-01 | 2014-01-04 | Hourly | 0.05 | 0.05 | 0.05 | 0.05 | 0.05 | 0.05 | 0.05 | 0.4 | 0.4 | 0.4 | 0.4 | 0.4 | 0.4 | 0.4 | 0.4 | 0.4 | 0.05 | 0.05 | 0.05 | 0.05 | 0.05 | 0.05 | 0.05 | 0.05 | From eQ_Lib.dat in MASControl 2017
D17_ESe_StCond_CFL_Yr | Lighting | FRACTION | Default¦Wkdy | 2014-01-05 | 2014-04-03 | Hourly | 0.05 | 0.05 | 0.05 | 0.05 | 0.05 | 0.6 | 0.6 | 0.6 | 0.6 | 1 | 1 | 1 | 1 | 1 | 1 | 0.55 | 0.55 | 0.55 | 0.55 | 0.35 | 0.1 | 0.1 | 0.1 | 0.1 | From eQ_Lib.dat in MASControl 2017
D17_ESe_StCond_CFL_Yr | Lighting | FRACTION | Wknd | 2014-01-05 | 2014-04-03 | Hourly | 0.05 | 0.05 | 0.05 | 0.05 | 0.05 | 0.05 | 0.05 | 0.4 | 0.4 | 0.4 | 0.4 | 0.4 | 0.4 | 0.4 | 0.4 | 0.4 | 0.05 | 0.05 | 0.05 | 0.05 | 0.05 | 0.05 | 0.05 | 0.05 | From eQ_Lib.dat in MASControl 2017
D17_ESe_StCond_CFL_Yr | Lighting | FRACTION | Default¦Wkdy | 2014-04-04 | 2014-04-12 | Hourly | 0.05 | 0.05 | 0.05 | 0.05 | 0.05 | 0.6 | 0.6 | 0.6 | 0.6 | 1 | 1 | 1 | 1 | 1 | 1 | 0.55 | 0.55 | 0.55 | 0.55 | 0.35 | 0.1 | 0.1 | 0.1 | 0.1 | From eQ_Lib.dat in MASControl 2017
D17_ESe_StCond_CFL_Yr | Lighting | FRACTION | Wknd | 2014-04-04 | 2014-04-12 | Hourly | 0.05 | 0.05 | 0.05 | 0.05 | 0.05 | 0.05 | 0.05 | 0.4 | 0.4 | 0.4 | 0.4 | 0.4 | 0.4 | 0.4 | 0.4 | 0.4 | 0.05 | 0.05 | 0.05 | 0.05 | 0.05 | 0.05 | 0.05 | 0.05 | From eQ_Lib.dat in MASControl 2017
D17_ESe_StCond_CFL_Yr | Lighting | FRACTION | Default¦Wkdy | 2014-04-13 | 2014-06-12 | Hourly | 0.05 | 0.05 | 0.05 | 0.05 | 0.05 | 0.6 | 0.6 | 0.6 | 0.6 | 1 | 1 | 1 | 1 | 1 | 1 | 0.55 | 0.55 | 0.55 | 0.55 | 0.35 | 0.1 | 0.1 | 0.1 | 0.1 | From eQ_Lib.dat in MASControl 2017
D17_ESe_StCond_CFL_Yr | Lighting | FRACTION | Wknd | 2014-04-13 | 2014-06-12 | Hourly | 0.05 | 0.05 | 0.05 | 0.05 | 0.05 | 0.05 | 0.05 | 0.4 | 0.4 | 0.4 | 0.4 | 0.4 | 0.4 | 0.4 | 0.4 | 0.4 | 0.05 | 0.05 | 0.05 | 0.05 | 0.05 | 0.05 | 0.05 | 0.05 | From eQ_Lib.dat in MASControl 2017
D17_ESe_StCond_CFL_Yr | Lighting | FRACTION | Default¦Wkdy | 2014-06-13 | 2014-08-16 | Hourly | 0.05 | 0.05 | 0.05 | 0.05 | 0.05 | 0.6 | 0.6 | 0.6 | 0.6 | 1 | 1 | 1 | 1 | 1 | 1 | 0.55 | 0.55 | 0.55 | 0.55 | 0.35 | 0.1 | 0.1 | 0.1 | 0.1 | From eQ_Lib.dat in MASControl 2017
D17_ESe_StCond_CFL_Yr | Lighting | FRACTION | Wknd | 2014-06-13 | 2014-08-16 | Hourly | 0.05 | 0.05 | 0.05 | 0.05 | 0.05 | 0.05 | 0.05 | 0.4 | 0.4 | 0.4 | 0.4 | 0.4 | 0.4 | 0.4 | 0.4 | 0.4 | 0.05 | 0.05 | 0.05 | 0.05 | 0.05 | 0.05 | 0.05 | 0.05 | From eQ_Lib.dat in MASControl 2017
D17_ESe_StCond_CFL_Yr | Lighting | FRACTION | Default¦Wkdy | 2014-08-17 | 2014-12-11 | Hourly | 0.05 | 0.05 | 0.05 | 0.05 | 0.05 | 0.6 | 0.6 | 0.6 | 0.6 | 1 | 1 | 1 | 1 | 1 | 1 | 0.55 | 0.55 | 0.55 | 0.55 | 0.35 | 0.1 | 0.1 | 0.1 | 0.1 | From eQ_Lib.dat in MASControl 2017
D17_ESe_StCond_CFL_Yr | Lighting | FRACTION | Wknd | 2014-08-17 | 2014-12-11 | Hourly | 0.05 | 0.05 | 0.05 | 0.05 | 0.05 | 0.05 | 0.05 | 0.4 | 0.4 | 0.4 | 0.4 | 0.4 | 0.4 | 0.4 | 0.4 | 0.4 | 0.05 | 0.05 | 0.05 | 0.05 | 0.05 | 0.05 | 0.05 | 0.05 | From eQ_Lib.dat in MASControl 2017
D17_ESe_StCond_CFL_Yr | Lighting | FRACTION | Default¦Wkdy | 2014-12-12 | 2014-12-31 | Hourly | 0.05 | 0.05 | 0.05 | 0.05 | 0.05 | 0.6 | 0.6 | 0.6 | 0.6 | 1 | 1 | 1 | 1 | 1 | 1 | 0.55 | 0.55 | 0.55 | 0.55 | 0.35 | 0.1 | 0.1 | 0.1 | 0.1 | From eQ_Lib.dat in MASControl 2017
D17_ESe_StCond_CFL_Yr | Lighting | FRACTION | Wknd | 2014-12-12 | 2014-12-31 | Hourly | 0.05 | 0.05 | 0.05 | 0.05 | 0.05 | 0.05 | 0.05 | 0.4 | 0.4 | 0.4 | 0.4 | 0.4 | 0.4 | 0.4 | 0.4 | 0.4 | 0.05 | 0.05 | 0.05 | 0.05 | 0.05 | 0.05 | 0.05 | 0.05 | From eQ_Lib.dat in MASControl 2017
D17_ESe_StCond_CFL_Yr | Lighting | FRACTION | WntrDsn | 2014-01-01 | 2014-12-31 | Constant | 0 | [23 empty] | From eQ_Lib.dat in MASControl 2017
D17_ESe_StCond_CFL_Yr | Lighting | FRACTION | SmrDsn | 2014-01-01 | 2014-12-31 | Constant | 1 | [23 empty] | From eQ_Lib.dat in MASControl 2017
D17_ESe_StCond_CFL_Yr | Lighting | FRACTION | Hol | 2014-01-01 | 2014-12-31 | Constant | 0.05 | [23 empty] | From eQ_Lib.dat in MASControl 2017
D17_ESe_StCond_LF_Yr | Lighting | FRACTION | Default¦Wkdy | 2014-01-01 | 2014-01-04 | Hourly | 0.05 | 0.05 | 0.05 | 0.05 | 0.05 | 0.6 | 0.6 | 0.6 | 0.6 | 1 | 1 | 1 | 1 | 1 | 1 | 0.55 | 0.55 | 0.55 | 0.55 | 0.35 | 0.1 | 0.1 | 0.1 | 0.1 | From eQ_Lib.dat in MASControl 2017
D17_ESe_StCond_LF_Yr | Lighting | FRACTION | Wknd | 2014-01-01 | 2014-01-04 | Hourly | 0.05 | 0.05 | 0.05 | 0.05 | 0.05 | 0.05 | 0.05 | 0.4 | 0.4 | 0.4 | 0.4 | 0.4 | 0.4 | 0.4 | 0.4 | 0.4 | 0.05 | 0.05 | 0.05 | 0.05 | 0.05 | 0.05 | 0.05 | 0.05 | From eQ_Lib.dat in MASControl 2017
D17_ESe_StCond_LF_Yr | Lighting | FRACTION | Default¦Wkdy | 2014-01-05 | 2014-04-03 | Hourly | 0.05 | 0.05 | 0.05 | 0.05 | 0.05 | 0.6 | 0.6 | 0.6 | 0.6 | 1 | 1 | 1 | 1 | 1 | 1 | 0.55 | 0.55 | 0.55 | 0.55 | 0.35 | 0.1 | 0.1 | 0.1 | 0.1 | From eQ_Lib.dat in MASControl 2017
D17_ESe_StCond_LF_Yr | Lighting | FRACTION | Wknd | 2014-01-05 | 2014-04-03 | Hourly | 0.05 | 0.05 | 0.05 | 0.05 | 0.05 | 0.05 | 0.05 | 0.4 | 0.4 | 0.4 | 0.4 | 0.4 | 0.4 | 0.4 | 0.4 | 0.4 | 0.05 | 0.05 | 0.05 | 0.05 | 0.05 | 0.05 | 0.05 | 0.05 | From eQ_Lib.dat in MASControl 2017
D17_ESe_StCond_LF_Yr | Lighting | FRACTION | Default¦Wkdy | 2014-04-04 | 2014-04-12 | Hourly | 0.05 | 0.05 | 0.05 | 0.05 | 0.05 | 0.6 | 0.6 | 0.6 | 0.6 | 1 | 1 | 1 | 1 | 1 | 1 | 0.55 | 0.55 | 0.55 | 0.55 | 0.35 | 0.1 | 0.1 | 0.1 | 0.1 | From eQ_Lib.dat in MASControl 2017
D17_ESe_StCond_LF_Yr | Lighting | FRACTION | Wknd | 2014-04-04 | 2014-04-12 | Hourly | 0.05 | 0.05 | 0.05 | 0.05 | 0.05 | 0.05 | 0.05 | 0.4 | 0.4 | 0.4 | 0.4 | 0.4 | 0.4 | 0.4 | 0.4 | 0.4 | 0.05 | 0.05 | 0.05 | 0.05 | 0.05 | 0.05 | 0.05 | 0.05 | From eQ_Lib.dat in MASControl 2017
D17_ESe_StCond_LF_Yr | Lighting | FRACTION | Default¦Wkdy | 2014-04-13 | 2014-06-12 | Hourly | 0.05 | 0.05 | 0.05 | 0.05 | 0.05 | 0.6 | 0.6 | 0.6 | 0.6 | 1 | 1 | 1 | 1 | 1 | 1 | 0.55 | 0.55 | 0.55 | 0.55 | 0.35 | 0.1 | 0.1 | 0.1 | 0.1 | From eQ_Lib.dat in MASControl 2017
D17_ESe_StCond_LF_Yr | Lighting | FRACTION | Wknd | 2014-04-13 | 2014-06-12 | Hourly | 0.05 | 0.05 | 0.05 | 0.05 | 0.05 | 0.05 | 0.05 | 0.4 | 0.4 | 0.4 | 0.4 | 0.4 | 0.4 | 0.4 | 0.4 | 0.4 | 0.05 | 0.05 | 0.05 | 0.05 | 0.05 | 0.05 | 0.05 | 0.05 | From eQ_Lib.dat in MASControl 2017
D17_ESe_StCond_LF_Yr | Lighting | FRACTION | Default¦Wkdy | 2014-06-13 | 2014-08-16 | Hourly | 0.05 | 0.05 | 0.05 | 0.05 | 0.05 | 0.6 | 0.6 | 0.6 | 0.6 | 1 | 1 | 1 | 1 | 1 | 1 | 0.55 | 0.55 | 0.55 | 0.55 | 0.35 | 0.1 | 0.1 | 0.1 | 0.1 | From eQ_Lib.dat in MASControl 2017
D17_ESe_StCond_LF_Yr | Lighting | FRACTION | Wknd | 2014-06-13 | 2014-08-16 | Hourly | 0.05 | 0.05 | 0.05 | 0.05 | 0.05 | 0.05 | 0.05 | 0.4 | 0.4 | 0.4 | 0.4 | 0.4 | 0.4 | 0.4 | 0.4 | 0.4 | 0.05 | 0.05 | 0.05 | 0.05 | 0.05 | 0.05 | 0.05 | 0.05 | From eQ_Lib.dat in MASControl 2017
D17_ESe_StCond_LF_Yr | Lighting | FRACTION | Default¦Wkdy | 2014-08-17 | 2014-12-11 | Hourly | 0.05 | 0.05 | 0.05 | 0.05 | 0.05 | 0.6 | 0.6 | 0.6 | 0.6 | 1 | 1 | 1 | 1 | 1 | 1 | 0.55 | 0.55 | 0.55 | 0.55 | 0.35 | 0.1 | 0.1 | 0.1 | 0.1 | From eQ_Lib.dat in MASControl 2017
D17_ESe_StCond_LF_Yr | Lighting | FRACTION | Wknd | 2014-08-17 | 2014-12-11 | Hourly | 0.05 | 0.05 | 0.05 | 0.05 | 0.05 | 0.05 | 0.05 | 0.4 | 0.4 | 0.4 | 0.4 | 0.4 | 0.4 | 0.4 | 0.4 | 0.4 | 0.05 | 0.05 | 0.05 | 0.05 | 0.05 | 0.05 | 0.05 | 0.05 | From eQ_Lib.dat in MASControl 2017
D17_ESe_StCond_LF_Yr | Lighting | FRACTION | Default¦Wkdy | 2014-12-12 | 2014-12-31 | Hourly | 0.05 | 0.05 | 0.05 | 0.05 | 0.05 | 0.6 | 0.6 | 0.6 | 0.6 | 1 | 1 | 1 | 1 | 1 | 1 | 0.55 | 0.55 | 0.55 | 0.55 | 0.35 | 0.1 | 0.1 | 0.1 | 0.1 | From eQ_Lib.dat in MASControl 2017
D17_ESe_StCond_LF_Yr | Lighting | FRACTION | Wknd | 2014-12-12 | 2014-12-31 | Hourly | 0.05 | 0.05 | 0.05 | 0.05 | 0.05 | 0.05 | 0.05 | 0.4 | 0.4 | 0.4 | 0.4 | 0.4 | 0.4 | 0.4 | 0.4 | 0.4 | 0.05 | 0.05 | 0.05 | 0.05 | 0.05 | 0.05 | 0.05 | 0.05 | From eQ_Lib.dat in MASControl 2017
D17_ESe_StCond_LF_Yr | Lighting | FRACTION | WntrDsn | 2014-01-01 | 2014-12-31 | Constant | 0 | [23 empty] | From eQ_Lib.dat in MASControl 2017
D17_ESe_StCond_LF_Yr | Lighting | FRACTION | SmrDsn | 2014-01-01 | 2014-12-31 | Constant | 1 | [23 empty] | From eQ_Lib.dat in MASControl 2017
D17_ESe_StCond_LF_Yr | Lighting | FRACTION | Hol | 2014-01-01 | 2014-12-31 | Constant | 0.05 | [23 empty] | From eQ_Lib.dat in MASControl 2017
D17_EUn_Clrm_CFL_Yr | Lighting | FRACTION | SmrDsn | 2014-01-01 | 2014-01-11 | Constant | 1 | [23 empty] | From eQ_Lib.dat in MASControl 2017
D17_EUn_Clrm_CFL_Yr | Lighting | FRACTION | WntrDsn | 2014-01-01 | 2014-01-11 | Constant | 0 | [23 empty] | From eQ_Lib.dat in MASControl 2017
D17_EUn_Clrm_CFL_Yr | Lighting | FRACTION | Default | 2014-01-01 | 2014-01-11 | Constant | 0.035 | [23 empty] | From eQ_Lib.dat in MASControl 2017
D17_EUn_Clrm_CFL_Yr | Lighting | FRACTION | Default¦Wkdy | 2014-01-12 | 2014-04-03 | Hourly | 0.05 | 0.05 | 0.05 | 0.05 | 0.05 | 0.05 | 0.3579 | 0.5632 | 0.7 | 0.7 | 0.7 | 0.6316 | 0.6316 | 0.6316 | 0.7 | 0.7 | 0.7 | 0.6316 | 0.6316 | 0.6316 | 0.5632 | 0.4947 | 0.3579 | 0.1526 | From eQ_Lib.dat in MASControl 2017
D17_EUn_Clrm_CFL_Yr | Lighting | FRACTION | Wknd | 2014-01-12 | 2014-04-03 | Hourly | 0.05 | 0.05 | 0.05 | 0.05 | 0.05 | 0.05 | 0.05 | 0.2079 | 0.25 | 0.25 | 0.25 | 0.2289 | 0.2289 | 0.2289 | 0.25 | 0.25 | 0.1868 | 0.1237 | 0.0816 | 0.05 | 0.05 | 0.05 | 0.05 | 0.05 | From eQ_Lib.dat in MASControl 2017
D17_EUn_Clrm_CFL_Yr | Lighting | FRACTION | SmrDsn | 2014-04-04 | 2014-04-12 | Constant | 1 | [23 empty] | From eQ_Lib.dat in MASControl 2017
D17_EUn_Clrm_CFL_Yr | Lighting | FRACTION | WntrDsn | 2014-04-04 | 2014-04-12 | Constant | 0 | [23 empty] | From eQ_Lib.dat in MASControl 2017
D17_EUn_Clrm_CFL_Yr | Lighting | FRACTION | Default | 2014-04-04 | 2014-04-12 | Constant | 0.035 | [23 empty] | From eQ_Lib.dat in MASControl 2017
D17_EUn_Clrm_CFL_Yr | Lighting | FRACTION | Default¦Wkdy | 2014-04-13 | 2014-05-22 | Hourly | 0.05 | 0.05 | 0.05 | 0.05 | 0.05 | 0.05 | 0.3579 | 0.5632 | 0.7 | 0.7 | 0.7 | 0.6316 | 0.6316 | 0.6316 | 0.7 | 0.7 | 0.7 | 0.6316 | 0.6316 | 0.6316 | 0.5632 | 0.4947 | 0.3579 | 0.1526 | From eQ_Lib.dat in MASControl 2017
D17_EUn_Clrm_CFL_Yr | Lighting | FRACTION | Wknd | 2014-04-13 | 2014-05-22 | Hourly | 0.05 | 0.05 | 0.05 | 0.05 | 0.05 | 0.05 | 0.05 | 0.2079 | 0.25 | 0.25 | 0.25 | 0.2289 | 0.2289 | 0.2289 | 0.25 | 0.25 | 0.1868 | 0.1237 | 0.0816 | 0.05 | 0.05 | 0.05 | 0.05 | 0.05 | From eQ_Lib.dat in MASControl 2017
D17_EUn_Clrm_CFL_Yr | Lighting | FRACTION | SmrDsn | 2014-05-23 | 2014-05-31 | Constant | 1 | [23 empty] | From eQ_Lib.dat in MASControl 2017
D17_EUn_Clrm_CFL_Yr | Lighting | FRACTION | WntrDsn | 2014-05-23 | 2014-05-31 | Constant | 0 | [23 empty] | From eQ_Lib.dat in MASControl 2017
D17_EUn_Clrm_CFL_Yr | Lighting | FRACTION | Default | 2014-05-23 | 2014-05-31 | Constant | 0.035 | [23 empty] | From eQ_Lib.dat in MASControl 2017
D17_EUn_Clrm_CFL_Yr | Lighting | FRACTION | Default¦Wkdy | 2014-06-01 | 2014-08-07 | Hourly | 0.05 | 0.05 | 0.05 | 0.05 | 0.05 | 0.05 | 0.2395 | 0.3658 | 0.45 | 0.45 | 0.45 | 0.4079 | 0.4079 | 0.4079 | 0.45 | 0.45 | 0.45 | 0.4079 | 0.4079 | 0.3658 | 0.3237 | 0.2395 | 0.1132 | 0.05 | From eQ_Lib.dat in MASControl 2017
D17_EUn_Clrm_CFL_Yr | Lighting | FRACTION | Wknd | 2014-06-01 | 2014-08-07 | Hourly | 0.05 | 0.05 | 0.05 | 0.05 | 0.05 | 0.05 | 0.05 | 0.1289 | 0.15 | 0.15 | 0.15 | 0.1395 | 0.1395 | 0.1395 | 0.15 | 0.1184 | 0.0868 | 0.0658 | 0.05 | 0.05 | 0.05 | 0.05 | 0.05 | 0.05 | From eQ_Lib.dat in MASControl 2017
D17_EUn_Clrm_CFL_Yr | Lighting | FRACTION | SmrDsn | 2014-08-08 | 2014-08-16 | Constant | 1 | [23 empty] | From eQ_Lib.dat in MASControl 2017
D17_EUn_Clrm_CFL_Yr | Lighting | FRACTION | WntrDsn | 2014-08-08 | 2014-08-16 | Constant | 0 | [23 empty] | From eQ_Lib.dat in MASControl 2017
D17_EUn_Clrm_CFL_Yr | Lighting | FRACTION | Default | 2014-08-08 | 2014-08-16 | Constant | 0.035 | [23 empty] | From eQ_Lib.dat in MASControl 2017
D17_EUn_Clrm_CFL_Yr | Lighting | FRACTION | Default¦Wkdy | 2014-08-17 | 2014-12-11 | Hourly | 0.05 | 0.05 | 0.05 | 0.05 | 0.05 | 0.05 | 0.3579 | 0.5632 | 0.7 | 0.7 | 0.7 | 0.6316 | 0.6316 | 0.6316 | 0.7 | 0.7 | 0.7 | 0.6316 | 0.6316 | 0.6316 | 0.5632 | 0.4947 | 0.3579 | 0.1526 | From eQ_Lib.dat in MASControl 2017
D17_EUn_Clrm_CFL_Yr | Lighting | FRACTION | Wknd | 2014-08-17 | 2014-12-11 | Hourly | 0.05 | 0.05 | 0.05 | 0.05 | 0.05 | 0.05 | 0.05 | 0.2079 | 0.25 | 0.25 | 0.25 | 0.2289 | 0.2289 | 0.2289 | 0.25 | 0.25 | 0.1868 | 0.1237 | 0.0816 | 0.05 | 0.05 | 0.05 | 0.05 | 0.05 | From eQ_Lib.dat in MASControl 2017
D17_EUn_Clrm_CFL_Yr | Lighting | FRACTION | SmrDsn | 2014-12-12 | 2014-12-31 | Constant | 1 | [23 empty] | From eQ_Lib.dat in MASControl 2017
D17_EUn_Clrm_CFL_Yr | Lighting | FRACTION | WntrDsn | 2014-12-12 | 2014-12-31 | Constant | 0 | [23 empty] | From eQ_Lib.dat in MASControl 2017
D17_EUn_Clrm_CFL_Yr | Lighting | FRACTION | Default | 2014-12-12 | 2014-12-31 | Constant | 0.035 | [23 empty] | From eQ_Lib.dat in MASControl 2017
D17_EUn_Clrm_CFL_Yr | Lighting | FRACTION | WntrDsn | 2014-01-01 | 2014-12-31 | Constant | 0 | [23 empty] | From eQ_Lib.dat in MASControl 2017
D17_EUn_Clrm_CFL_Yr | Lighting | FRACTION | SmrDsn | 2014-01-01 | 2014-12-31 | Constant | 1 | [23 empty] | From eQ_Lib.dat in MASControl 2017
D17_EUn_Clrm_CFL_Yr | Lighting | FRACTION | Hol | 2014-01-01 | 2014-12-31 | Hourly | 0.05 | 0.05 | 0.05 | 0.05 | 0.05 | 0.05 | 0.05 | 0.05 | 0.05 | 0.05 | 0.15 | 0.15 | 0.05 | 0.05 | 0.05 | 0.05 | 0.05 | 0.05 | 0.05 | 0.05 | 0.05 | 0.05 | 0.05 | 0.05 | From eQ_Lib.dat in MASControl 2017
D17_EUn_Clrm_LF_Yr | Lighting | FRACTION | SmrDsn | 2014-01-01 | 2014-01-11 | Constant | 1 | [23 empty] | From eQ_Lib.dat in MASControl 2017
D17_EUn_Clrm_LF_Yr | Lighting | FRACTION | WntrDsn | 2014-01-01 | 2014-01-11 | Constant | 0 | [23 empty] | From eQ_Lib.dat in MASControl 2017
D17_EUn_Clrm_LF_Yr | Lighting | FRACTION | Default | 2014-01-01 | 2014-01-11 | Constant | 0.035 | [23 empty] | From eQ_Lib.dat in MASControl 2017
D17_EUn_Clrm_LF_Yr | Lighting | FRACTION | Default¦Wkdy | 2014-01-12 | 2014-04-03 | Hourly | 0.05 | 0.05 | 0.05 | 0.05 | 0.05 | 0.05 | 0.3579 | 0.5632 | 0.7 | 0.7 | 0.7 | 0.6316 | 0.6316 | 0.6316 | 0.7 | 0.7 | 0.7 | 0.6316 | 0.6316 | 0.6316 | 0.5632 | 0.4947 | 0.3579 | 0.1526 | From eQ_Lib.dat in MASControl 2017
D17_EUn_Clrm_LF_Yr | Lighting | FRACTION | Wknd | 2014-01-12 | 2014-04-03 | Hourly | 0.05 | 0.05 | 0.05 | 0.05 | 0.05 | 0.05 | 0.05 | 0.2079 | 0.25 | 0.25 | 0.25 | 0.2289 | 0.2289 | 0.2289 | 0.25 | 0.25 | 0.1868 | 0.1237 | 0.0816 | 0.05 | 0.05 | 0.05 | 0.05 | 0.05 | From eQ_Lib.dat in MASControl 2017
D17_EUn_Clrm_LF_Yr | Lighting | FRACTION | SmrDsn | 2014-04-04 | 2014-04-12 | Constant | 1 | [23 empty] | From eQ_Lib.dat in MASControl 2017
D17_EUn_Clrm_LF_Yr | Lighting | FRACTION | WntrDsn | 2014-04-04 | 2014-04-12 | Constant | 0 | [23 empty] | From eQ_Lib.dat in MASControl 2017
D17_EUn_Clrm_LF_Yr | Lighting | FRACTION | Default | 2014-04-04 | 2014-04-12 | Constant | 0.035 | [23 empty] | From eQ_Lib.dat in MASControl 2017
D17_EUn_Clrm_LF_Yr | Lighting | FRACTION | Default¦Wkdy | 2014-04-13 | 2014-05-22 | Hourly | 0.05 | 0.05 | 0.05 | 0.05 | 0.05 | 0.05 | 0.3579 | 0.5632 | 0.7 | 0.7 | 0.7 | 0.6316 | 0.6316 | 0.6316 | 0.7 | 0.7 | 0.7 | 0.6316 | 0.6316 | 0.6316 | 0.5632 | 0.4947 | 0.3579 | 0.1526 | From eQ_Lib.dat in MASControl 2017
D17_EUn_Clrm_LF_Yr | Lighting | FRACTION | Wknd | 2014-04-13 | 2014-05-22 | Hourly | 0.05 | 0.05 | 0.05 | 0.05 | 0.05 | 0.05 | 0.05 | 0.2079 | 0.25 | 0.25 | 0.25 | 0.2289 | 0.2289 | 0.2289 | 0.25 | 0.25 | 0.1868 | 0.1237 | 0.0816 | 0.05 | 0.05 | 0.05 | 0.05 | 0.05 | From eQ_Lib.dat in MASControl 2017
D17_EUn_Clrm_LF_Yr | Lighting | FRACTION | SmrDsn | 2014-05-23 | 2014-05-31 | Constant | 1 | [23 empty] | From eQ_Lib.dat in MASControl 2017
D17_EUn_Clrm_LF_Yr | Lighting | FRACTION | WntrDsn | 2014-05-23 | 2014-05-31 | Constant | 0 | [23 empty] | From eQ_Lib.dat in MASControl 2017
D17_EUn_Clrm_LF_Yr | Lighting | FRACTION | Default | 2014-05-23 | 2014-05-31 | Constant | 0.035 | [23 empty] | From eQ_Lib.dat in MASControl 2017
D17_EUn_Clrm_LF_Yr | Lighting | FRACTION | Default¦Wkdy | 2014-06-01 | 2014-08-07 | Hourly | 0.05 | 0.05 | 0.05 | 0.05 | 0.05 | 0.05 | 0.2395 | 0.3658 | 0.45 | 0.45 | 0.45 | 0.4079 | 0.4079 | 0.4079 | 0.45 | 0.45 | 0.45 | 0.4079 | 0.4079 | 0.3658 | 0.3237 | 0.2395 | 0.1132 | 0.05 | From eQ_Lib.dat in MASControl 2017
D17_EUn_Clrm_LF_Yr | Lighting | FRACTION | Wknd | 2014-06-01 | 2014-08-07 | Hourly | 0.05 | 0.05 | 0.05 | 0.05 | 0.05 | 0.05 | 0.05 | 0.1289 | 0.15 | 0.15 | 0.15 | 0.1395 | 0.1395 | 0.1395 | 0.15 | 0.1184 | 0.0868 | 0.0658 | 0.05 | 0.05 | 0.05 | 0.05 | 0.05 | 0.05 | From eQ_Lib.dat in MASControl 2017
D17_EUn_Clrm_LF_Yr | Lighting | FRACTION | SmrDsn | 2014-08-08 | 2014-08-16 | Constant | 1 | [23 empty] | From eQ_Lib.dat in MASControl 2017
D17_EUn_Clrm_LF_Yr | Lighting | FRACTION | WntrDsn | 2014-08-08 | 2014-08-16 | Constant | 0 | [23 empty] | From eQ_Lib.dat in MASControl 2017
D17_EUn_Clrm_LF_Yr | Lighting | FRACTION | Default | 2014-08-08 | 2014-08-16 | Constant | 0.035 | [23 empty] | From eQ_Lib.dat in MASControl 2017
D17_EUn_Clrm_LF_Yr | Lighting | FRACTION | Default¦Wkdy | 2014-08-17 | 2014-12-11 | Hourly | 0.05 | 0.05 | 0.05 | 0.05 | 0.05 | 0.05 | 0.3579 | 0.5632 | 0.7 | 0.7 | 0.7 | 0.6316 | 0.6316 | 0.6316 | 0.7 | 0.7 | 0.7 | 0.6316 | 0.6316 | 0.6316 | 0.5632 | 0.4947 | 0.3579 | 0.1526 | From eQ_Lib.dat in MASControl 2017
D17_EUn_Clrm_LF_Yr | Lighting | FRACTION | Wknd | 2014-08-17 | 2014-12-11 | Hourly | 0.05 | 0.05 | 0.05 | 0.05 | 0.05 | 0.05 | 0.05 | 0.2079 | 0.25 | 0.25 | 0.25 | 0.2289 | 0.2289 | 0.2289 | 0.25 | 0.25 | 0.1868 | 0.1237 | 0.0816 | 0.05 | 0.05 | 0.05 | 0.05 | 0.05 | From eQ_Lib.dat in MASControl 2017
D17_EUn_Clrm_LF_Yr | Lighting | FRACTION | SmrDsn | 2014-12-12 | 2014-12-31 | Constant | 1 | [23 empty] | From eQ_Lib.dat in MASControl 2017
D17_EUn_Clrm_LF_Yr | Lighting | FRACTION | WntrDsn | 2014-12-12 | 2014-12-31 | Constant | 0 | [23 empty] | From eQ_Lib.dat in MASControl 2017
D17_EUn_Clrm_LF_Yr | Lighting | FRACTION | Default | 2014-12-12 | 2014-12-31 | Constant | 0.035 | [23 empty] | From eQ_Lib.dat in MASControl 2017
D17_EUn_Clrm_LF_Yr | Lighting | FRACTION | WntrDsn | 2014-01-01 | 2014-12-31 | Constant | 0 | [23 empty] | From eQ_Lib.dat in MASControl 2017
D17_EUn_Clrm_LF_Yr | Lighting | FRACTION | SmrDsn | 2014-01-01 | 2014-12-31 | Constant | 1 | [23 empty] | From eQ_Lib.dat in MASControl 2017
D17_EUn_Clrm_LF_Yr | Lighting | FRACTION | Hol | 2014-01-01 | 2014-12-31 | Hourly | 0.05 | 0.05 | 0.05 | 0.05 | 0.05 | 0.05 | 0.05 | 0.05 | 0.05 | 0.05 | 0.15 | 0.15 | 0.05 | 0.05 | 0.05 | 0.05 | 0.05 | 0.05 | 0.05 | 0.05 | 0.05 | 0.05 | 0.05 | 0.05 | From eQ_Lib.dat in MASControl 2017
D17_EUn_CompCL_CFL_Yr | Lighting | FRACTION | SmrDsn | 2014-01-01 | 2014-01-11 | Constant | 1 | [23 empty] | From eQ_Lib.dat in MASControl 2017
D17_EUn_CompCL_CFL_Yr | Lighting | FRACTION | WntrDsn | 2014-01-01 | 2014-01-11 | Constant | 0 | [23 empty] | From eQ_Lib.dat in MASControl 2017
D17_EUn_CompCL_CFL_Yr | Lighting | FRACTION | Default | 2014-01-01 | 2014-01-11 | Constant | 0.05 | [23 empty] | From eQ_Lib.dat in MASControl 2017
D17_EUn_CompCL_CFL_Yr | Lighting | FRACTION | Default¦Wkdy | 2014-01-12 | 2014-04-03 | Hourly | 0.1 | 0.1 | 0.1 | 0.1 | 0.1 | 0.1 | 0.2333 | 0.5667 | 0.7 | 0.7 | 0.7 | 0.7 | 0.7 | 0.7 | 0.7 | 0.7 | 0.7 | 0.2 | 0.1 | 0.1 | 0.1 | 0.1 | 0.1 | 0.1 | From eQ_Lib.dat in MASControl 2017
D17_EUn_CompCL_CFL_Yr | Lighting | FRACTION | Wknd | 2014-01-12 | 2014-04-03 | Hourly | 0.1 | 0.1 | 0.1 | 0.1 | 0.1 | 0.1 | 0.1 | 0.2222 | 0.375 | 0.375 | 0.375 | 0.375 | 0.375 | 0.375 | 0.375 | 0.375 | 0.375 | 0.1458 | 0.1 | 0.1 | 0.1 | 0.1 | 0.1 | 0.1 | From eQ_Lib.dat in MASControl 2017
D17_EUn_CompCL_CFL_Yr | Lighting | FRACTION | SmrDsn | 2014-04-04 | 2014-04-12 | Constant | 1 | [23 empty] | From eQ_Lib.dat in MASControl 2017
D17_EUn_CompCL_CFL_Yr | Lighting | FRACTION | WntrDsn | 2014-04-04 | 2014-04-12 | Constant | 0 | [23 empty] | From eQ_Lib.dat in MASControl 2017
D17_EUn_CompCL_CFL_Yr | Lighting | FRACTION | Default | 2014-04-04 | 2014-04-12 | Constant | 0.05 | [23 empty] | From eQ_Lib.dat in MASControl 2017
D17_EUn_CompCL_CFL_Yr | Lighting | FRACTION | Default¦Wkdy | 2014-04-13 | 2014-05-22 | Hourly | 0.1 | 0.1 | 0.1 | 0.1 | 0.1 | 0.1 | 0.2333 | 0.5667 | 0.7 | 0.7 | 0.7 | 0.7 | 0.7 | 0.7 | 0.7 | 0.7 | 0.7 | 0.2 | 0.1 | 0.1 | 0.1 | 0.1 | 0.1 | 0.1 | From eQ_Lib.dat in MASControl 2017
D17_EUn_CompCL_CFL_Yr | Lighting | FRACTION | Wknd | 2014-04-13 | 2014-05-22 | Hourly | 0.1 | 0.1 | 0.1 | 0.1 | 0.1 | 0.1 | 0.1 | 0.2222 | 0.375 | 0.375 | 0.375 | 0.375 | 0.375 | 0.375 | 0.375 | 0.375 | 0.375 | 0.1458 | 0.1 | 0.1 | 0.1 | 0.1 | 0.1 | 0.1 | From eQ_Lib.dat in MASControl 2017
D17_EUn_CompCL_CFL_Yr | Lighting | FRACTION | SmrDsn | 2014-05-23 | 2014-05-31 | Constant | 1 | [23 empty] | From eQ_Lib.dat in MASControl 2017
D17_EUn_CompCL_CFL_Yr | Lighting | FRACTION | WntrDsn | 2014-05-23 | 2014-05-31 | Constant | 0 | [23 empty] | From eQ_Lib.dat in MASControl 2017
D17_EUn_CompCL_CFL_Yr | Lighting | FRACTION | Default | 2014-05-23 | 2014-05-31 | Constant | 0.05 | [23 empty] | From eQ_Lib.dat in MASControl 2017
D17_EUn_CompCL_CFL_Yr | Lighting | FRACTION | Default¦Wkdy | 2014-06-01 | 2014-08-07 | Hourly | 0.0563 | 0.0563 | 0.0563 | 0.0563 | 0.0563 | 0.0563 | 0.1438 | 0.3625 | 0.45 | 0.45 | 0.45 | 0.45 | 0.45 | 0.45 | 0.45 | 0.45 | 0.45 | 0.1219 | 0.0563 | 0.0563 | 0.0563 | 0.0563 | 0.0563 | 0.0563 | From eQ_Lib.dat in MASControl 2017
D17_EUn_CompCL_CFL_Yr | Lighting | FRACTION | Wknd | 2014-06-01 | 2014-08-07 | Hourly | 0.0563 | 0.0563 | 0.0563 | 0.0563 | 0.0563 | 0.0563 | 0.0563 | 0.1313 | 0.2252 | 0.2252 | 0.2252 | 0.2252 | 0.2252 | 0.2252 | 0.2252 | 0.2252 | 0.2252 | 0.0844 | 0.0563 | 0.0563 | 0.0563 | 0.0563 | 0.0563 | 0.0563 | From eQ_Lib.dat in MASControl 2017
D17_EUn_CompCL_CFL_Yr | Lighting | FRACTION | SmrDsn | 2014-08-08 | 2014-08-16 | Constant | 1 | [23 empty] | From eQ_Lib.dat in MASControl 2017
D17_EUn_CompCL_CFL_Yr | Lighting | FRACTION | WntrDsn | 2014-08-08 | 2014-08-16 | Constant | 0 | [23 empty] | From eQ_Lib.dat in MASControl 2017
D17_EUn_CompCL_CFL_Yr | Lighting | FRACTION | Default | 2014-08-08 | 2014-08-16 | Constant | 0.05 | [23 empty] | From eQ_Lib.dat in MASControl 2017
D17_EUn_CompCL_CFL_Yr | Lighting | FRACTION | Default¦Wkdy | 2014-08-17 | 2014-12-11 | Hourly | 0.1 | 0.1 | 0.1 | 0.1 | 0.1 | 0.1 | 0.2333 | 0.5667 | 0.7 | 0.7 | 0.7 | 0.7 | 0.7 | 0.7 | 0.7 | 0.7 | 0.7 | 0.2 | 0.1 | 0.1 | 0.1 | 0.1 | 0.1 | 0.1 | From eQ_Lib.dat in MASControl 2017
D17_EUn_CompCL_CFL_Yr | Lighting | FRACTION | Wknd | 2014-08-17 | 2014-12-11 | Hourly | 0.1 | 0.1 | 0.1 | 0.1 | 0.1 | 0.1 | 0.1 | 0.2222 | 0.375 | 0.375 | 0.375 | 0.375 | 0.375 | 0.375 | 0.375 | 0.375 | 0.375 | 0.1458 | 0.1 | 0.1 | 0.1 | 0.1 | 0.1 | 0.1 | From eQ_Lib.dat in MASControl 2017
D17_EUn_CompCL_CFL_Yr | Lighting | FRACTION | SmrDsn | 2014-12-12 | 2014-12-31 | Constant | 1 | [23 empty] | From eQ_Lib.dat in MASControl 2017
D17_EUn_CompCL_CFL_Yr | Lighting | FRACTION | WntrDsn | 2014-12-12 | 2014-12-31 | Constant | 0 | [23 empty] | From eQ_Lib.dat in MASControl 2017
D17_EUn_CompCL_CFL_Yr | Lighting | FRACTION | Default | 2014-12-12 | 2014-12-31 | Constant | 0.05 | [23 empty] | From eQ_Lib.dat in MASControl 2017
D17_EUn_CompCL_CFL_Yr | Lighting | FRACTION | WntrDsn | 2014-01-01 | 2014-12-31 | Constant | 0 | [23 empty] | From eQ_Lib.dat in MASControl 2017
D17_EUn_CompCL_CFL_Yr | Lighting | FRACTION | SmrDsn | 2014-01-01 | 2014-12-31 | Constant | 1 | [23 empty] | From eQ_Lib.dat in MASControl 2017
D17_EUn_CompCL_CFL_Yr | Lighting | FRACTION | Hol | 2014-01-01 | 2014-12-31 | Hourly | 0.0563 | 0.0563 | 0.0563 | 0.0563 | 0.0563 | 0.0563 | 0.0563 | 0.1313 | 0.2252 | 0.2252 | 0.2252 | 0.2252 | 0.2252 | 0.2252 | 0.2252 | 0.2252 | 0.2252 | 0.0844 | 0.0563 | 0.0563 | 0.0563 | 0.0563 | 0.0563 | 0.0563 | From eQ_Lib.dat in MASControl 2017
D17_EUn_CompCL_LF_Yr | Lighting | FRACTION | SmrDsn | 2014-01-01 | 2014-01-11 | Constant | 1 | [23 empty] | From eQ_Lib.dat in MASControl 2017
D17_EUn_CompCL_LF_Yr | Lighting | FRACTION | WntrDsn | 2014-01-01 | 2014-01-11 | Constant | 0 | [23 empty] | From eQ_Lib.dat in MASControl 2017
D17_EUn_CompCL_LF_Yr | Lighting | FRACTION | Default | 2014-01-01 | 2014-01-11 | Constant | 0.05 | [23 empty] | From eQ_Lib.dat in MASControl 2017
D17_EUn_CompCL_LF_Yr | Lighting | FRACTION | Default¦Wkdy | 2014-01-12 | 2014-04-03 | Hourly | 0.1 | 0.1 | 0.1 | 0.1 | 0.1 | 0.1 | 0.2333 | 0.5667 | 0.7 | 0.7 | 0.7 | 0.7 | 0.7 | 0.7 | 0.7 | 0.7 | 0.7 | 0.2 | 0.1 | 0.1 | 0.1 | 0.1 | 0.1 | 0.1 | From eQ_Lib.dat in MASControl 2017
D17_EUn_CompCL_LF_Yr | Lighting | FRACTION | Wknd | 2014-01-12 | 2014-04-03 | Hourly | 0.1 | 0.1 | 0.1 | 0.1 | 0.1 | 0.1 | 0.1 | 0.2222 | 0.375 | 0.375 | 0.375 | 0.375 | 0.375 | 0.375 | 0.375 | 0.375 | 0.375 | 0.1458 | 0.1 | 0.1 | 0.1 | 0.1 | 0.1 | 0.1 | From eQ_Lib.dat in MASControl 2017
D17_EUn_CompCL_LF_Yr | Lighting | FRACTION | SmrDsn | 2014-04-04 | 2014-04-12 | Constant | 1 | [23 empty] | From eQ_Lib.dat in MASControl 2017
D17_EUn_CompCL_LF_Yr | Lighting | FRACTION | WntrDsn | 2014-04-04 | 2014-04-12 | Constant | 0 | [23 empty] | From eQ_Lib.dat in MASControl 2017
D17_EUn_CompCL_LF_Yr | Lighting | FRACTION | Default | 2014-04-04 | 2014-04-12 | Constant | 0.05 | [23 empty] | From eQ_Lib.dat in MASControl 2017
D17_EUn_CompCL_LF_Yr | Lighting | FRACTION | Default¦Wkdy | 2014-04-13 | 2014-05-22 | Hourly | 0.1 | 0.1 | 0.1 | 0.1 | 0.1 | 0.1 | 0.2333 | 0.5667 | 0.7 | 0.7 | 0.7 | 0.7 | 0.7 | 0.7 | 0.7 | 0.7 | 0.7 | 0.2 | 0.1 | 0.1 | 0.1 | 0.1 | 0.1 | 0.1 | From eQ_Lib.dat in MASControl 2017
D17_EUn_CompCL_LF_Yr | Lighting | FRACTION | Wknd | 2014-04-13 | 2014-05-22 | Hourly | 0.1 | 0.1 | 0.1 | 0.1 | 0.1 | 0.1 | 0.1 | 0.2222 | 0.375 | 0.375 | 0.375 | 0.375 | 0.375 | 0.375 | 0.375 | 0.375 | 0.375 | 0.1458 | 0.1 | 0.1 | 0.1 | 0.1 | 0.1 | 0.1 | From eQ_Lib.dat in MASControl 2017
D17_EUn_CompCL_LF_Yr | Lighting | FRACTION | SmrDsn | 2014-05-23 | 2014-05-31 | Constant | 1 | [23 empty] | From eQ_Lib.dat in MASControl 2017
D17_EUn_CompCL_LF_Yr | Lighting | FRACTION | WntrDsn | 2014-05-23 | 2014-05-31 | Constant | 0 | [23 empty] | From eQ_Lib.dat in MASControl 2017
D17_EUn_CompCL_LF_Yr | Lighting | FRACTION | Default | 2014-05-23 | 2014-05-31 | Constant | 0.05 | [23 empty] | From eQ_Lib.dat in MASControl 2017
D17_EUn_CompCL_LF_Yr | Lighting | FRACTION | Default¦Wkdy | 2014-06-01 | 2014-08-07 | Hourly | 0.0563 | 0.0563 | 0.0563 | 0.0563 | 0.0563 | 0.0563 | 0.1438 | 0.3625 | 0.45 | 0.45 | 0.45 | 0.45 | 0.45 | 0.45 | 0.45 | 0.45 | 0.45 | 0.1219 | 0.0563 | 0.0563 | 0.0563 | 0.0563 | 0.0563 | 0.0563 | From eQ_Lib.dat in MASControl 2017
D17_EUn_CompCL_LF_Yr | Lighting | FRACTION | Wknd | 2014-06-01 | 2014-08-07 | Hourly | 0.0563 | 0.0563 | 0.0563 | 0.0563 | 0.0563 | 0.0563 | 0.0563 | 0.1313 | 0.2252 | 0.2252 | 0.2252 | 0.2252 | 0.2252 | 0.2252 | 0.2252 | 0.2252 | 0.2252 | 0.0844 | 0.0563 | 0.0563 | 0.0563 | 0.0563 | 0.0563 | 0.0563 | From eQ_Lib.dat in MASControl 2017
D17_EUn_CompCL_LF_Yr | Lighting | FRACTION | SmrDsn | 2014-08-08 | 2014-08-16 | Constant | 1 | [23 empty] | From eQ_Lib.dat in MASControl 2017
D17_EUn_CompCL_LF_Yr | Lighting | FRACTION | WntrDsn | 2014-08-08 | 2014-08-16 | Constant | 0 | [23 empty] | From eQ_Lib.dat in MASControl 2017
D17_EUn_CompCL_LF_Yr | Lighting | FRACTION | Default | 2014-08-08 | 2014-08-16 | Constant | 0.05 | [23 empty] | From eQ_Lib.dat in MASControl 2017
D17_EUn_CompCL_LF_Yr | Lighting | FRACTION | Default¦Wkdy | 2014-08-17 | 2014-12-11 | Hourly | 0.1 | 0.1 | 0.1 | 0.1 | 0.1 | 0.1 | 0.2333 | 0.5667 | 0.7 | 0.7 | 0.7 | 0.7 | 0.7 | 0.7 | 0.7 | 0.7 | 0.7 | 0.2 | 0.1 | 0.1 | 0.1 | 0.1 | 0.1 | 0.1 | From eQ_Lib.dat in MASControl 2017
D17_EUn_CompCL_LF_Yr | Lighting | FRACTION | Wknd | 2014-08-17 | 2014-12-11 | Hourly | 0.1 | 0.1 | 0.1 | 0.1 | 0.1 | 0.1 | 0.1 | 0.2222 | 0.375 | 0.375 | 0.375 | 0.375 | 0.375 | 0.375 | 0.375 | 0.375 | 0.375 | 0.1458 | 0.1 | 0.1 | 0.1 | 0.1 | 0.1 | 0.1 | From eQ_Lib.dat in MASControl 2017
D17_EUn_CompCL_LF_Yr | Lighting | FRACTION | SmrDsn | 2014-12-12 | 2014-12-31 | Constant | 1 | [23 empty] | From eQ_Lib.dat in MASControl 2017
D17_EUn_CompCL_LF_Yr | Lighting | FRACTION | WntrDsn | 2014-12-12 | 2014-12-31 | Constant | 0 | [23 empty] | From eQ_Lib.dat in MASControl 2017
D17_EUn_CompCL_LF_Yr | Lighting | FRACTION | Default | 2014-12-12 | 2014-12-31 | Constant | 0.05 | [23 empty] | From eQ_Lib.dat in MASControl 2017
D17_EUn_CompCL_LF_Yr | Lighting | FRACTION | WntrDsn | 2014-01-01 | 2014-12-31 | Constant | 0 | [23 empty] | From eQ_Lib.dat in MASControl 2017
D17_EUn_CompCL_LF_Yr | Lighting | FRACTION | SmrDsn | 2014-01-01 | 2014-12-31 | Constant | 1 | [23 empty] | From eQ_Lib.dat in MASControl 2017
D17_EUn_CompCL_LF_Yr | Lighting | FRACTION | Hol | 2014-01-01 | 2014-12-31 | Hourly | 0.0563 | 0.0563 | 0.0563 | 0.0563 | 0.0563 | 0.0563 | 0.0563 | 0.1313 | 0.2252 | 0.2252 | 0.2252 | 0.2252 | 0.2252 | 0.2252 | 0.2252 | 0.2252 | 0.2252 | 0.0844 | 0.0563 | 0.0563 | 0.0563 | 0.0563 | 0.0563 | 0.0563 | From eQ_Lib.dat in MASControl 2017
D17_EUn_Conf_CFL_Yr | Lighting | FRACTION | SmrDsn | 2014-01-01 | 2014-01-11 | Constant | 1 | [23 empty] | From eQ_Lib.dat in MASControl 2017
D17_EUn_Conf_CFL_Yr | Lighting | FRACTION | WntrDsn | 2014-01-01 | 2014-01-11 | Constant | 0 | [23 empty] | From eQ_Lib.dat in MASControl 2017
D17_EUn_Conf_CFL_Yr | Lighting | FRACTION | Default | 2014-01-01 | 2014-01-11 | Constant | 0.035 | [23 empty] | From eQ_Lib.dat in MASControl 2017
D17_EUn_Conf_CFL_Yr | Lighting | FRACTION | Default¦Wkdy | 2014-01-12 | 2014-04-03 | Hourly | 0.05 | 0.05 | 0.05 | 0.05 | 0.05 | 0.05 | 0.05 | 0.8417 | 0.9472 | 0.9472 | 1 | 1 | 0.8417 | 0.8417 | 0.9472 | 0.9472 | 1 | 0.8417 | 0.7361 | 0.6306 | 0.4194 | 0.1028 | 0.05 | 0.05 | From eQ_Lib.dat in MASControl 2017
D17_EUn_Conf_CFL_Yr | Lighting | FRACTION | Wknd | 2014-01-12 | 2014-04-03 | Hourly | 0.05 | 0.05 | 0.05 | 0.05 | 0.05 | 0.05 | 0.05 | 0.2 | 0.4 | 0.4 | 0.4 | 0.35 | 0.35 | 0.4 | 0.4 | 0.4 | 0.35 | 0.2 | 0.2 | 0.15 | 0.05 | 0.05 | 0.05 | 0.05 | From eQ_Lib.dat in MASControl 2017
D17_EUn_Conf_CFL_Yr | Lighting | FRACTION | SmrDsn | 2014-04-04 | 2014-04-12 | Constant | 1 | [23 empty] | From eQ_Lib.dat in MASControl 2017
D17_EUn_Conf_CFL_Yr | Lighting | FRACTION | WntrDsn | 2014-04-04 | 2014-04-12 | Constant | 0 | [23 empty] | From eQ_Lib.dat in MASControl 2017
D17_EUn_Conf_CFL_Yr | Lighting | FRACTION | Default | 2014-04-04 | 2014-04-12 | Constant | 0.035 | [23 empty] | From eQ_Lib.dat in MASControl 2017
D17_EUn_Conf_CFL_Yr | Lighting | FRACTION | Default¦Wkdy | 2014-04-13 | 2014-05-22 | Hourly | 0.05 | 0.05 | 0.05 | 0.05 | 0.05 | 0.05 | 0.05 | 0.8417 | 0.9472 | 0.9472 | 1 | 1 | 0.8417 | 0.8417 | 0.9472 | 0.9472 | 1 | 0.8417 | 0.7361 | 0.6306 | 0.4194 | 0.1028 | 0.05 | 0.05 | From eQ_Lib.dat in MASControl 2017
D17_EUn_Conf_CFL_Yr | Lighting | FRACTION | Wknd | 2014-04-13 | 2014-05-22 | Hourly | 0.05 | 0.05 | 0.05 | 0.05 | 0.05 | 0.05 | 0.05 | 0.2 | 0.4 | 0.4 | 0.4 | 0.35 | 0.35 | 0.4 | 0.4 | 0.4 | 0.35 | 0.2 | 0.2 | 0.15 | 0.05 | 0.05 | 0.05 | 0.05 | From eQ_Lib.dat in MASControl 2017
D17_EUn_Conf_CFL_Yr | Lighting | FRACTION | SmrDsn | 2014-05-23 | 2014-05-31 | Constant | 1 | [23 empty] | From eQ_Lib.dat in MASControl 2017
D17_EUn_Conf_CFL_Yr | Lighting | FRACTION | WntrDsn | 2014-05-23 | 2014-05-31 | Constant | 0 | [23 empty] | From eQ_Lib.dat in MASControl 2017
D17_EUn_Conf_CFL_Yr | Lighting | FRACTION | Default | 2014-05-23 | 2014-05-31 | Constant | 0.035 | [23 empty] | From eQ_Lib.dat in MASControl 2017
D17_EUn_Conf_CFL_Yr | Lighting | FRACTION | Default¦Wkdy | 2014-06-01 | 2014-08-07 | Hourly | 0.05 | 0.05 | 0.05 | 0.05 | 0.05 | 0.05 | 0.05 | 0.4771 | 0.534 | 0.534 | 0.5625 | 0.5625 | 0.4771 | 0.4771 | 0.534 | 0.534 | 0.5625 | 0.4771 | 0.4201 | 0.3632 | 0.2493 | 0.0785 | 0.05 | 0.05 | From eQ_Lib.dat in MASControl 2017
D17_EUn_Conf_CFL_Yr | Lighting | FRACTION | Wknd | 2014-06-01 | 2014-08-07 | Hourly | 0.05 | 0.05 | 0.05 | 0.05 | 0.05 | 0.05 | 0.05 | 0.1571 | 0.3 | 0.3 | 0.3 | 0.2643 | 0.2643 | 0.3 | 0.3 | 0.3 | 0.2643 | 0.1571 | 0.1571 | 0.1214 | 0.05 | 0.05 | 0.05 | 0.05 | From eQ_Lib.dat in MASControl 2017
D17_EUn_Conf_CFL_Yr | Lighting | FRACTION | SmrDsn | 2014-08-08 | 2014-08-16 | Constant | 1 | [23 empty] | From eQ_Lib.dat in MASControl 2017
D17_EUn_Conf_CFL_Yr | Lighting | FRACTION | WntrDsn | 2014-08-08 | 2014-08-16 | Constant | 0 | [23 empty] | From eQ_Lib.dat in MASControl 2017
D17_EUn_Conf_CFL_Yr | Lighting | FRACTION | Default | 2014-08-08 | 2014-08-16 | Constant | 0.035 | [23 empty] | From eQ_Lib.dat in MASControl 2017
D17_EUn_Conf_CFL_Yr | Lighting | FRACTION | Default¦Wkdy | 2014-08-17 | 2014-12-11 | Hourly | 0.05 | 0.05 | 0.05 | 0.05 | 0.05 | 0.05 | 0.05 | 0.8417 | 0.9472 | 0.9472 | 1 | 1 | 0.8417 | 0.8417 | 0.9472 | 0.9472 | 1 | 0.8417 | 0.7361 | 0.6306 | 0.4194 | 0.1028 | 0.05 | 0.05 | From eQ_Lib.dat in MASControl 2017
D17_EUn_Conf_CFL_Yr | Lighting | FRACTION | Wknd | 2014-08-17 | 2014-12-11 | Hourly | 0.05 | 0.05 | 0.05 | 0.05 | 0.05 | 0.05 | 0.05 | 0.2 | 0.4 | 0.4 | 0.4 | 0.35 | 0.35 | 0.4 | 0.4 | 0.4 | 0.35 | 0.2 | 0.2 | 0.15 | 0.05 | 0.05 | 0.05 | 0.05 | From eQ_Lib.dat in MASControl 2017
D17_EUn_Conf_CFL_Yr | Lighting | FRACTION | SmrDsn | 2014-12-12 | 2014-12-31 | Constant | 1 | [23 empty] | From eQ_Lib.dat in MASControl 2017
D17_EUn_Conf_CFL_Yr | Lighting | FRACTION | WntrDsn | 2014-12-12 | 2014-12-31 | Constant | 0 | [23 empty] | From eQ_Lib.dat in MASControl 2017
D17_EUn_Conf_CFL_Yr | Lighting | FRACTION | Default | 2014-12-12 | 2014-12-31 | Constant | 0.035 | [23 empty] | From eQ_Lib.dat in MASControl 2017
D17_EUn_Conf_CFL_Yr | Lighting | FRACTION | WntrDsn | 2014-01-01 | 2014-12-31 | Constant | 0 | [23 empty] | From eQ_Lib.dat in MASControl 2017
D17_EUn_Conf_CFL_Yr | Lighting | FRACTION | SmrDsn | 2014-01-01 | 2014-12-31 | Constant | 1 | [23 empty] | From eQ_Lib.dat in MASControl 2017
D17_EUn_Conf_CFL_Yr | Lighting | FRACTION | Hol | 2014-01-01 | 2014-12-31 | Constant | 0.05 | [23 empty] | From eQ_Lib.dat in MASControl 2017
D17_EUn_Conf_LF_Yr | Lighting | FRACTION | SmrDsn | 2014-01-01 | 2014-01-11 | Constant | 1 | [23 empty] | From eQ_Lib.dat in MASControl 2017
D17_EUn_Conf_LF_Yr | Lighting | FRACTION | WntrDsn | 2014-01-01 | 2014-01-11 | Constant | 0 | [23 empty] | From eQ_Lib.dat in MASControl 2017
D17_EUn_Conf_LF_Yr | Lighting | FRACTION | Default | 2014-01-01 | 2014-01-11 | Constant | 0.035 | [23 empty] | From eQ_Lib.dat in MASControl 2017
D17_EUn_Conf_LF_Yr | Lighting | FRACTION | Default¦Wkdy | 2014-01-12 | 2014-04-03 | Hourly | 0.05 | 0.05 | 0.05 | 0.05 | 0.05 | 0.05 | 0.05 | 0.8417 | 0.9472 | 0.9472 | 1 | 1 | 0.8417 | 0.8417 | 0.9472 | 0.9472 | 1 | 0.8417 | 0.7361 | 0.6306 | 0.4194 | 0.1028 | 0.05 | 0.05 | From eQ_Lib.dat in MASControl 2017
D17_EUn_Conf_LF_Yr | Lighting | FRACTION | Wknd | 2014-01-12 | 2014-04-03 | Hourly | 0.05 | 0.05 | 0.05 | 0.05 | 0.05 | 0.05 | 0.05 | 0.2 | 0.4 | 0.4 | 0.4 | 0.35 | 0.35 | 0.4 | 0.4 | 0.4 | 0.35 | 0.2 | 0.2 | 0.15 | 0.05 | 0.05 | 0.05 | 0.05 | From eQ_Lib.dat in MASControl 2017
D17_EUn_Conf_LF_Yr | Lighting | FRACTION | SmrDsn | 2014-04-04 | 2014-04-12 | Constant | 1 | [23 empty] | From eQ_Lib.dat in MASControl 2017
D17_EUn_Conf_LF_Yr | Lighting | FRACTION | WntrDsn | 2014-04-04 | 2014-04-12 | Constant | 0 | [23 empty] | From eQ_Lib.dat in MASControl 2017
D17_EUn_Conf_LF_Yr | Lighting | FRACTION | Default | 2014-04-04 | 2014-04-12 | Constant | 0.035 | [23 empty] | From eQ_Lib.dat in MASControl 2017
D17_EUn_Conf_LF_Yr | Lighting | FRACTION | Default¦Wkdy | 2014-04-13 | 2014-05-22 | Hourly | 0.05 | 0.05 | 0.05 | 0.05 | 0.05 | 0.05 | 0.05 | 0.8417 | 0.9472 | 0.9472 | 1 | 1 | 0.8417 | 0.8417 | 0.9472 | 0.9472 | 1 | 0.8417 | 0.7361 | 0.6306 | 0.4194 | 0.1028 | 0.05 | 0.05 | From eQ_Lib.dat in MASControl 2017
D17_EUn_Conf_LF_Yr | Lighting | FRACTION | Wknd | 2014-04-13 | 2014-05-22 | Hourly | 0.05 | 0.05 | 0.05 | 0.05 | 0.05 | 0.05 | 0.05 | 0.2 | 0.4 | 0.4 | 0.4 | 0.35 | 0.35 | 0.4 | 0.4 | 0.4 | 0.35 | 0.2 | 0.2 | 0.15 | 0.05 | 0.05 | 0.05 | 0.05 | From eQ_Lib.dat in MASControl 2017
D17_EUn_Conf_LF_Yr | Lighting | FRACTION | SmrDsn | 2014-05-23 | 2014-05-31 | Constant | 1 | [23 empty] | From eQ_Lib.dat in MASControl 2017
D17_EUn_Conf_LF_Yr | Lighting | FRACTION | WntrDsn | 2014-05-23 | 2014-05-31 | Constant | 0 | [23 empty] | From eQ_Lib.dat in MASControl 2017
D17_EUn_Conf_LF_Yr | Lighting | FRACTION | Default | 2014-05-23 | 2014-05-31 | Constant | 0.035 | [23 empty] | From eQ_Lib.dat in MASControl 2017
D17_EUn_Conf_LF_Yr | Lighting | FRACTION | Default¦Wkdy | 2014-06-01 | 2014-08-07 | Hourly | 0.05 | 0.05 | 0.05 | 0.05 | 0.05 | 0.05 | 0.05 | 0.4771 | 0.534 | 0.534 | 0.5625 | 0.5625 | 0.4771 | 0.4771 | 0.534 | 0.534 | 0.5625 | 0.4771 | 0.4201 | 0.3632 | 0.2493 | 0.0785 | 0.05 | 0.05 | From eQ_Lib.dat in MASControl 2017
D17_EUn_Conf_LF_Yr | Lighting | FRACTION | Wknd | 2014-06-01 | 2014-08-07 | Hourly | 0.05 | 0.05 | 0.05 | 0.05 | 0.05 | 0.05 | 0.05 | 0.1571 | 0.3 | 0.3 | 0.3 | 0.2643 | 0.2643 | 0.3 | 0.3 | 0.3 | 0.2643 | 0.1571 | 0.1571 | 0.1214 | 0.05 | 0.05 | 0.05 | 0.05 | From eQ_Lib.dat in MASControl 2017
D17_EUn_Conf_LF_Yr | Lighting | FRACTION | SmrDsn | 2014-08-08 | 2014-08-16 | Constant | 1 | [23 empty] | From eQ_Lib.dat in MASControl 2017
D17_EUn_Conf_LF_Yr | Lighting | FRACTION | WntrDsn | 2014-08-08 | 2014-08-16 | Constant | 0 | [23 empty] | From eQ_Lib.dat in MASControl 2017
D17_EUn_Conf_LF_Yr | Lighting | FRACTION | Default | 2014-08-08 | 2014-08-16 | Constant | 0.035 | [23 empty] | From eQ_Lib.dat in MASControl 2017
D17_EUn_Conf_LF_Yr | Lighting | FRACTION | Default¦Wkdy | 2014-08-17 | 2014-12-11 | Hourly | 0.05 | 0.05 | 0.05 | 0.05 | 0.05 | 0.05 | 0.05 | 0.8417 | 0.9472 | 0.9472 | 1 | 1 | 0.8417 | 0.8417 | 0.9472 | 0.9472 | 1 | 0.8417 | 0.7361 | 0.6306 | 0.4194 | 0.1028 | 0.05 | 0.05 | From eQ_Lib.dat in MASControl 2017
D17_EUn_Conf_LF_Yr | Lighting | FRACTION | Wknd | 2014-08-17 | 2014-12-11 | Hourly | 0.05 | 0.05 | 0.05 | 0.05 | 0.05 | 0.05 | 0.05 | 0.2 | 0.4 | 0.4 | 0.4 | 0.35 | 0.35 | 0.4 | 0.4 | 0.4 | 0.35 | 0.2 | 0.2 | 0.15 | 0.05 | 0.05 | 0.05 | 0.05 | From eQ_Lib.dat in MASControl 2017
D17_EUn_Conf_LF_Yr | Lighting | FRACTION | SmrDsn | 2014-12-12 | 2014-12-31 | Constant | 1 | [23 empty] | From eQ_Lib.dat in MASControl 2017
D17_EUn_Conf_LF_Yr | Lighting | FRACTION | WntrDsn | 2014-12-12 | 2014-12-31 | Constant | 0 | [23 empty] | From eQ_Lib.dat in MASControl 2017
D17_EUn_Conf_LF_Yr | Lighting | FRACTION | Default | 2014-12-12 | 2014-12-31 | Constant | 0.035 | [23 empty] | From eQ_Lib.dat in MASControl 2017
D17_EUn_Conf_LF_Yr | Lighting | FRACTION | WntrDsn | 2014-01-01 | 2014-12-31 | Constant | 0 | [23 empty] | From eQ_Lib.dat in MASControl 2017
D17_EUn_Conf_LF_Yr | Lighting | FRACTION | SmrDsn | 2014-01-01 | 2014-12-31 | Constant | 1 | [23 empty] | From eQ_Lib.dat in MASControl 2017
D17_EUn_Conf_LF_Yr | Lighting | FRACTION | Hol | 2014-01-01 | 2014-12-31 | Constant | 0.05 | [23 empty] | From eQ_Lib.dat in MASControl 2017
D17_EUn_Cordr_CFL_Yr | Lighting | FRACTION | SmrDsn | 2014-01-01 | 2014-01-11 | Constant | 1 | [23 empty] | From eQ_Lib.dat in MASControl 2017
D17_EUn_Cordr_CFL_Yr | Lighting | FRACTION | WntrDsn | 2014-01-01 | 2014-01-11 | Constant | 0 | [23 empty] | From eQ_Lib.dat in MASControl 2017
D17_EUn_Cordr_CFL_Yr | Lighting | FRACTION | Default | 2014-01-01 | 2014-01-11 | Constant | 0.035 | [23 empty] | From eQ_Lib.dat in MASControl 2017
D17_EUn_Cordr_CFL_Yr | Lighting | FRACTION | Default¦Wkdy | 2014-01-12 | 2014-04-03 | Hourly | 0.05 | 0.05 | 0.05 | 0.05 | 0.05 | 0.05 | 0.05 | 0.8417 | 0.9472 | 0.9472 | 1 | 1 | 0.8417 | 0.8417 | 0.9472 | 0.9472 | 1 | 0.8417 | 0.7361 | 0.6306 | 0.4194 | 0.1028 | 0.05 | 0.05 | From eQ_Lib.dat in MASControl 2017
D17_EUn_Cordr_CFL_Yr | Lighting | FRACTION | Wknd | 2014-01-12 | 2014-04-03 | Hourly | 0.05 | 0.05 | 0.05 | 0.05 | 0.05 | 0.05 | 0.05 | 0.2 | 0.4 | 0.4 | 0.4 | 0.35 | 0.35 | 0.4 | 0.4 | 0.4 | 0.35 | 0.2 | 0.2 | 0.15 | 0.05 | 0.05 | 0.05 | 0.05 | From eQ_Lib.dat in MASControl 2017
D17_EUn_Cordr_CFL_Yr | Lighting | FRACTION | SmrDsn | 2014-04-04 | 2014-04-12 | Constant | 1 | [23 empty] | From eQ_Lib.dat in MASControl 2017
D17_EUn_Cordr_CFL_Yr | Lighting | FRACTION | WntrDsn | 2014-04-04 | 2014-04-12 | Constant | 0 | [23 empty] | From eQ_Lib.dat in MASControl 2017
D17_EUn_Cordr_CFL_Yr | Lighting | FRACTION | Default | 2014-04-04 | 2014-04-12 | Constant | 0.035 | [23 empty] | From eQ_Lib.dat in MASControl 2017
D17_EUn_Cordr_CFL_Yr | Lighting | FRACTION | Default¦Wkdy | 2014-04-13 | 2014-05-22 | Hourly | 0.05 | 0.05 | 0.05 | 0.05 | 0.05 | 0.05 | 0.05 | 0.8417 | 0.9472 | 0.9472 | 1 | 1 | 0.8417 | 0.8417 | 0.9472 | 0.9472 | 1 | 0.8417 | 0.7361 | 0.6306 | 0.4194 | 0.1028 | 0.05 | 0.05 | From eQ_Lib.dat in MASControl 2017
D17_EUn_Cordr_CFL_Yr | Lighting | FRACTION | Wknd | 2014-04-13 | 2014-05-22 | Hourly | 0.05 | 0.05 | 0.05 | 0.05 | 0.05 | 0.05 | 0.05 | 0.2 | 0.4 | 0.4 | 0.4 | 0.35 | 0.35 | 0.4 | 0.4 | 0.4 | 0.35 | 0.2 | 0.2 | 0.15 | 0.05 | 0.05 | 0.05 | 0.05 | From eQ_Lib.dat in MASControl 2017
D17_EUn_Cordr_CFL_Yr | Lighting | FRACTION | SmrDsn | 2014-05-23 | 2014-05-31 | Constant | 1 | [23 empty] | From eQ_Lib.dat in MASControl 2017
D17_EUn_Cordr_CFL_Yr | Lighting | FRACTION | WntrDsn | 2014-05-23 | 2014-05-31 | Constant | 0 | [23 empty] | From eQ_Lib.dat in MASControl 2017
D17_EUn_Cordr_CFL_Yr | Lighting | FRACTION | Default | 2014-05-23 | 2014-05-31 | Constant | 0.035 | [23 empty] | From eQ_Lib.dat in MASControl 2017
D17_EUn_Cordr_CFL_Yr | Lighting | FRACTION | SmrDsn | 2014-06-01 | 2014-08-07 | Constant | 1 | [23 empty] | From eQ_Lib.dat in MASControl 2017
D17_EUn_Cordr_CFL_Yr | Lighting | FRACTION | WntrDsn | 2014-06-01 | 2014-08-07 | Constant | 0 | [23 empty] | From eQ_Lib.dat in MASControl 2017
D17_EUn_Cordr_CFL_Yr | Lighting | FRACTION | Default | 2014-06-01 | 2014-08-07 | Constant | 0.05 | [23 empty] | From eQ_Lib.dat in MASControl 2017
D17_EUn_Cordr_CFL_Yr | Lighting | FRACTION | SmrDsn | 2014-08-08 | 2014-08-16 | Constant | 1 | [23 empty] | From eQ_Lib.dat in MASControl 2017
D17_EUn_Cordr_CFL_Yr | Lighting | FRACTION | WntrDsn | 2014-08-08 | 2014-08-16 | Constant | 0 | [23 empty] | From eQ_Lib.dat in MASControl 2017
D17_EUn_Cordr_CFL_Yr | Lighting | FRACTION | Default | 2014-08-08 | 2014-08-16 | Constant | 0.035 | [23 empty] | From eQ_Lib.dat in MASControl 2017
D17_EUn_Cordr_CFL_Yr | Lighting | FRACTION | Default¦Wkdy | 2014-08-17 | 2014-12-11 | Hourly | 0.05 | 0.05 | 0.05 | 0.05 | 0.05 | 0.05 | 0.05 | 0.8417 | 0.9472 | 0.9472 | 1 | 1 | 0.8417 | 0.8417 | 0.9472 | 0.9472 | 1 | 0.8417 | 0.7361 | 0.6306 | 0.4194 | 0.1028 | 0.05 | 0.05 | From eQ_Lib.dat in MASControl 2017
D17_EUn_Cordr_CFL_Yr | Lighting | FRACTION | Wknd | 2014-08-17 | 2014-12-11 | Hourly | 0.05 | 0.05 | 0.05 | 0.05 | 0.05 | 0.05 | 0.05 | 0.2 | 0.4 | 0.4 | 0.4 | 0.35 | 0.35 | 0.4 | 0.4 | 0.4 | 0.35 | 0.2 | 0.2 | 0.15 | 0.05 | 0.05 | 0.05 | 0.05 | From eQ_Lib.dat in MASControl 2017
D17_EUn_Cordr_CFL_Yr | Lighting | FRACTION | SmrDsn | 2014-12-12 | 2014-12-31 | Constant | 1 | [23 empty] | From eQ_Lib.dat in MASControl 2017
D17_EUn_Cordr_CFL_Yr | Lighting | FRACTION | WntrDsn | 2014-12-12 | 2014-12-31 | Constant | 0 | [23 empty] | From eQ_Lib.dat in MASControl 2017
D17_EUn_Cordr_CFL_Yr | Lighting | FRACTION | Default | 2014-12-12 | 2014-12-31 | Constant | 0.035 | [23 empty] | From eQ_Lib.dat in MASControl 2017
D17_EUn_Cordr_CFL_Yr | Lighting | FRACTION | WntrDsn | 2014-01-01 | 2014-12-31 | Constant | 0 | [23 empty] | From eQ_Lib.dat in MASControl 2017
D17_EUn_Cordr_CFL_Yr | Lighting | FRACTION | SmrDsn | 2014-01-01 | 2014-12-31 | Constant | 1 | [23 empty] | From eQ_Lib.dat in MASControl 2017
D17_EUn_Cordr_CFL_Yr | Lighting | FRACTION | Hol | 2014-01-01 | 2014-12-31 | Constant | 0.05 | [23 empty] | From eQ_Lib.dat in MASControl 2017
D17_EUn_Cordr_LF_Yr | Lighting | FRACTION | SmrDsn | 2014-01-01 | 2014-01-11 | Constant | 1 | [23 empty] | From eQ_Lib.dat in MASControl 2017
D17_EUn_Cordr_LF_Yr | Lighting | FRACTION | WntrDsn | 2014-01-01 | 2014-01-11 | Constant | 0 | [23 empty] | From eQ_Lib.dat in MASControl 2017
D17_EUn_Cordr_LF_Yr | Lighting | FRACTION | Default | 2014-01-01 | 2014-01-11 | Constant | 0.035 | [23 empty] | From eQ_Lib.dat in MASControl 2017
D17_EUn_Cordr_LF_Yr | Lighting | FRACTION | Default¦Wkdy | 2014-01-12 | 2014-04-03 | Hourly | 0.05 | 0.05 | 0.05 | 0.05 | 0.05 | 0.05 | 0.05 | 0.8417 | 0.9472 | 0.9472 | 1 | 1 | 0.8417 | 0.8417 | 0.9472 | 0.9472 | 1 | 0.8417 | 0.7361 | 0.6306 | 0.4194 | 0.1028 | 0.05 | 0.05 | From eQ_Lib.dat in MASControl 2017
D17_EUn_Cordr_LF_Yr | Lighting | FRACTION | Wknd | 2014-01-12 | 2014-04-03 | Hourly | 0.05 | 0.05 | 0.05 | 0.05 | 0.05 | 0.05 | 0.05 | 0.2 | 0.4 | 0.4 | 0.4 | 0.35 | 0.35 | 0.4 | 0.4 | 0.4 | 0.35 | 0.2 | 0.2 | 0.15 | 0.05 | 0.05 | 0.05 | 0.05 | From eQ_Lib.dat in MASControl 2017
D17_EUn_Cordr_LF_Yr | Lighting | FRACTION | SmrDsn | 2014-04-04 | 2014-04-12 | Constant | 1 | [23 empty] | From eQ_Lib.dat in MASControl 2017
D17_EUn_Cordr_LF_Yr | Lighting | FRACTION | WntrDsn | 2014-04-04 | 2014-04-12 | Constant | 0 | [23 empty] | From eQ_Lib.dat in MASControl 2017
D17_EUn_Cordr_LF_Yr | Lighting | FRACTION | Default | 2014-04-04 | 2014-04-12 | Constant | 0.035 | [23 empty] | From eQ_Lib.dat in MASControl 2017
D17_EUn_Cordr_LF_Yr | Lighting | FRACTION | Default¦Wkdy | 2014-04-13 | 2014-05-22 | Hourly | 0.05 | 0.05 | 0.05 | 0.05 | 0.05 | 0.05 | 0.05 | 0.8417 | 0.9472 | 0.9472 | 1 | 1 | 0.8417 | 0.8417 | 0.9472 | 0.9472 | 1 | 0.8417 | 0.7361 | 0.6306 | 0.4194 | 0.1028 | 0.05 | 0.05 | From eQ_Lib.dat in MASControl 2017
D17_EUn_Cordr_LF_Yr | Lighting | FRACTION | Wknd | 2014-04-13 | 2014-05-22 | Hourly | 0.05 | 0.05 | 0.05 | 0.05 | 0.05 | 0.05 | 0.05 | 0.2 | 0.4 | 0.4 | 0.4 | 0.35 | 0.35 | 0.4 | 0.4 | 0.4 | 0.35 | 0.2 | 0.2 | 0.15 | 0.05 | 0.05 | 0.05 | 0.05 | From eQ_Lib.dat in MASControl 2017
D17_EUn_Cordr_LF_Yr | Lighting | FRACTION | SmrDsn | 2014-05-23 | 2014-05-31 | Constant | 1 | [23 empty] | From eQ_Lib.dat in MASControl 2017
D17_EUn_Cordr_LF_Yr | Lighting | FRACTION | WntrDsn | 2014-05-23 | 2014-05-31 | Constant | 0 | [23 empty] | From eQ_Lib.dat in MASControl 2017
D17_EUn_Cordr_LF_Yr | Lighting | FRACTION | Default | 2014-05-23 | 2014-05-31 | Constant | 0.035 | [23 empty] | From eQ_Lib.dat in MASControl 2017
D17_EUn_Cordr_LF_Yr | Lighting | FRACTION | SmrDsn | 2014-06-01 | 2014-08-07 | Constant | 1 | [23 empty] | From eQ_Lib.dat in MASControl 2017
D17_EUn_Cordr_LF_Yr | Lighting | FRACTION | WntrDsn | 2014-06-01 | 2014-08-07 | Constant | 0 | [23 empty] | From eQ_Lib.dat in MASControl 2017
D17_EUn_Cordr_LF_Yr | Lighting | FRACTION | Default | 2014-06-01 | 2014-08-07 | Constant | 0.05 | [23 empty] | From eQ_Lib.dat in MASControl 2017
D17_EUn_Cordr_LF_Yr | Lighting | FRACTION | SmrDsn | 2014-08-08 | 2014-08-16 | Constant | 1 | [23 empty] | From eQ_Lib.dat in MASControl 2017
D17_EUn_Cordr_LF_Yr | Lighting | FRACTION | WntrDsn | 2014-08-08 | 2014-08-16 | Constant | 0 | [23 empty] | From eQ_Lib.dat in MASControl 2017
D17_EUn_Cordr_LF_Yr | Lighting | FRACTION | Default | 2014-08-08 | 2014-08-16 | Constant | 0.035 | [23 empty] | From eQ_Lib.dat in MASControl 2017
D17_EUn_Cordr_LF_Yr | Lighting | FRACTION | Default¦Wkdy | 2014-08-17 | 2014-12-11 | Hourly | 0.05 | 0.05 | 0.05 | 0.05 | 0.05 | 0.05 | 0.05 | 0.8417 | 0.9472 | 0.9472 | 1 | 1 | 0.8417 | 0.8417 | 0.9472 | 0.9472 | 1 | 0.8417 | 0.7361 | 0.6306 | 0.4194 | 0.1028 | 0.05 | 0.05 | From eQ_Lib.dat in MASControl 2017
D17_EUn_Cordr_LF_Yr | Lighting | FRACTION | Wknd | 2014-08-17 | 2014-12-11 | Hourly | 0.05 | 0.05 | 0.05 | 0.05 | 0.05 | 0.05 | 0.05 | 0.2 | 0.4 | 0.4 | 0.4 | 0.35 | 0.35 | 0.4 | 0.4 | 0.4 | 0.35 | 0.2 | 0.2 | 0.15 | 0.05 | 0.05 | 0.05 | 0.05 | From eQ_Lib.dat in MASControl 2017
D17_EUn_Cordr_LF_Yr | Lighting | FRACTION | SmrDsn | 2014-12-12 | 2014-12-31 | Constant | 1 | [23 empty] | From eQ_Lib.dat in MASControl 2017
D17_EUn_Cordr_LF_Yr | Lighting | FRACTION | WntrDsn | 2014-12-12 | 2014-12-31 | Constant | 0 | [23 empty] | From eQ_Lib.dat in MASControl 2017
D17_EUn_Cordr_LF_Yr | Lighting | FRACTION | Default | 2014-12-12 | 2014-12-31 | Constant | 0.035 | [23 empty] | From eQ_Lib.dat in MASControl 2017
D17_EUn_Cordr_LF_Yr | Lighting | FRACTION | WntrDsn | 2014-01-01 | 2014-12-31 | Constant | 0 | [23 empty] | From eQ_Lib.dat in MASControl 2017
D17_EUn_Cordr_LF_Yr | Lighting | FRACTION | SmrDsn | 2014-01-01 | 2014-12-31 | Constant | 1 | [23 empty] | From eQ_Lib.dat in MASControl 2017
D17_EUn_Cordr_LF_Yr | Lighting | FRACTION | Hol | 2014-01-01 | 2014-12-31 | Constant | 0.05 | [23 empty] | From eQ_Lib.dat in MASControl 2017
D17_EUn_Din_CFL_Yr | Lighting | FRACTION | SmrDsn | 2014-01-01 | 2014-01-11 | Constant | 1 | [23 empty] | From eQ_Lib.dat in MASControl 2017
D17_EUn_Din_CFL_Yr | Lighting | FRACTION | WntrDsn | 2014-01-01 | 2014-01-11 | Constant | 0 | [23 empty] | From eQ_Lib.dat in MASControl 2017
D17_EUn_Din_CFL_Yr | Lighting | FRACTION | Default | 2014-01-01 | 2014-01-11 | Constant | 0.035 | [23 empty] | From eQ_Lib.dat in MASControl 2017
D17_EUn_Din_CFL_Yr | Lighting | FRACTION | Default¦Wkdy | 2014-01-12 | 2014-04-03 | Hourly | 0.1 | 0.1 | 0.1 | 0.1 | 0.1 | 0.1 | 0.2667 | 0.4333 | 0.85 | 0.85 | 0.85 | 0.85 | 0.85 | 0.85 | 0.85 | 0.85 | 0.85 | 0.85 | 0.85 | 0.225 | 0.1 | 0.1 | 0.1 | 0.1 | From eQ_Lib.dat in MASControl 2017
D17_EUn_Din_CFL_Yr | Lighting | FRACTION | Wknd | 2014-01-12 | 2014-04-03 | Hourly | 0.025 | 0.025 | 0.025 | 0.025 | 0.025 | 0.025 | 0.1028 | 0.1806 | 0.375 | 0.375 | 0.375 | 0.375 | 0.375 | 0.375 | 0.375 | 0.375 | 0.375 | 0.375 | 0.375 | 0.0833 | 0.025 | 0.025 | 0.025 | 0.025 | From eQ_Lib.dat in MASControl 2017
D17_EUn_Din_CFL_Yr | Lighting | FRACTION | SmrDsn | 2014-04-04 | 2014-04-12 | Constant | 1 | [23 empty] | From eQ_Lib.dat in MASControl 2017
D17_EUn_Din_CFL_Yr | Lighting | FRACTION | WntrDsn | 2014-04-04 | 2014-04-12 | Constant | 0 | [23 empty] | From eQ_Lib.dat in MASControl 2017
D17_EUn_Din_CFL_Yr | Lighting | FRACTION | Default | 2014-04-04 | 2014-04-12 | Constant | 0.035 | [23 empty] | From eQ_Lib.dat in MASControl 2017
D17_EUn_Din_CFL_Yr | Lighting | FRACTION | Default¦Wkdy | 2014-04-13 | 2014-05-22 | Hourly | 0.1 | 0.1 | 0.1 | 0.1 | 0.1 | 0.1 | 0.2667 | 0.4333 | 0.85 | 0.85 | 0.85 | 0.85 | 0.85 | 0.85 | 0.85 | 0.85 | 0.85 | 0.85 | 0.85 | 0.225 | 0.1 | 0.1 | 0.1 | 0.1 | From eQ_Lib.dat in MASControl 2017
D17_EUn_Din_CFL_Yr | Lighting | FRACTION | Wknd | 2014-04-13 | 2014-05-22 | Hourly | 0.025 | 0.025 | 0.025 | 0.025 | 0.025 | 0.025 | 0.1028 | 0.1806 | 0.375 | 0.375 | 0.375 | 0.375 | 0.375 | 0.375 | 0.375 | 0.375 | 0.375 | 0.375 | 0.375 | 0.0833 | 0.025 | 0.025 | 0.025 | 0.025 | From eQ_Lib.dat in MASControl 2017
D17_EUn_Din_CFL_Yr | Lighting | FRACTION | SmrDsn | 2014-05-23 | 2014-05-31 | Constant | 1 | [23 empty] | From eQ_Lib.dat in MASControl 2017
D17_EUn_Din_CFL_Yr | Lighting | FRACTION | WntrDsn | 2014-05-23 | 2014-05-31 | Constant | 0 | [23 empty] | From eQ_Lib.dat in MASControl 2017
D17_EUn_Din_CFL_Yr | Lighting | FRACTION | Default | 2014-05-23 | 2014-05-31 | Constant | 0.035 | [23 empty] | From eQ_Lib.dat in MASControl 2017
D17_EUn_Din_CFL_Yr | Lighting | FRACTION | Default¦Wkdy | 2014-06-01 | 2014-08-07 | Hourly | 0.0563 | 0.0563 | 0.0563 | 0.0563 | 0.0563 | 0.0563 | 0.1604 | 0.2646 | 0.525 | 0.525 | 0.525 | 0.525 | 0.525 | 0.525 | 0.525 | 0.525 | 0.525 | 0.525 | 0.525 | 0.1344 | 0.0563 | 0.0563 | 0.0563 | 0.0563 | From eQ_Lib.dat in MASControl 2017
D17_EUn_Din_CFL_Yr | Lighting | FRACTION | Wknd | 2014-06-01 | 2014-08-07 | Hourly | 0.025 | 0.025 | 0.025 | 0.025 | 0.025 | 0.025 | 0.0695 | 0.114 | 0.2252 | 0.2252 | 0.2252 | 0.2252 | 0.2252 | 0.2252 | 0.2252 | 0.2252 | 0.2252 | 0.2252 | 0.2252 | 0.0584 | 0.025 | 0.025 | 0.025 | 0.025 | From eQ_Lib.dat in MASControl 2017
D17_EUn_Din_CFL_Yr | Lighting | FRACTION | SmrDsn | 2014-08-08 | 2014-08-16 | Constant | 1 | [23 empty] | From eQ_Lib.dat in MASControl 2017
D17_EUn_Din_CFL_Yr | Lighting | FRACTION | WntrDsn | 2014-08-08 | 2014-08-16 | Constant | 0 | [23 empty] | From eQ_Lib.dat in MASControl 2017
D17_EUn_Din_CFL_Yr | Lighting | FRACTION | Default | 2014-08-08 | 2014-08-16 | Constant | 0.035 | [23 empty] | From eQ_Lib.dat in MASControl 2017
D17_EUn_Din_CFL_Yr | Lighting | FRACTION | Default¦Wkdy | 2014-08-17 | 2014-12-11 | Hourly | 0.1 | 0.1 | 0.1 | 0.1 | 0.1 | 0.1 | 0.2667 | 0.4333 | 0.85 | 0.85 | 0.85 | 0.85 | 0.85 | 0.85 | 0.85 | 0.85 | 0.85 | 0.85 | 0.85 | 0.225 | 0.1 | 0.1 | 0.1 | 0.1 | From eQ_Lib.dat in MASControl 2017
D17_EUn_Din_CFL_Yr | Lighting | FRACTION | Wknd | 2014-08-17 | 2014-12-11 | Hourly | 0.025 | 0.025 | 0.025 | 0.025 | 0.025 | 0.025 | 0.1028 | 0.1806 | 0.375 | 0.375 | 0.375 | 0.375 | 0.375 | 0.375 | 0.375 | 0.375 | 0.375 | 0.375 | 0.375 | 0.0833 | 0.025 | 0.025 | 0.025 | 0.025 | From eQ_Lib.dat in MASControl 2017
D17_EUn_Din_CFL_Yr | Lighting | FRACTION | SmrDsn | 2014-12-12 | 2014-12-31 | Constant | 1 | [23 empty] | From eQ_Lib.dat in MASControl 2017
D17_EUn_Din_CFL_Yr | Lighting | FRACTION | WntrDsn | 2014-12-12 | 2014-12-31 | Constant | 0 | [23 empty] | From eQ_Lib.dat in MASControl 2017
D17_EUn_Din_CFL_Yr | Lighting | FRACTION | Default | 2014-12-12 | 2014-12-31 | Constant | 0.035 | [23 empty] | From eQ_Lib.dat in MASControl 2017
D17_EUn_Din_CFL_Yr | Lighting | FRACTION | WntrDsn | 2014-01-01 | 2014-12-31 | Constant | 0 | [23 empty] | From eQ_Lib.dat in MASControl 2017
D17_EUn_Din_CFL_Yr | Lighting | FRACTION | SmrDsn | 2014-01-01 | 2014-12-31 | Constant | 1 | [23 empty] | From eQ_Lib.dat in MASControl 2017
D17_EUn_Din_CFL_Yr | Lighting | FRACTION | Hol | 2014-01-01 | 2014-12-31 | Hourly | 0.025 | 0.025 | 0.025 | 0.025 | 0.025 | 0.025 | 0.0695 | 0.114 | 0.2252 | 0.2252 | 0.2252 | 0.2252 | 0.2252 | 0.2252 | 0.2252 | 0.2252 | 0.2252 | 0.2252 | 0.2252 | 0.0584 | 0.025 | 0.025 | 0.025 | 0.025 | From eQ_Lib.dat in MASControl 2017
D17_EUn_Din_HB_Yr | Lighting | FRACTION | SmrDsn | 2014-01-01 | 2014-01-11 | Constant | 1 | [23 empty] | From eQ_Lib.dat in MASControl 2017
D17_EUn_Din_HB_Yr | Lighting | FRACTION | WntrDsn | 2014-01-01 | 2014-01-11 | Constant | 0 | [23 empty] | From eQ_Lib.dat in MASControl 2017
D17_EUn_Din_HB_Yr | Lighting | FRACTION | Default | 2014-01-01 | 2014-01-11 | Constant | 0.035 | [23 empty] | From eQ_Lib.dat in MASControl 2017
D17_EUn_Din_HB_Yr | Lighting | FRACTION | Default¦Wkdy | 2014-01-12 | 2014-04-03 | Hourly | 0.1 | 0.1 | 0.1 | 0.1 | 0.1 | 0.1 | 0.2667 | 0.4333 | 0.85 | 0.85 | 0.85 | 0.85 | 0.85 | 0.85 | 0.85 | 0.85 | 0.85 | 0.85 | 0.85 | 0.225 | 0.1 | 0.1 | 0.1 | 0.1 | From eQ_Lib.dat in MASControl 2017
D17_EUn_Din_HB_Yr | Lighting | FRACTION | Wknd | 2014-01-12 | 2014-04-03 | Hourly | 0.025 | 0.025 | 0.025 | 0.025 | 0.025 | 0.025 | 0.1028 | 0.1806 | 0.375 | 0.375 | 0.375 | 0.375 | 0.375 | 0.375 | 0.375 | 0.375 | 0.375 | 0.375 | 0.375 | 0.0833 | 0.025 | 0.025 | 0.025 | 0.025 | From eQ_Lib.dat in MASControl 2017
D17_EUn_Din_HB_Yr | Lighting | FRACTION | SmrDsn | 2014-04-04 | 2014-04-12 | Constant | 1 | [23 empty] | From eQ_Lib.dat in MASControl 2017
D17_EUn_Din_HB_Yr | Lighting | FRACTION | WntrDsn | 2014-04-04 | 2014-04-12 | Constant | 0 | [23 empty] | From eQ_Lib.dat in MASControl 2017
D17_EUn_Din_HB_Yr | Lighting | FRACTION | Default | 2014-04-04 | 2014-04-12 | Constant | 0.035 | [23 empty] | From eQ_Lib.dat in MASControl 2017
D17_EUn_Din_HB_Yr | Lighting | FRACTION | Default¦Wkdy | 2014-04-13 | 2014-05-22 | Hourly | 0.1 | 0.1 | 0.1 | 0.1 | 0.1 | 0.1 | 0.2667 | 0.4333 | 0.85 | 0.85 | 0.85 | 0.85 | 0.85 | 0.85 | 0.85 | 0.85 | 0.85 | 0.85 | 0.85 | 0.225 | 0.1 | 0.1 | 0.1 | 0.1 | From eQ_Lib.dat in MASControl 2017
D17_EUn_Din_HB_Yr | Lighting | FRACTION | Wknd | 2014-04-13 | 2014-05-22 | Hourly | 0.025 | 0.025 | 0.025 | 0.025 | 0.025 | 0.025 | 0.1028 | 0.1806 | 0.375 | 0.375 | 0.375 | 0.375 | 0.375 | 0.375 | 0.375 | 0.375 | 0.375 | 0.375 | 0.375 | 0.0833 | 0.025 | 0.025 | 0.025 | 0.025 | From eQ_Lib.dat in MASControl 2017
D17_EUn_Din_HB_Yr | Lighting | FRACTION | SmrDsn | 2014-05-23 | 2014-05-31 | Constant | 1 | [23 empty] | From eQ_Lib.dat in MASControl 2017
D17_EUn_Din_HB_Yr | Lighting | FRACTION | WntrDsn | 2014-05-23 | 2014-05-31 | Constant | 0 | [23 empty] | From eQ_Lib.dat in MASControl 2017
D17_EUn_Din_HB_Yr | Lighting | FRACTION | Default | 2014-05-23 | 2014-05-31 | Constant | 0.035 | [23 empty] | From eQ_Lib.dat in MASControl 2017
D17_EUn_Din_HB_Yr | Lighting | FRACTION | Default¦Wkdy | 2014-06-01 | 2014-08-07 | Hourly | 0.0563 | 0.0563 | 0.0563 | 0.0563 | 0.0563 | 0.0563 | 0.1604 | 0.2646 | 0.525 | 0.525 | 0.525 | 0.525 | 0.525 | 0.525 | 0.525 | 0.525 | 0.525 | 0.525 | 0.525 | 0.1344 | 0.0563 | 0.0563 | 0.0563 | 0.0563 | From eQ_Lib.dat in MASControl 2017
D17_EUn_Din_HB_Yr | Lighting | FRACTION | Wknd | 2014-06-01 | 2014-08-07 | Hourly | 0.025 | 0.025 | 0.025 | 0.025 | 0.025 | 0.025 | 0.0695 | 0.114 | 0.2252 | 0.2252 | 0.2252 | 0.2252 | 0.2252 | 0.2252 | 0.2252 | 0.2252 | 0.2252 | 0.2252 | 0.2252 | 0.0584 | 0.025 | 0.025 | 0.025 | 0.025 | From eQ_Lib.dat in MASControl 2017
D17_EUn_Din_HB_Yr | Lighting | FRACTION | SmrDsn | 2014-08-08 | 2014-08-16 | Constant | 1 | [23 empty] | From eQ_Lib.dat in MASControl 2017
D17_EUn_Din_HB_Yr | Lighting | FRACTION | WntrDsn | 2014-08-08 | 2014-08-16 | Constant | 0 | [23 empty] | From eQ_Lib.dat in MASControl 2017
D17_EUn_Din_HB_Yr | Lighting | FRACTION | Default | 2014-08-08 | 2014-08-16 | Constant | 0.035 | [23 empty] | From eQ_Lib.dat in MASControl 2017
D17_EUn_Din_HB_Yr | Lighting | FRACTION | Default¦Wkdy | 2014-08-17 | 2014-12-11 | Hourly | 0.1 | 0.1 | 0.1 | 0.1 | 0.1 | 0.1 | 0.2667 | 0.4333 | 0.85 | 0.85 | 0.85 | 0.85 | 0.85 | 0.85 | 0.85 | 0.85 | 0.85 | 0.85 | 0.85 | 0.225 | 0.1 | 0.1 | 0.1 | 0.1 | From eQ_Lib.dat in MASControl 2017
D17_EUn_Din_HB_Yr | Lighting | FRACTION | Wknd | 2014-08-17 | 2014-12-11 | Hourly | 0.025 | 0.025 | 0.025 | 0.025 | 0.025 | 0.025 | 0.1028 | 0.1806 | 0.375 | 0.375 | 0.375 | 0.375 | 0.375 | 0.375 | 0.375 | 0.375 | 0.375 | 0.375 | 0.375 | 0.0833 | 0.025 | 0.025 | 0.025 | 0.025 | From eQ_Lib.dat in MASControl 2017
D17_EUn_Din_HB_Yr | Lighting | FRACTION | SmrDsn | 2014-12-12 | 2014-12-31 | Constant | 1 | [23 empty] | From eQ_Lib.dat in MASControl 2017
D17_EUn_Din_HB_Yr | Lighting | FRACTION | WntrDsn | 2014-12-12 | 2014-12-31 | Constant | 0 | [23 empty] | From eQ_Lib.dat in MASControl 2017
D17_EUn_Din_HB_Yr | Lighting | FRACTION | Default | 2014-12-12 | 2014-12-31 | Constant | 0.035 | [23 empty] | From eQ_Lib.dat in MASControl 2017
D17_EUn_Din_HB_Yr | Lighting | FRACTION | WntrDsn | 2014-01-01 | 2014-12-31 | Constant | 0 | [23 empty] | From eQ_Lib.dat in MASControl 2017
D17_EUn_Din_HB_Yr | Lighting | FRACTION | SmrDsn | 2014-01-01 | 2014-12-31 | Constant | 1 | [23 empty] | From eQ_Lib.dat in MASControl 2017
D17_EUn_Din_HB_Yr | Lighting | FRACTION | Hol | 2014-01-01 | 2014-12-31 | Hourly | 0.025 | 0.025 | 0.025 | 0.025 | 0.025 | 0.025 | 0.0695 | 0.114 | 0.2252 | 0.2252 | 0.2252 | 0.2252 | 0.2252 | 0.2252 | 0.2252 | 0.2252 | 0.2252 | 0.2252 | 0.2252 | 0.0584 | 0.025 | 0.025 | 0.025 | 0.025 | From eQ_Lib.dat in MASControl 2017
D17_EUn_Din_LF_Yr | Lighting | FRACTION | SmrDsn | 2014-01-01 | 2014-01-11 | Constant | 1 | [23 empty] | From eQ_Lib.dat in MASControl 2017
D17_EUn_Din_LF_Yr | Lighting | FRACTION | WntrDsn | 2014-01-01 | 2014-01-11 | Constant | 0 | [23 empty] | From eQ_Lib.dat in MASControl 2017
D17_EUn_Din_LF_Yr | Lighting | FRACTION | Default | 2014-01-01 | 2014-01-11 | Constant | 0.035 | [23 empty] | From eQ_Lib.dat in MASControl 2017
D17_EUn_Din_LF_Yr | Lighting | FRACTION | Default¦Wkdy | 2014-01-12 | 2014-04-03 | Hourly | 0.1 | 0.1 | 0.1 | 0.1 | 0.1 | 0.1 | 0.2667 | 0.4333 | 0.85 | 0.85 | 0.85 | 0.85 | 0.85 | 0.85 | 0.85 | 0.85 | 0.85 | 0.85 | 0.85 | 0.225 | 0.1 | 0.1 | 0.1 | 0.1 | From eQ_Lib.dat in MASControl 2017
D17_EUn_Din_LF_Yr | Lighting | FRACTION | Wknd | 2014-01-12 | 2014-04-03 | Hourly | 0.025 | 0.025 | 0.025 | 0.025 | 0.025 | 0.025 | 0.1028 | 0.1806 | 0.375 | 0.375 | 0.375 | 0.375 | 0.375 | 0.375 | 0.375 | 0.375 | 0.375 | 0.375 | 0.375 | 0.0833 | 0.025 | 0.025 | 0.025 | 0.025 | From eQ_Lib.dat in MASControl 2017
D17_EUn_Din_LF_Yr | Lighting | FRACTION | SmrDsn | 2014-04-04 | 2014-04-12 | Constant | 1 | [23 empty] | From eQ_Lib.dat in MASControl 2017
D17_EUn_Din_LF_Yr | Lighting | FRACTION | WntrDsn | 2014-04-04 | 2014-04-12 | Constant | 0 | [23 empty] | From eQ_Lib.dat in MASControl 2017
D17_EUn_Din_LF_Yr | Lighting | FRACTION | Default | 2014-04-04 | 2014-04-12 | Constant | 0.035 | [23 empty] | From eQ_Lib.dat in MASControl 2017
D17_EUn_Din_LF_Yr | Lighting | FRACTION | Default¦Wkdy | 2014-04-13 | 2014-05-22 | Hourly | 0.1 | 0.1 | 0.1 | 0.1 | 0.1 | 0.1 | 0.2667 | 0.4333 | 0.85 | 0.85 | 0.85 | 0.85 | 0.85 | 0.85 | 0.85 | 0.85 | 0.85 | 0.85 | 0.85 | 0.225 | 0.1 | 0.1 | 0.1 | 0.1 | From eQ_Lib.dat in MASControl 2017
D17_EUn_Din_LF_Yr | Lighting | FRACTION | Wknd | 2014-04-13 | 2014-05-22 | Hourly | 0.025 | 0.025 | 0.025 | 0.025 | 0.025 | 0.025 | 0.1028 | 0.1806 | 0.375 | 0.375 | 0.375 | 0.375 | 0.375 | 0.375 | 0.375 | 0.375 | 0.375 | 0.375 | 0.375 | 0.0833 | 0.025 | 0.025 | 0.025 | 0.025 | From eQ_Lib.dat in MASControl 2017
D17_EUn_Din_LF_Yr | Lighting | FRACTION | SmrDsn | 2014-05-23 | 2014-05-31 | Constant | 1 | [23 empty] | From eQ_Lib.dat in MASControl 2017
D17_EUn_Din_LF_Yr | Lighting | FRACTION | WntrDsn | 2014-05-23 | 2014-05-31 | Constant | 0 | [23 empty] | From eQ_Lib.dat in MASControl 2017
D17_EUn_Din_LF_Yr | Lighting | FRACTION | Default | 2014-05-23 | 2014-05-31 | Constant | 0.035 | [23 empty] | From eQ_Lib.dat in MASControl 2017
D17_EUn_Din_LF_Yr | Lighting | FRACTION | Default¦Wkdy | 2014-06-01 | 2014-08-07 | Hourly | 0.0563 | 0.0563 | 0.0563 | 0.0563 | 0.0563 | 0.0563 | 0.1604 | 0.2646 | 0.525 | 0.525 | 0.525 | 0.525 | 0.525 | 0.525 | 0.525 | 0.525 | 0.525 | 0.525 | 0.525 | 0.1344 | 0.0563 | 0.0563 | 0.0563 | 0.0563 | From eQ_Lib.dat in MASControl 2017
D17_EUn_Din_LF_Yr | Lighting | FRACTION | Wknd | 2014-06-01 | 2014-08-07 | Hourly | 0.025 | 0.025 | 0.025 | 0.025 | 0.025 | 0.025 | 0.0695 | 0.114 | 0.2252 | 0.2252 | 0.2252 | 0.2252 | 0.2252 | 0.2252 | 0.2252 | 0.2252 | 0.2252 | 0.2252 | 0.2252 | 0.0584 | 0.025 | 0.025 | 0.025 | 0.025 | From eQ_Lib.dat in MASControl 2017
D17_EUn_Din_LF_Yr | Lighting | FRACTION | SmrDsn | 2014-08-08 | 2014-08-16 | Constant | 1 | [23 empty] | From eQ_Lib.dat in MASControl 2017
D17_EUn_Din_LF_Yr | Lighting | FRACTION | WntrDsn | 2014-08-08 | 2014-08-16 | Constant | 0 | [23 empty] | From eQ_Lib.dat in MASControl 2017
D17_EUn_Din_LF_Yr | Lighting | FRACTION | Default | 2014-08-08 | 2014-08-16 | Constant | 0.035 | [23 empty] | From eQ_Lib.dat in MASControl 2017
D17_EUn_Din_LF_Yr | Lighting | FRACTION | Default¦Wkdy | 2014-08-17 | 2014-12-11 | Hourly | 0.1 | 0.1 | 0.1 | 0.1 | 0.1 | 0.1 | 0.2667 | 0.4333 | 0.85 | 0.85 | 0.85 | 0.85 | 0.85 | 0.85 | 0.85 | 0.85 | 0.85 | 0.85 | 0.85 | 0.225 | 0.1 | 0.1 | 0.1 | 0.1 | From eQ_Lib.dat in MASControl 2017
D17_EUn_Din_LF_Yr | Lighting | FRACTION | Wknd | 2014-08-17 | 2014-12-11 | Hourly | 0.025 | 0.025 | 0.025 | 0.025 | 0.025 | 0.025 | 0.1028 | 0.1806 | 0.375 | 0.375 | 0.375 | 0.375 | 0.375 | 0.375 | 0.375 | 0.375 | 0.375 | 0.375 | 0.375 | 0.0833 | 0.025 | 0.025 | 0.025 | 0.025 | From eQ_Lib.dat in MASControl 2017
D17_EUn_Din_LF_Yr | Lighting | FRACTION | SmrDsn | 2014-12-12 | 2014-12-31 | Constant | 1 | [23 empty] | From eQ_Lib.dat in MASControl 2017
D17_EUn_Din_LF_Yr | Lighting | FRACTION | WntrDsn | 2014-12-12 | 2014-12-31 | Constant | 0 | [23 empty] | From eQ_Lib.dat in MASControl 2017
D17_EUn_Din_LF_Yr | Lighting | FRACTION | Default | 2014-12-12 | 2014-12-31 | Constant | 0.035 | [23 empty] | From eQ_Lib.dat in MASControl 2017
D17_EUn_Din_LF_Yr | Lighting | FRACTION | WntrDsn | 2014-01-01 | 2014-12-31 | Constant | 0 | [23 empty] | From eQ_Lib.dat in MASControl 2017
D17_EUn_Din_LF_Yr | Lighting | FRACTION | SmrDsn | 2014-01-01 | 2014-12-31 | Constant | 1 | [23 empty] | From eQ_Lib.dat in MASControl 2017
D17_EUn_Din_LF_Yr | Lighting | FRACTION | Hol | 2014-01-01 | 2014-12-31 | Hourly | 0.025 | 0.025 | 0.025 | 0.025 | 0.025 | 0.025 | 0.0695 | 0.114 | 0.2252 | 0.2252 | 0.2252 | 0.2252 | 0.2252 | 0.2252 | 0.2252 | 0.2252 | 0.2252 | 0.2252 | 0.2252 | 0.0584 | 0.025 | 0.025 | 0.025 | 0.025 | From eQ_Lib.dat in MASControl 2017
D17_EUn_Dorm_CFL_Yr | Lighting | FRACTION | SmrDsn | 2014-01-01 | 2014-01-11 | Constant | 1 | [23 empty] | From eQ_Lib.dat in MASControl 2017
D17_EUn_Dorm_CFL_Yr | Lighting | FRACTION | WntrDsn | 2014-01-01 | 2014-01-11 | Constant | 0 | [23 empty] | From eQ_Lib.dat in MASControl 2017
D17_EUn_Dorm_CFL_Yr | Lighting | FRACTION | Default | 2014-01-01 | 2014-01-11 | Constant | 0.02 | [23 empty] | From eQ_Lib.dat in MASControl 2017
D17_EUn_Dorm_CFL_Yr | Lighting | FRACTION | Default¦Wkdy | 2014-01-12 | 2014-04-03 | Hourly | 0.045 | 0.045 | 0.045 | 0.045 | 0.045 | 0.045 | 0.045 | 0.045 | 0.1781 | 0.1781 | 0.1781 | 0.1781 | 0.1781 | 0.1781 | 0.1781 | 0.1781 | 0.1781 | 0.3113 | 0.3113 | 0.4 | 0.4 | 0.4 | 0.1338 | 0.1338 | From eQ_Lib.dat in MASControl 2017
D17_EUn_Dorm_CFL_Yr | Lighting | FRACTION | Wknd | 2014-01-12 | 2014-04-03 | Hourly | 0.045 | 0.045 | 0.045 | 0.045 | 0.045 | 0.045 | 0.045 | 0.045 | 0.045 | 0.045 | 0.2669 | 0.2669 | 0.2669 | 0.2669 | 0.2669 | 0.2669 | 0.2669 | 0.2669 | 0.2669 | 0.2669 | 0.2669 | 0.2669 | 0.4 | 0.4 | From eQ_Lib.dat in MASControl 2017
D17_EUn_Dorm_CFL_Yr | Lighting | FRACTION | SmrDsn | 2014-04-04 | 2014-04-12 | Constant | 1 | [23 empty] | From eQ_Lib.dat in MASControl 2017
D17_EUn_Dorm_CFL_Yr | Lighting | FRACTION | WntrDsn | 2014-04-04 | 2014-04-12 | Constant | 0 | [23 empty] | From eQ_Lib.dat in MASControl 2017
D17_EUn_Dorm_CFL_Yr | Lighting | FRACTION | Default | 2014-04-04 | 2014-04-12 | Constant | 0.02 | [23 empty] | From eQ_Lib.dat in MASControl 2017
D17_EUn_Dorm_CFL_Yr | Lighting | FRACTION | Default¦Wkdy | 2014-04-13 | 2014-05-22 | Hourly | 0.045 | 0.045 | 0.045 | 0.045 | 0.045 | 0.045 | 0.045 | 0.045 | 0.1781 | 0.1781 | 0.1781 | 0.1781 | 0.1781 | 0.1781 | 0.1781 | 0.1781 | 0.1781 | 0.3113 | 0.3113 | 0.4 | 0.4 | 0.4 | 0.1338 | 0.1338 | From eQ_Lib.dat in MASControl 2017
D17_EUn_Dorm_CFL_Yr | Lighting | FRACTION | Wknd | 2014-04-13 | 2014-05-22 | Hourly | 0.045 | 0.045 | 0.045 | 0.045 | 0.045 | 0.045 | 0.045 | 0.045 | 0.045 | 0.045 | 0.2669 | 0.2669 | 0.2669 | 0.2669 | 0.2669 | 0.2669 | 0.2669 | 0.2669 | 0.2669 | 0.2669 | 0.2669 | 0.2669 | 0.4 | 0.4 | From eQ_Lib.dat in MASControl 2017
D17_EUn_Dorm_CFL_Yr | Lighting | FRACTION | SmrDsn | 2014-05-23 | 2014-05-31 | Constant | 1 | [23 empty] | From eQ_Lib.dat in MASControl 2017
D17_EUn_Dorm_CFL_Yr | Lighting | FRACTION | WntrDsn | 2014-05-23 | 2014-05-31 | Constant | 0 | [23 empty] | From eQ_Lib.dat in MASControl 2017
D17_EUn_Dorm_CFL_Yr | Lighting | FRACTION | Default | 2014-05-23 | 2014-05-31 | Constant | 0.02 | [23 empty] | From eQ_Lib.dat in MASControl 2017
D17_EUn_Dorm_CFL_Yr | Lighting | FRACTION | Default¦Wkdy | 2014-06-01 | 2014-08-07 | Hourly | 0.0338 | 0.0338 | 0.0338 | 0.0338 | 0.0338 | 0.0338 | 0.0338 | 0.0338 | 0.0914 | 0.0914 | 0.0914 | 0.0914 | 0.0914 | 0.0914 | 0.0914 | 0.0914 | 0.0914 | 0.1491 | 0.1491 | 0.1875 | 0.1875 | 0.1875 | 0.0722 | 0.0722 | From eQ_Lib.dat in MASControl 2017
D17_EUn_Dorm_CFL_Yr | Lighting | FRACTION | Wknd | 2014-06-01 | 2014-08-07 | Hourly | 0.0338 | 0.0338 | 0.0338 | 0.0338 | 0.0338 | 0.0338 | 0.0338 | 0.0338 | 0.0338 | 0.0338 | 0.1298 | 0.1298 | 0.1298 | 0.1298 | 0.1298 | 0.1298 | 0.1298 | 0.1298 | 0.1298 | 0.1298 | 0.1298 | 0.1298 | 0.1875 | 0.1875 | From eQ_Lib.dat in MASControl 2017
D17_EUn_Dorm_CFL_Yr | Lighting | FRACTION | SmrDsn | 2014-08-08 | 2014-08-16 | Constant | 1 | [23 empty] | From eQ_Lib.dat in MASControl 2017
D17_EUn_Dorm_CFL_Yr | Lighting | FRACTION | WntrDsn | 2014-08-08 | 2014-08-16 | Constant | 0 | [23 empty] | From eQ_Lib.dat in MASControl 2017
D17_EUn_Dorm_CFL_Yr | Lighting | FRACTION | Default | 2014-08-08 | 2014-08-16 | Constant | 0.02 | [23 empty] | From eQ_Lib.dat in MASControl 2017
D17_EUn_Dorm_CFL_Yr | Lighting | FRACTION | Default¦Wkdy | 2014-08-17 | 2014-12-11 | Hourly | 0.045 | 0.045 | 0.045 | 0.045 | 0.045 | 0.045 | 0.045 | 0.045 | 0.1781 | 0.1781 | 0.1781 | 0.1781 | 0.1781 | 0.1781 | 0.1781 | 0.1781 | 0.1781 | 0.3113 | 0.3113 | 0.4 | 0.4 | 0.4 | 0.1338 | 0.1338 | From eQ_Lib.dat in MASControl 2017
D17_EUn_Dorm_CFL_Yr | Lighting | FRACTION | Wknd | 2014-08-17 | 2014-12-11 | Hourly | 0.045 | 0.045 | 0.045 | 0.045 | 0.045 | 0.045 | 0.045 | 0.045 | 0.045 | 0.045 | 0.2669 | 0.2669 | 0.2669 | 0.2669 | 0.2669 | 0.2669 | 0.2669 | 0.2669 | 0.2669 | 0.2669 | 0.2669 | 0.2669 | 0.4 | 0.4 | From eQ_Lib.dat in MASControl 2017
D17_EUn_Dorm_CFL_Yr | Lighting | FRACTION | SmrDsn | 2014-12-12 | 2014-12-31 | Constant | 1 | [23 empty] | From eQ_Lib.dat in MASControl 2017
D17_EUn_Dorm_CFL_Yr | Lighting | FRACTION | WntrDsn | 2014-12-12 | 2014-12-31 | Constant | 0 | [23 empty] | From eQ_Lib.dat in MASControl 2017
D17_EUn_Dorm_CFL_Yr | Lighting | FRACTION | Default | 2014-12-12 | 2014-12-31 | Constant | 0.02 | [23 empty] | From eQ_Lib.dat in MASControl 2017
D17_EUn_Dorm_CFL_Yr | Lighting | FRACTION | WntrDsn | 2014-01-01 | 2014-12-31 | Constant | 0 | [23 empty] | From eQ_Lib.dat in MASControl 2017
D17_EUn_Dorm_CFL_Yr | Lighting | FRACTION | SmrDsn | 2014-01-01 | 2014-12-31 | Constant | 1 | [23 empty] | From eQ_Lib.dat in MASControl 2017
D17_EUn_Dorm_CFL_Yr | Lighting | FRACTION | Hol | 2014-01-01 | 2014-12-31 | Hourly | 0.0338 | 0.0338 | 0.0338 | 0.0338 | 0.0338 | 0.0338 | 0.0338 | 0.0338 | 0.0338 | 0.0338 | 0.1106 | 0.1106 | 0.1106 | 0.1106 | 0.1106 | 0.1106 | 0.1106 | 0.1106 | 0.1106 | 0.1106 | 0.1106 | 0.1106 | 0.1875 | 0.1875 | From eQ_Lib.dat in MASControl 2017
D17_EUn_Dorm_LF_Yr | Lighting | FRACTION | SmrDsn | 2014-01-01 | 2014-01-11 | Constant | 1 | [23 empty] | From eQ_Lib.dat in MASControl 2017
D17_EUn_Dorm_LF_Yr | Lighting | FRACTION | WntrDsn | 2014-01-01 | 2014-01-11 | Constant | 0 | [23 empty] | From eQ_Lib.dat in MASControl 2017
D17_EUn_Dorm_LF_Yr | Lighting | FRACTION | Default | 2014-01-01 | 2014-01-11 | Constant | 0.02 | [23 empty] | From eQ_Lib.dat in MASControl 2017
D17_EUn_Dorm_LF_Yr | Lighting | FRACTION | Default¦Wkdy | 2014-01-12 | 2014-04-03 | Hourly | 0.045 | 0.045 | 0.045 | 0.045 | 0.045 | 0.045 | 0.045 | 0.045 | 0.1781 | 0.1781 | 0.1781 | 0.1781 | 0.1781 | 0.1781 | 0.1781 | 0.1781 | 0.1781 | 0.3113 | 0.3113 | 0.4 | 0.4 | 0.4 | 0.1338 | 0.1338 | From eQ_Lib.dat in MASControl 2017
D17_EUn_Dorm_LF_Yr | Lighting | FRACTION | Wknd | 2014-01-12 | 2014-04-03 | Hourly | 0.045 | 0.045 | 0.045 | 0.045 | 0.045 | 0.045 | 0.045 | 0.045 | 0.045 | 0.045 | 0.2669 | 0.2669 | 0.2669 | 0.2669 | 0.2669 | 0.2669 | 0.2669 | 0.2669 | 0.2669 | 0.2669 | 0.2669 | 0.2669 | 0.4 | 0.4 | From eQ_Lib.dat in MASControl 2017
D17_EUn_Dorm_LF_Yr | Lighting | FRACTION | SmrDsn | 2014-04-04 | 2014-04-12 | Constant | 1 | [23 empty] | From eQ_Lib.dat in MASControl 2017
D17_EUn_Dorm_LF_Yr | Lighting | FRACTION | WntrDsn | 2014-04-04 | 2014-04-12 | Constant | 0 | [23 empty] | From eQ_Lib.dat in MASControl 2017
D17_EUn_Dorm_LF_Yr | Lighting | FRACTION | Default | 2014-04-04 | 2014-04-12 | Constant | 0.02 | [23 empty] | From eQ_Lib.dat in MASControl 2017
D17_EUn_Dorm_LF_Yr | Lighting | FRACTION | Default¦Wkdy | 2014-04-13 | 2014-05-22 | Hourly | 0.045 | 0.045 | 0.045 | 0.045 | 0.045 | 0.045 | 0.045 | 0.045 | 0.1781 | 0.1781 | 0.1781 | 0.1781 | 0.1781 | 0.1781 | 0.1781 | 0.1781 | 0.1781 | 0.3113 | 0.3113 | 0.4 | 0.4 | 0.4 | 0.1338 | 0.1338 | From eQ_Lib.dat in MASControl 2017
D17_EUn_Dorm_LF_Yr | Lighting | FRACTION | Wknd | 2014-04-13 | 2014-05-22 | Hourly | 0.045 | 0.045 | 0.045 | 0.045 | 0.045 | 0.045 | 0.045 | 0.045 | 0.045 | 0.045 | 0.2669 | 0.2669 | 0.2669 | 0.2669 | 0.2669 | 0.2669 | 0.2669 | 0.2669 | 0.2669 | 0.2669 | 0.2669 | 0.2669 | 0.4 | 0.4 | From eQ_Lib.dat in MASControl 2017
D17_EUn_Dorm_LF_Yr | Lighting | FRACTION | SmrDsn | 2014-05-23 | 2014-05-31 | Constant | 1 | [23 empty] | From eQ_Lib.dat in MASControl 2017
D17_EUn_Dorm_LF_Yr | Lighting | FRACTION | WntrDsn | 2014-05-23 | 2014-05-31 | Constant | 0 | [23 empty] | From eQ_Lib.dat in MASControl 2017
D17_EUn_Dorm_LF_Yr | Lighting | FRACTION | Default | 2014-05-23 | 2014-05-31 | Constant | 0.02 | [23 empty] | From eQ_Lib.dat in MASControl 2017
D17_EUn_Dorm_LF_Yr | Lighting | FRACTION | Default¦Wkdy | 2014-06-01 | 2014-08-07 | Hourly | 0.0338 | 0.0338 | 0.0338 | 0.0338 | 0.0338 | 0.0338 | 0.0338 | 0.0338 | 0.0914 | 0.0914 | 0.0914 | 0.0914 | 0.0914 | 0.0914 | 0.0914 | 0.0914 | 0.0914 | 0.1491 | 0.1491 | 0.1875 | 0.1875 | 0.1875 | 0.0722 | 0.0722 | From eQ_Lib.dat in MASControl 2017
D17_EUn_Dorm_LF_Yr | Lighting | FRACTION | Wknd | 2014-06-01 | 2014-08-07 | Hourly | 0.0338 | 0.0338 | 0.0338 | 0.0338 | 0.0338 | 0.0338 | 0.0338 | 0.0338 | 0.0338 | 0.0338 | 0.1298 | 0.1298 | 0.1298 | 0.1298 | 0.1298 | 0.1298 | 0.1298 | 0.1298 | 0.1298 | 0.1298 | 0.1298 | 0.1298 | 0.1875 | 0.1875 | From eQ_Lib.dat in MASControl 2017
D17_EUn_Dorm_LF_Yr | Lighting | FRACTION | SmrDsn | 2014-08-08 | 2014-08-16 | Constant | 1 | [23 empty] | From eQ_Lib.dat in MASControl 2017
D17_EUn_Dorm_LF_Yr | Lighting | FRACTION | WntrDsn | 2014-08-08 | 2014-08-16 | Constant | 0 | [23 empty] | From eQ_Lib.dat in MASControl 2017
D17_EUn_Dorm_LF_Yr | Lighting | FRACTION | Default | 2014-08-08 | 2014-08-16 | Constant | 0.02 | [23 empty] | From eQ_Lib.dat in MASControl 2017
D17_EUn_Dorm_LF_Yr | Lighting | FRACTION | Default¦Wkdy | 2014-08-17 | 2014-12-11 | Hourly | 0.045 | 0.045 | 0.045 | 0.045 | 0.045 | 0.045 | 0.045 | 0.045 | 0.1781 | 0.1781 | 0.1781 | 0.1781 | 0.1781 | 0.1781 | 0.1781 | 0.1781 | 0.1781 | 0.3113 | 0.3113 | 0.4 | 0.4 | 0.4 | 0.1338 | 0.1338 | From eQ_Lib.dat in MASControl 2017
D17_EUn_Dorm_LF_Yr | Lighting | FRACTION | Wknd | 2014-08-17 | 2014-12-11 | Hourly | 0.045 | 0.045 | 0.045 | 0.045 | 0.045 | 0.045 | 0.045 | 0.045 | 0.045 | 0.045 | 0.2669 | 0.2669 | 0.2669 | 0.2669 | 0.2669 | 0.2669 | 0.2669 | 0.2669 | 0.2669 | 0.2669 | 0.2669 | 0.2669 | 0.4 | 0.4 | From eQ_Lib.dat in MASControl 2017
D17_EUn_Dorm_LF_Yr | Lighting | FRACTION | SmrDsn | 2014-12-12 | 2014-12-31 | Constant | 1 | [23 empty] | From eQ_Lib.dat in MASControl 2017
D17_EUn_Dorm_LF_Yr | Lighting | FRACTION | WntrDsn | 2014-12-12 | 2014-12-31 | Constant | 0 | [23 empty] | From eQ_Lib.dat in MASControl 2017
D17_EUn_Dorm_LF_Yr | Lighting | FRACTION | Default | 2014-12-12 | 2014-12-31 | Constant | 0.02 | [23 empty] | From eQ_Lib.dat in MASControl 2017
D17_EUn_Dorm_LF_Yr | Lighting | FRACTION | WntrDsn | 2014-01-01 | 2014-12-31 | Constant | 0 | [23 empty] | From eQ_Lib.dat in MASControl 2017
D17_EUn_Dorm_LF_Yr | Lighting | FRACTION | SmrDsn | 2014-01-01 | 2014-12-31 | Constant | 1 | [23 empty] | From eQ_Lib.dat in MASControl 2017
D17_EUn_Dorm_LF_Yr | Lighting | FRACTION | Hol | 2014-01-01 | 2014-12-31 | Hourly | 0.0338 | 0.0338 | 0.0338 | 0.0338 | 0.0338 | 0.0338 | 0.0338 | 0.0338 | 0.0338 | 0.0338 | 0.1106 | 0.1106 | 0.1106 | 0.1106 | 0.1106 | 0.1106 | 0.1106 | 0.1106 | 0.1106 | 0.1106 | 0.1106 | 0.1106 | 0.1875 | 0.1875 | From eQ_Lib.dat in MASControl 2017
D17_EUn_Gym_CFL_Yr | Lighting | FRACTION | SmrDsn | 2014-01-01 | 2014-01-11 | Constant | 1 | [23 empty] | From eQ_Lib.dat in MASControl 2017
D17_EUn_Gym_CFL_Yr | Lighting | FRACTION | WntrDsn | 2014-01-01 | 2014-01-11 | Constant | 0 | [23 empty] | From eQ_Lib.dat in MASControl 2017
D17_EUn_Gym_CFL_Yr | Lighting | FRACTION | Default | 2014-01-01 | 2014-01-11 | Constant | 0.035 | [23 empty] | From eQ_Lib.dat in MASControl 2017
D17_EUn_Gym_CFL_Yr | Lighting | FRACTION | Default¦Wkdy | 2014-01-12 | 2014-04-03 | Hourly | 0.05 | 0.05 | 0.05 | 0.05 | 0.05 | 0.05 | 0.3579 | 0.5632 | 0.7 | 0.7 | 0.7 | 0.6316 | 0.6316 | 0.6316 | 0.7 | 0.7 | 0.7 | 0.6316 | 0.6316 | 0.6316 | 0.5632 | 0.4947 | 0.3579 | 0.1526 | From eQ_Lib.dat in MASControl 2017
D17_EUn_Gym_CFL_Yr | Lighting | FRACTION | Wknd | 2014-01-12 | 2014-04-03 | Hourly | 0.05 | 0.05 | 0.05 | 0.05 | 0.05 | 0.05 | 0.05 | 0.2079 | 0.25 | 0.25 | 0.25 | 0.2289 | 0.2289 | 0.2289 | 0.25 | 0.25 | 0.1868 | 0.1237 | 0.0816 | 0.05 | 0.05 | 0.05 | 0.05 | 0.05 | From eQ_Lib.dat in MASControl 2017
D17_EUn_Gym_CFL_Yr | Lighting | FRACTION | SmrDsn | 2014-04-04 | 2014-04-12 | Constant | 1 | [23 empty] | From eQ_Lib.dat in MASControl 2017
D17_EUn_Gym_CFL_Yr | Lighting | FRACTION | WntrDsn | 2014-04-04 | 2014-04-12 | Constant | 0 | [23 empty] | From eQ_Lib.dat in MASControl 2017
D17_EUn_Gym_CFL_Yr | Lighting | FRACTION | Default | 2014-04-04 | 2014-04-12 | Constant | 0.035 | [23 empty] | From eQ_Lib.dat in MASControl 2017
D17_EUn_Gym_CFL_Yr | Lighting | FRACTION | Default¦Wkdy | 2014-04-13 | 2014-05-22 | Hourly | 0.05 | 0.05 | 0.05 | 0.05 | 0.05 | 0.05 | 0.3579 | 0.5632 | 0.7 | 0.7 | 0.7 | 0.6316 | 0.6316 | 0.6316 | 0.7 | 0.7 | 0.7 | 0.6316 | 0.6316 | 0.6316 | 0.5632 | 0.4947 | 0.3579 | 0.1526 | From eQ_Lib.dat in MASControl 2017
D17_EUn_Gym_CFL_Yr | Lighting | FRACTION | Wknd | 2014-04-13 | 2014-05-22 | Hourly | 0.05 | 0.05 | 0.05 | 0.05 | 0.05 | 0.05 | 0.05 | 0.2079 | 0.25 | 0.25 | 0.25 | 0.2289 | 0.2289 | 0.2289 | 0.25 | 0.25 | 0.1868 | 0.1237 | 0.0816 | 0.05 | 0.05 | 0.05 | 0.05 | 0.05 | From eQ_Lib.dat in MASControl 2017
D17_EUn_Gym_CFL_Yr | Lighting | FRACTION | SmrDsn | 2014-05-23 | 2014-05-31 | Constant | 1 | [23 empty] | From eQ_Lib.dat in MASControl 2017
D17_EUn_Gym_CFL_Yr | Lighting | FRACTION | WntrDsn | 2014-05-23 | 2014-05-31 | Constant | 0 | [23 empty] | From eQ_Lib.dat in MASControl 2017
D17_EUn_Gym_CFL_Yr | Lighting | FRACTION | Default | 2014-05-23 | 2014-05-31 | Constant | 0.035 | [23 empty] | From eQ_Lib.dat in MASControl 2017
D17_EUn_Gym_CFL_Yr | Lighting | FRACTION | Default¦Wkdy | 2014-06-01 | 2014-08-07 | Hourly | 0.05 | 0.05 | 0.05 | 0.05 | 0.05 | 0.05 | 0.2395 | 0.3658 | 0.45 | 0.45 | 0.45 | 0.4079 | 0.4079 | 0.4079 | 0.45 | 0.45 | 0.45 | 0.4079 | 0.4079 | 0.3658 | 0.3237 | 0.2395 | 0.1132 | 0.05 | From eQ_Lib.dat in MASControl 2017
D17_EUn_Gym_CFL_Yr | Lighting | FRACTION | Wknd | 2014-06-01 | 2014-08-07 | Hourly | 0.05 | 0.05 | 0.05 | 0.05 | 0.05 | 0.05 | 0.05 | 0.1289 | 0.15 | 0.15 | 0.15 | 0.1395 | 0.1395 | 0.1395 | 0.15 | 0.1184 | 0.0868 | 0.0658 | 0.05 | 0.05 | 0.05 | 0.05 | 0.05 | 0.05 | From eQ_Lib.dat in MASControl 2017
D17_EUn_Gym_CFL_Yr | Lighting | FRACTION | SmrDsn | 2014-08-08 | 2014-08-16 | Constant | 1 | [23 empty] | From eQ_Lib.dat in MASControl 2017
D17_EUn_Gym_CFL_Yr | Lighting | FRACTION | WntrDsn | 2014-08-08 | 2014-08-16 | Constant | 0 | [23 empty] | From eQ_Lib.dat in MASControl 2017
D17_EUn_Gym_CFL_Yr | Lighting | FRACTION | Default | 2014-08-08 | 2014-08-16 | Constant | 0.035 | [23 empty] | From eQ_Lib.dat in MASControl 2017
D17_EUn_Gym_CFL_Yr | Lighting | FRACTION | Default¦Wkdy | 2014-08-17 | 2014-12-11 | Hourly | 0.05 | 0.05 | 0.05 | 0.05 | 0.05 | 0.05 | 0.3579 | 0.5632 | 0.7 | 0.7 | 0.7 | 0.6316 | 0.6316 | 0.6316 | 0.7 | 0.7 | 0.7 | 0.6316 | 0.6316 | 0.6316 | 0.5632 | 0.4947 | 0.3579 | 0.1526 | From eQ_Lib.dat in MASControl 2017
D17_EUn_Gym_CFL_Yr | Lighting | FRACTION | Wknd | 2014-08-17 | 2014-12-11 | Hourly | 0.05 | 0.05 | 0.05 | 0.05 | 0.05 | 0.05 | 0.05 | 0.2079 | 0.25 | 0.25 | 0.25 | 0.2289 | 0.2289 | 0.2289 | 0.25 | 0.25 | 0.1868 | 0.1237 | 0.0816 | 0.05 | 0.05 | 0.05 | 0.05 | 0.05 | From eQ_Lib.dat in MASControl 2017
D17_EUn_Gym_CFL_Yr | Lighting | FRACTION | SmrDsn | 2014-12-12 | 2014-12-31 | Constant | 1 | [23 empty] | From eQ_Lib.dat in MASControl 2017
D17_EUn_Gym_CFL_Yr | Lighting | FRACTION | WntrDsn | 2014-12-12 | 2014-12-31 | Constant | 0 | [23 empty] | From eQ_Lib.dat in MASControl 2017
D17_EUn_Gym_CFL_Yr | Lighting | FRACTION | Default | 2014-12-12 | 2014-12-31 | Constant | 0.035 | [23 empty] | From eQ_Lib.dat in MASControl 2017
D17_EUn_Gym_CFL_Yr | Lighting | FRACTION | WntrDsn | 2014-01-01 | 2014-12-31 | Constant | 0 | [23 empty] | From eQ_Lib.dat in MASControl 2017
D17_EUn_Gym_CFL_Yr | Lighting | FRACTION | SmrDsn | 2014-01-01 | 2014-12-31 | Constant | 1 | [23 empty] | From eQ_Lib.dat in MASControl 2017
D17_EUn_Gym_CFL_Yr | Lighting | FRACTION | Hol | 2014-01-01 | 2014-12-31 | Hourly | 0.05 | 0.05 | 0.05 | 0.05 | 0.05 | 0.05 | 0.05 | 0.05 | 0.05 | 0.05 | 0.15 | 0.15 | 0.05 | 0.05 | 0.05 | 0.05 | 0.05 | 0.05 | 0.05 | 0.05 | 0.05 | 0.05 | 0.05 | 0.05 | From eQ_Lib.dat in MASControl 2017
D17_EUn_Gym_HB_Yr | Lighting | FRACTION | SmrDsn | 2014-01-01 | 2014-01-11 | Constant | 1 | [23 empty] | From eQ_Lib.dat in MASControl 2017
D17_EUn_Gym_HB_Yr | Lighting | FRACTION | WntrDsn | 2014-01-01 | 2014-01-11 | Constant | 0 | [23 empty] | From eQ_Lib.dat in MASControl 2017
D17_EUn_Gym_HB_Yr | Lighting | FRACTION | Default | 2014-01-01 | 2014-01-11 | Constant | 0.035 | [23 empty] | From eQ_Lib.dat in MASControl 2017
D17_EUn_Gym_HB_Yr | Lighting | FRACTION | Default¦Wkdy | 2014-01-12 | 2014-04-03 | Hourly | 0.05 | 0.05 | 0.05 | 0.05 | 0.05 | 0.05 | 0.3579 | 0.5632 | 0.7 | 0.7 | 0.7 | 0.6316 | 0.6316 | 0.6316 | 0.7 | 0.7 | 0.7 | 0.6316 | 0.6316 | 0.6316 | 0.5632 | 0.4947 | 0.3579 | 0.1526 | From eQ_Lib.dat in MASControl 2017
D17_EUn_Gym_HB_Yr | Lighting | FRACTION | Wknd | 2014-01-12 | 2014-04-03 | Hourly | 0.05 | 0.05 | 0.05 | 0.05 | 0.05 | 0.05 | 0.05 | 0.2079 | 0.25 | 0.25 | 0.25 | 0.2289 | 0.2289 | 0.2289 | 0.25 | 0.25 | 0.1868 | 0.1237 | 0.0816 | 0.05 | 0.05 | 0.05 | 0.05 | 0.05 | From eQ_Lib.dat in MASControl 2017
D17_EUn_Gym_HB_Yr | Lighting | FRACTION | SmrDsn | 2014-04-04 | 2014-04-12 | Constant | 1 | [23 empty] | From eQ_Lib.dat in MASControl 2017
D17_EUn_Gym_HB_Yr | Lighting | FRACTION | WntrDsn | 2014-04-04 | 2014-04-12 | Constant | 0 | [23 empty] | From eQ_Lib.dat in MASControl 2017
D17_EUn_Gym_HB_Yr | Lighting | FRACTION | Default | 2014-04-04 | 2014-04-12 | Constant | 0.035 | [23 empty] | From eQ_Lib.dat in MASControl 2017
D17_EUn_Gym_HB_Yr | Lighting | FRACTION | Default¦Wkdy | 2014-04-13 | 2014-05-22 | Hourly | 0.05 | 0.05 | 0.05 | 0.05 | 0.05 | 0.05 | 0.3579 | 0.5632 | 0.7 | 0.7 | 0.7 | 0.6316 | 0.6316 | 0.6316 | 0.7 | 0.7 | 0.7 | 0.6316 | 0.6316 | 0.6316 | 0.5632 | 0.4947 | 0.3579 | 0.1526 | From eQ_Lib.dat in MASControl 2017
D17_EUn_Gym_HB_Yr | Lighting | FRACTION | Wknd | 2014-04-13 | 2014-05-22 | Hourly | 0.05 | 0.05 | 0.05 | 0.05 | 0.05 | 0.05 | 0.05 | 0.2079 | 0.25 | 0.25 | 0.25 | 0.2289 | 0.2289 | 0.2289 | 0.25 | 0.25 | 0.1868 | 0.1237 | 0.0816 | 0.05 | 0.05 | 0.05 | 0.05 | 0.05 | From eQ_Lib.dat in MASControl 2017
D17_EUn_Gym_HB_Yr | Lighting | FRACTION | SmrDsn | 2014-05-23 | 2014-05-31 | Constant | 1 | [23 empty] | From eQ_Lib.dat in MASControl 2017
D17_EUn_Gym_HB_Yr | Lighting | FRACTION | WntrDsn | 2014-05-23 | 2014-05-31 | Constant | 0 | [23 empty] | From eQ_Lib.dat in MASControl 2017
D17_EUn_Gym_HB_Yr | Lighting | FRACTION | Default | 2014-05-23 | 2014-05-31 | Constant | 0.035 | [23 empty] | From eQ_Lib.dat in MASControl 2017
D17_EUn_Gym_HB_Yr | Lighting | FRACTION | Default¦Wkdy | 2014-06-01 | 2014-08-07 | Hourly | 0.05 | 0.05 | 0.05 | 0.05 | 0.05 | 0.05 | 0.2395 | 0.3658 | 0.45 | 0.45 | 0.45 | 0.4079 | 0.4079 | 0.4079 | 0.45 | 0.45 | 0.45 | 0.4079 | 0.4079 | 0.3658 | 0.3237 | 0.2395 | 0.1132 | 0.05 | From eQ_Lib.dat in MASControl 2017
D17_EUn_Gym_HB_Yr | Lighting | FRACTION | Wknd | 2014-06-01 | 2014-08-07 | Hourly | 0.05 | 0.05 | 0.05 | 0.05 | 0.05 | 0.05 | 0.05 | 0.1289 | 0.15 | 0.15 | 0.15 | 0.1395 | 0.1395 | 0.1395 | 0.15 | 0.1184 | 0.0868 | 0.0658 | 0.05 | 0.05 | 0.05 | 0.05 | 0.05 | 0.05 | From eQ_Lib.dat in MASControl 2017
D17_EUn_Gym_HB_Yr | Lighting | FRACTION | SmrDsn | 2014-08-08 | 2014-08-16 | Constant | 1 | [23 empty] | From eQ_Lib.dat in MASControl 2017
D17_EUn_Gym_HB_Yr | Lighting | FRACTION | WntrDsn | 2014-08-08 | 2014-08-16 | Constant | 0 | [23 empty] | From eQ_Lib.dat in MASControl 2017
D17_EUn_Gym_HB_Yr | Lighting | FRACTION | Default | 2014-08-08 | 2014-08-16 | Constant | 0.035 | [23 empty] | From eQ_Lib.dat in MASControl 2017
D17_EUn_Gym_HB_Yr | Lighting | FRACTION | Default¦Wkdy | 2014-08-17 | 2014-12-11 | Hourly | 0.05 | 0.05 | 0.05 | 0.05 | 0.05 | 0.05 | 0.3579 | 0.5632 | 0.7 | 0.7 | 0.7 | 0.6316 | 0.6316 | 0.6316 | 0.7 | 0.7 | 0.7 | 0.6316 | 0.6316 | 0.6316 | 0.5632 | 0.4947 | 0.3579 | 0.1526 | From eQ_Lib.dat in MASControl 2017
D17_EUn_Gym_HB_Yr | Lighting | FRACTION | Wknd | 2014-08-17 | 2014-12-11 | Hourly | 0.05 | 0.05 | 0.05 | 0.05 | 0.05 | 0.05 | 0.05 | 0.2079 | 0.25 | 0.25 | 0.25 | 0.2289 | 0.2289 | 0.2289 | 0.25 | 0.25 | 0.1868 | 0.1237 | 0.0816 | 0.05 | 0.05 | 0.05 | 0.05 | 0.05 | From eQ_Lib.dat in MASControl 2017
D17_EUn_Gym_HB_Yr | Lighting | FRACTION | SmrDsn | 2014-12-12 | 2014-12-31 | Constant | 1 | [23 empty] | From eQ_Lib.dat in MASControl 2017
D17_EUn_Gym_HB_Yr | Lighting | FRACTION | WntrDsn | 2014-12-12 | 2014-12-31 | Constant | 0 | [23 empty] | From eQ_Lib.dat in MASControl 2017
D17_EUn_Gym_HB_Yr | Lighting | FRACTION | Default | 2014-12-12 | 2014-12-31 | Constant | 0.035 | [23 empty] | From eQ_Lib.dat in MASControl 2017
D17_EUn_Gym_HB_Yr | Lighting | FRACTION | WntrDsn | 2014-01-01 | 2014-12-31 | Constant | 0 | [23 empty] | From eQ_Lib.dat in MASControl 2017
D17_EUn_Gym_HB_Yr | Lighting | FRACTION | SmrDsn | 2014-01-01 | 2014-12-31 | Constant | 1 | [23 empty] | From eQ_Lib.dat in MASControl 2017
D17_EUn_Gym_HB_Yr | Lighting | FRACTION | Hol | 2014-01-01 | 2014-12-31 | Hourly | 0.05 | 0.05 | 0.05 | 0.05 | 0.05 | 0.05 | 0.05 | 0.05 | 0.05 | 0.05 | 0.15 | 0.15 | 0.05 | 0.05 | 0.05 | 0.05 | 0.05 | 0.05 | 0.05 | 0.05 | 0.05 | 0.05 | 0.05 | 0.05 | From eQ_Lib.dat in MASControl 2017
D17_EUn_Gym_LF_Yr | Lighting | FRACTION | SmrDsn | 2014-01-01 | 2014-01-11 | Constant | 1 | [23 empty] | From eQ_Lib.dat in MASControl 2017
D17_EUn_Gym_LF_Yr | Lighting | FRACTION | WntrDsn | 2014-01-01 | 2014-01-11 | Constant | 0 | [23 empty] | From eQ_Lib.dat in MASControl 2017
D17_EUn_Gym_LF_Yr | Lighting | FRACTION | Default | 2014-01-01 | 2014-01-11 | Constant | 0.035 | [23 empty] | From eQ_Lib.dat in MASControl 2017
D17_EUn_Gym_LF_Yr | Lighting | FRACTION | Default¦Wkdy | 2014-01-12 | 2014-04-03 | Hourly | 0.05 | 0.05 | 0.05 | 0.05 | 0.05 | 0.05 | 0.3579 | 0.5632 | 0.7 | 0.7 | 0.7 | 0.6316 | 0.6316 | 0.6316 | 0.7 | 0.7 | 0.7 | 0.6316 | 0.6316 | 0.6316 | 0.5632 | 0.4947 | 0.3579 | 0.1526 | From eQ_Lib.dat in MASControl 2017
D17_EUn_Gym_LF_Yr | Lighting | FRACTION | Wknd | 2014-01-12 | 2014-04-03 | Hourly | 0.05 | 0.05 | 0.05 | 0.05 | 0.05 | 0.05 | 0.05 | 0.2079 | 0.25 | 0.25 | 0.25 | 0.2289 | 0.2289 | 0.2289 | 0.25 | 0.25 | 0.1868 | 0.1237 | 0.0816 | 0.05 | 0.05 | 0.05 | 0.05 | 0.05 | From eQ_Lib.dat in MASControl 2017
D17_EUn_Gym_LF_Yr | Lighting | FRACTION | SmrDsn | 2014-04-04 | 2014-04-12 | Constant | 1 | [23 empty] | From eQ_Lib.dat in MASControl 2017
D17_EUn_Gym_LF_Yr | Lighting | FRACTION | WntrDsn | 2014-04-04 | 2014-04-12 | Constant | 0 | [23 empty] | From eQ_Lib.dat in MASControl 2017
D17_EUn_Gym_LF_Yr | Lighting | FRACTION | Default | 2014-04-04 | 2014-04-12 | Constant | 0.035 | [23 empty] | From eQ_Lib.dat in MASControl 2017
D17_EUn_Gym_LF_Yr | Lighting | FRACTION | Default¦Wkdy | 2014-04-13 | 2014-05-22 | Hourly | 0.05 | 0.05 | 0.05 | 0.05 | 0.05 | 0.05 | 0.3579 | 0.5632 | 0.7 | 0.7 | 0.7 | 0.6316 | 0.6316 | 0.6316 | 0.7 | 0.7 | 0.7 | 0.6316 | 0.6316 | 0.6316 | 0.5632 | 0.4947 | 0.3579 | 0.1526 | From eQ_Lib.dat in MASControl 2017
D17_EUn_Gym_LF_Yr | Lighting | FRACTION | Wknd | 2014-04-13 | 2014-05-22 | Hourly | 0.05 | 0.05 | 0.05 | 0.05 | 0.05 | 0.05 | 0.05 | 0.2079 | 0.25 | 0.25 | 0.25 | 0.2289 | 0.2289 | 0.2289 | 0.25 | 0.25 | 0.1868 | 0.1237 | 0.0816 | 0.05 | 0.05 | 0.05 | 0.05 | 0.05 | From eQ_Lib.dat in MASControl 2017
D17_EUn_Gym_LF_Yr | Lighting | FRACTION | SmrDsn | 2014-05-23 | 2014-05-31 | Constant | 1 | [23 empty] | From eQ_Lib.dat in MASControl 2017
D17_EUn_Gym_LF_Yr | Lighting | FRACTION | WntrDsn | 2014-05-23 | 2014-05-31 | Constant | 0 | [23 empty] | From eQ_Lib.dat in MASControl 2017
D17_EUn_Gym_LF_Yr | Lighting | FRACTION | Default | 2014-05-23 | 2014-05-31 | Constant | 0.035 | [23 empty] | From eQ_Lib.dat in MASControl 2017
D17_EUn_Gym_LF_Yr | Lighting | FRACTION | Default¦Wkdy | 2014-06-01 | 2014-08-07 | Hourly | 0.05 | 0.05 | 0.05 | 0.05 | 0.05 | 0.05 | 0.2395 | 0.3658 | 0.45 | 0.45 | 0.45 | 0.4079 | 0.4079 | 0.4079 | 0.45 | 0.45 | 0.45 | 0.4079 | 0.4079 | 0.3658 | 0.3237 | 0.2395 | 0.1132 | 0.05 | From eQ_Lib.dat in MASControl 2017
D17_EUn_Gym_LF_Yr | Lighting | FRACTION | Wknd | 2014-06-01 | 2014-08-07 | Hourly | 0.05 | 0.05 | 0.05 | 0.05 | 0.05 | 0.05 | 0.05 | 0.1289 | 0.15 | 0.15 | 0.15 | 0.1395 | 0.1395 | 0.1395 | 0.15 | 0.1184 | 0.0868 | 0.0658 | 0.05 | 0.05 | 0.05 | 0.05 | 0.05 | 0.05 | From eQ_Lib.dat in MASControl 2017
D17_EUn_Gym_LF_Yr | Lighting | FRACTION | SmrDsn | 2014-08-08 | 2014-08-16 | Constant | 1 | [23 empty] | From eQ_Lib.dat in MASControl 2017
D17_EUn_Gym_LF_Yr | Lighting | FRACTION | WntrDsn | 2014-08-08 | 2014-08-16 | Constant | 0 | [23 empty] | From eQ_Lib.dat in MASControl 2017
D17_EUn_Gym_LF_Yr | Lighting | FRACTION | Default | 2014-08-08 | 2014-08-16 | Constant | 0.035 | [23 empty] | From eQ_Lib.dat in MASControl 2017
D17_EUn_Gym_LF_Yr | Lighting | FRACTION | Default¦Wkdy | 2014-08-17 | 2014-12-11 | Hourly | 0.05 | 0.05 | 0.05 | 0.05 | 0.05 | 0.05 | 0.3579 | 0.5632 | 0.7 | 0.7 | 0.7 | 0.6316 | 0.6316 | 0.6316 | 0.7 | 0.7 | 0.7 | 0.6316 | 0.6316 | 0.6316 | 0.5632 | 0.4947 | 0.3579 | 0.1526 | From eQ_Lib.dat in MASControl 2017
D17_EUn_Gym_LF_Yr | Lighting | FRACTION | Wknd | 2014-08-17 | 2014-12-11 | Hourly | 0.05 | 0.05 | 0.05 | 0.05 | 0.05 | 0.05 | 0.05 | 0.2079 | 0.25 | 0.25 | 0.25 | 0.2289 | 0.2289 | 0.2289 | 0.25 | 0.25 | 0.1868 | 0.1237 | 0.0816 | 0.05 | 0.05 | 0.05 | 0.05 | 0.05 | From eQ_Lib.dat in MASControl 2017
D17_EUn_Gym_LF_Yr | Lighting | FRACTION | SmrDsn | 2014-12-12 | 2014-12-31 | Constant | 1 | [23 empty] | From eQ_Lib.dat in MASControl 2017
D17_EUn_Gym_LF_Yr | Lighting | FRACTION | WntrDsn | 2014-12-12 | 2014-12-31 | Constant | 0 | [23 empty] | From eQ_Lib.dat in MASControl 2017
D17_EUn_Gym_LF_Yr | Lighting | FRACTION | Default | 2014-12-12 | 2014-12-31 | Constant | 0.035 | [23 empty] | From eQ_Lib.dat in MASControl 2017
D17_EUn_Gym_LF_Yr | Lighting | FRACTION | WntrDsn | 2014-01-01 | 2014-12-31 | Constant | 0 | [23 empty] | From eQ_Lib.dat in MASControl 2017
D17_EUn_Gym_LF_Yr | Lighting | FRACTION | SmrDsn | 2014-01-01 | 2014-12-31 | Constant | 1 | [23 empty] | From eQ_Lib.dat in MASControl 2017
D17_EUn_Gym_LF_Yr | Lighting | FRACTION | Hol | 2014-01-01 | 2014-12-31 | Hourly | 0.05 | 0.05 | 0.05 | 0.05 | 0.05 | 0.05 | 0.05 | 0.05 | 0.05 | 0.05 | 0.15 | 0.15 | 0.05 | 0.05 | 0.05 | 0.05 | 0.05 | 0.05 | 0.05 | 0.05 | 0.05 | 0.05 | 0.05 | 0.05 | From eQ_Lib.dat in MASControl 2017
D17_EUn_Ktchn_CFL_Yr | Lighting | FRACTION | SmrDsn | 2014-01-01 | 2014-01-11 | Constant | 1 | [23 empty] | From eQ_Lib.dat in MASControl 2017
D17_EUn_Ktchn_CFL_Yr | Lighting | FRACTION | WntrDsn | 2014-01-01 | 2014-01-11 | Constant | 0 | [23 empty] | From eQ_Lib.dat in MASControl 2017
D17_EUn_Ktchn_CFL_Yr | Lighting | FRACTION | Default | 2014-01-01 | 2014-01-11 | Constant | 0.035 | [23 empty] | From eQ_Lib.dat in MASControl 2017
D17_EUn_Ktchn_CFL_Yr | Lighting | FRACTION | Default¦Wkdy | 2014-01-12 | 2014-04-03 | Hourly | 0.1 | 0.1 | 0.1 | 0.1 | 0.1 | 0.1 | 0.2667 | 0.4333 | 0.85 | 0.85 | 0.85 | 0.85 | 0.85 | 0.85 | 0.85 | 0.85 | 0.85 | 0.85 | 0.85 | 0.225 | 0.1 | 0.1 | 0.1 | 0.1 | From eQ_Lib.dat in MASControl 2017
D17_EUn_Ktchn_CFL_Yr | Lighting | FRACTION | Wknd | 2014-01-12 | 2014-04-03 | Hourly | 0.025 | 0.025 | 0.025 | 0.025 | 0.025 | 0.025 | 0.1028 | 0.1806 | 0.375 | 0.375 | 0.375 | 0.375 | 0.375 | 0.375 | 0.375 | 0.375 | 0.375 | 0.375 | 0.375 | 0.0833 | 0.025 | 0.025 | 0.025 | 0.025 | From eQ_Lib.dat in MASControl 2017
D17_EUn_Ktchn_CFL_Yr | Lighting | FRACTION | SmrDsn | 2014-04-04 | 2014-04-12 | Constant | 1 | [23 empty] | From eQ_Lib.dat in MASControl 2017
D17_EUn_Ktchn_CFL_Yr | Lighting | FRACTION | WntrDsn | 2014-04-04 | 2014-04-12 | Constant | 0 | [23 empty] | From eQ_Lib.dat in MASControl 2017
D17_EUn_Ktchn_CFL_Yr | Lighting | FRACTION | Default | 2014-04-04 | 2014-04-12 | Constant | 0.035 | [23 empty] | From eQ_Lib.dat in MASControl 2017
D17_EUn_Ktchn_CFL_Yr | Lighting | FRACTION | Default¦Wkdy | 2014-04-13 | 2014-05-22 | Hourly | 0.1 | 0.1 | 0.1 | 0.1 | 0.1 | 0.1 | 0.2667 | 0.4333 | 0.85 | 0.85 | 0.85 | 0.85 | 0.85 | 0.85 | 0.85 | 0.85 | 0.85 | 0.85 | 0.85 | 0.225 | 0.1 | 0.1 | 0.1 | 0.1 | From eQ_Lib.dat in MASControl 2017
D17_EUn_Ktchn_CFL_Yr | Lighting | FRACTION | Wknd | 2014-04-13 | 2014-05-22 | Hourly | 0.025 | 0.025 | 0.025 | 0.025 | 0.025 | 0.025 | 0.1028 | 0.1806 | 0.375 | 0.375 | 0.375 | 0.375 | 0.375 | 0.375 | 0.375 | 0.375 | 0.375 | 0.375 | 0.375 | 0.0833 | 0.025 | 0.025 | 0.025 | 0.025 | From eQ_Lib.dat in MASControl 2017
D17_EUn_Ktchn_CFL_Yr | Lighting | FRACTION | SmrDsn | 2014-05-23 | 2014-05-31 | Constant | 1 | [23 empty] | From eQ_Lib.dat in MASControl 2017
D17_EUn_Ktchn_CFL_Yr | Lighting | FRACTION | WntrDsn | 2014-05-23 | 2014-05-31 | Constant | 0 | [23 empty] | From eQ_Lib.dat in MASControl 2017
D17_EUn_Ktchn_CFL_Yr | Lighting | FRACTION | Default | 2014-05-23 | 2014-05-31 | Constant | 0.035 | [23 empty] | From eQ_Lib.dat in MASControl 2017
D17_EUn_Ktchn_CFL_Yr | Lighting | FRACTION | Default¦Wkdy | 2014-06-01 | 2014-08-07 | Hourly | 0.0563 | 0.0563 | 0.0563 | 0.0563 | 0.0563 | 0.0563 | 0.1854 | 0.3146 | 0.6375 | 0.6375 | 0.6375 | 0.6375 | 0.6375 | 0.6375 | 0.6375 | 0.6375 | 0.6375 | 0.6375 | 0.6375 | 0.1531 | 0.0563 | 0.0563 | 0.0563 | 0.0563 | From eQ_Lib.dat in MASControl 2017
D17_EUn_Ktchn_CFL_Yr | Lighting | FRACTION | Wknd | 2014-06-01 | 2014-08-07 | Hourly | 0.025 | 0.025 | 0.025 | 0.025 | 0.025 | 0.025 | 0.082 | 0.139 | 0.2815 | 0.2815 | 0.2815 | 0.2815 | 0.2815 | 0.2815 | 0.2815 | 0.2815 | 0.2815 | 0.2815 | 0.2815 | 0.0678 | 0.025 | 0.025 | 0.025 | 0.025 | From eQ_Lib.dat in MASControl 2017
D17_EUn_Ktchn_CFL_Yr | Lighting | FRACTION | SmrDsn | 2014-08-08 | 2014-08-16 | Constant | 1 | [23 empty] | From eQ_Lib.dat in MASControl 2017
D17_EUn_Ktchn_CFL_Yr | Lighting | FRACTION | WntrDsn | 2014-08-08 | 2014-08-16 | Constant | 0 | [23 empty] | From eQ_Lib.dat in MASControl 2017
D17_EUn_Ktchn_CFL_Yr | Lighting | FRACTION | Default | 2014-08-08 | 2014-08-16 | Constant | 0.035 | [23 empty] | From eQ_Lib.dat in MASControl 2017
D17_EUn_Ktchn_CFL_Yr | Lighting | FRACTION | Default¦Wkdy | 2014-08-17 | 2014-12-11 | Hourly | 0.1 | 0.1 | 0.1 | 0.1 | 0.1 | 0.1 | 0.2667 | 0.4333 | 0.85 | 0.85 | 0.85 | 0.85 | 0.85 | 0.85 | 0.85 | 0.85 | 0.85 | 0.85 | 0.85 | 0.225 | 0.1 | 0.1 | 0.1 | 0.1 | From eQ_Lib.dat in MASControl 2017
D17_EUn_Ktchn_CFL_Yr | Lighting | FRACTION | Wknd | 2014-08-17 | 2014-12-11 | Hourly | 0.025 | 0.025 | 0.025 | 0.025 | 0.025 | 0.025 | 0.1028 | 0.1806 | 0.375 | 0.375 | 0.375 | 0.375 | 0.375 | 0.375 | 0.375 | 0.375 | 0.375 | 0.375 | 0.375 | 0.0833 | 0.025 | 0.025 | 0.025 | 0.025 | From eQ_Lib.dat in MASControl 2017
D17_EUn_Ktchn_CFL_Yr | Lighting | FRACTION | SmrDsn | 2014-12-12 | 2014-12-31 | Constant | 1 | [23 empty] | From eQ_Lib.dat in MASControl 2017
D17_EUn_Ktchn_CFL_Yr | Lighting | FRACTION | WntrDsn | 2014-12-12 | 2014-12-31 | Constant | 0 | [23 empty] | From eQ_Lib.dat in MASControl 2017
D17_EUn_Ktchn_CFL_Yr | Lighting | FRACTION | Default | 2014-12-12 | 2014-12-31 | Constant | 0.035 | [23 empty] | From eQ_Lib.dat in MASControl 2017
D17_EUn_Ktchn_CFL_Yr | Lighting | FRACTION | WntrDsn | 2014-01-01 | 2014-12-31 | Constant | 0 | [23 empty] | From eQ_Lib.dat in MASControl 2017
D17_EUn_Ktchn_CFL_Yr | Lighting | FRACTION | SmrDsn | 2014-01-01 | 2014-12-31 | Constant | 1 | [23 empty] | From eQ_Lib.dat in MASControl 2017
D17_EUn_Ktchn_CFL_Yr | Lighting | FRACTION | Hol | 2014-01-01 | 2014-12-31 | Hourly | 0.025 | 0.025 | 0.025 | 0.025 | 0.025 | 0.025 | 0.082 | 0.139 | 0.2815 | 0.2815 | 0.2815 | 0.2815 | 0.2815 | 0.2815 | 0.2815 | 0.2815 | 0.2815 | 0.2815 | 0.2815 | 0.0678 | 0.025 | 0.025 | 0.025 | 0.025 | From eQ_Lib.dat in MASControl 2017
D17_EUn_Ktchn_LF_Yr | Lighting | FRACTION | SmrDsn | 2014-01-01 | 2014-01-11 | Constant | 1 | [23 empty] | From eQ_Lib.dat in MASControl 2017
D17_EUn_Ktchn_LF_Yr | Lighting | FRACTION | WntrDsn | 2014-01-01 | 2014-01-11 | Constant | 0 | [23 empty] | From eQ_Lib.dat in MASControl 2017
D17_EUn_Ktchn_LF_Yr | Lighting | FRACTION | Default | 2014-01-01 | 2014-01-11 | Constant | 0.035 | [23 empty] | From eQ_Lib.dat in MASControl 2017
D17_EUn_Ktchn_LF_Yr | Lighting | FRACTION | Default¦Wkdy | 2014-01-12 | 2014-04-03 | Hourly | 0.1 | 0.1 | 0.1 | 0.1 | 0.1 | 0.1 | 0.2667 | 0.4333 | 0.85 | 0.85 | 0.85 | 0.85 | 0.85 | 0.85 | 0.85 | 0.85 | 0.85 | 0.85 | 0.85 | 0.225 | 0.1 | 0.1 | 0.1 | 0.1 | From eQ_Lib.dat in MASControl 2017
D17_EUn_Ktchn_LF_Yr | Lighting | FRACTION | Wknd | 2014-01-12 | 2014-04-03 | Hourly | 0.025 | 0.025 | 0.025 | 0.025 | 0.025 | 0.025 | 0.1028 | 0.1806 | 0.375 | 0.375 | 0.375 | 0.375 | 0.375 | 0.375 | 0.375 | 0.375 | 0.375 | 0.375 | 0.375 | 0.0833 | 0.025 | 0.025 | 0.025 | 0.025 | From eQ_Lib.dat in MASControl 2017
D17_EUn_Ktchn_LF_Yr | Lighting | FRACTION | SmrDsn | 2014-04-04 | 2014-04-12 | Constant | 1 | [23 empty] | From eQ_Lib.dat in MASControl 2017
D17_EUn_Ktchn_LF_Yr | Lighting | FRACTION | WntrDsn | 2014-04-04 | 2014-04-12 | Constant | 0 | [23 empty] | From eQ_Lib.dat in MASControl 2017
D17_EUn_Ktchn_LF_Yr | Lighting | FRACTION | Default | 2014-04-04 | 2014-04-12 | Constant | 0.035 | [23 empty] | From eQ_Lib.dat in MASControl 2017
D17_EUn_Ktchn_LF_Yr | Lighting | FRACTION | Default¦Wkdy | 2014-04-13 | 2014-05-22 | Hourly | 0.1 | 0.1 | 0.1 | 0.1 | 0.1 | 0.1 | 0.2667 | 0.4333 | 0.85 | 0.85 | 0.85 | 0.85 | 0.85 | 0.85 | 0.85 | 0.85 | 0.85 | 0.85 | 0.85 | 0.225 | 0.1 | 0.1 | 0.1 | 0.1 | From eQ_Lib.dat in MASControl 2017
D17_EUn_Ktchn_LF_Yr | Lighting | FRACTION | Wknd | 2014-04-13 | 2014-05-22 | Hourly | 0.025 | 0.025 | 0.025 | 0.025 | 0.025 | 0.025 | 0.1028 | 0.1806 | 0.375 | 0.375 | 0.375 | 0.375 | 0.375 | 0.375 | 0.375 | 0.375 | 0.375 | 0.375 | 0.375 | 0.0833 | 0.025 | 0.025 | 0.025 | 0.025 | From eQ_Lib.dat in MASControl 2017
D17_EUn_Ktchn_LF_Yr | Lighting | FRACTION | SmrDsn | 2014-05-23 | 2014-05-31 | Constant | 1 | [23 empty] | From eQ_Lib.dat in MASControl 2017
D17_EUn_Ktchn_LF_Yr | Lighting | FRACTION | WntrDsn | 2014-05-23 | 2014-05-31 | Constant | 0 | [23 empty] | From eQ_Lib.dat in MASControl 2017
D17_EUn_Ktchn_LF_Yr | Lighting | FRACTION | Default | 2014-05-23 | 2014-05-31 | Constant | 0.035 | [23 empty] | From eQ_Lib.dat in MASControl 2017
D17_EUn_Ktchn_LF_Yr | Lighting | FRACTION | Default¦Wkdy | 2014-06-01 | 2014-08-07 | Hourly | 0.0563 | 0.0563 | 0.0563 | 0.0563 | 0.0563 | 0.0563 | 0.1854 | 0.3146 | 0.6375 | 0.6375 | 0.6375 | 0.6375 | 0.6375 | 0.6375 | 0.6375 | 0.6375 | 0.6375 | 0.6375 | 0.6375 | 0.1531 | 0.0563 | 0.0563 | 0.0563 | 0.0563 | From eQ_Lib.dat in MASControl 2017
D17_EUn_Ktchn_LF_Yr | Lighting | FRACTION | Wknd | 2014-06-01 | 2014-08-07 | Hourly | 0.025 | 0.025 | 0.025 | 0.025 | 0.025 | 0.025 | 0.082 | 0.139 | 0.2815 | 0.2815 | 0.2815 | 0.2815 | 0.2815 | 0.2815 | 0.2815 | 0.2815 | 0.2815 | 0.2815 | 0.2815 | 0.0678 | 0.025 | 0.025 | 0.025 | 0.025 | From eQ_Lib.dat in MASControl 2017
D17_EUn_Ktchn_LF_Yr | Lighting | FRACTION | SmrDsn | 2014-08-08 | 2014-08-16 | Constant | 1 | [23 empty] | From eQ_Lib.dat in MASControl 2017
D17_EUn_Ktchn_LF_Yr | Lighting | FRACTION | WntrDsn | 2014-08-08 | 2014-08-16 | Constant | 0 | [23 empty] | From eQ_Lib.dat in MASControl 2017
D17_EUn_Ktchn_LF_Yr | Lighting | FRACTION | Default | 2014-08-08 | 2014-08-16 | Constant | 0.035 | [23 empty] | From eQ_Lib.dat in MASControl 2017
D17_EUn_Ktchn_LF_Yr | Lighting | FRACTION | Default¦Wkdy | 2014-08-17 | 2014-12-11 | Hourly | 0.1 | 0.1 | 0.1 | 0.1 | 0.1 | 0.1 | 0.2667 | 0.4333 | 0.85 | 0.85 | 0.85 | 0.85 | 0.85 | 0.85 | 0.85 | 0.85 | 0.85 | 0.85 | 0.85 | 0.225 | 0.1 | 0.1 | 0.1 | 0.1 | From eQ_Lib.dat in MASControl 2017
D17_EUn_Ktchn_LF_Yr | Lighting | FRACTION | Wknd | 2014-08-17 | 2014-12-11 | Hourly | 0.025 | 0.025 | 0.025 | 0.025 | 0.025 | 0.025 | 0.1028 | 0.1806 | 0.375 | 0.375 | 0.375 | 0.375 | 0.375 | 0.375 | 0.375 | 0.375 | 0.375 | 0.375 | 0.375 | 0.0833 | 0.025 | 0.025 | 0.025 | 0.025 | From eQ_Lib.dat in MASControl 2017
D17_EUn_Ktchn_LF_Yr | Lighting | FRACTION | SmrDsn | 2014-12-12 | 2014-12-31 | Constant | 1 | [23 empty] | From eQ_Lib.dat in MASControl 2017
D17_EUn_Ktchn_LF_Yr | Lighting | FRACTION | WntrDsn | 2014-12-12 | 2014-12-31 | Constant | 0 | [23 empty] | From eQ_Lib.dat in MASControl 2017
D17_EUn_Ktchn_LF_Yr | Lighting | FRACTION | Default | 2014-12-12 | 2014-12-31 | Constant | 0.035 | [23 empty] | From eQ_Lib.dat in MASControl 2017
D17_EUn_Ktchn_LF_Yr | Lighting | FRACTION | WntrDsn | 2014-01-01 | 2014-12-31 | Constant | 0 | [23 empty] | From eQ_Lib.dat in MASControl 2017
D17_EUn_Ktchn_LF_Yr | Lighting | FRACTION | SmrDsn | 2014-01-01 | 2014-12-31 | Constant | 1 | [23 empty] | From eQ_Lib.dat in MASControl 2017
D17_EUn_Ktchn_LF_Yr | Lighting | FRACTION | Hol | 2014-01-01 | 2014-12-31 | Hourly | 0.025 | 0.025 | 0.025 | 0.025 | 0.025 | 0.025 | 0.082 | 0.139 | 0.2815 | 0.2815 | 0.2815 | 0.2815 | 0.2815 | 0.2815 | 0.2815 | 0.2815 | 0.2815 | 0.2815 | 0.2815 | 0.0678 | 0.025 | 0.025 | 0.025 | 0.025 | From eQ_Lib.dat in MASControl 2017
D17_EUn_OffGen_CFL_Yr | Lighting | FRACTION | SmrDsn | 2014-01-01 | 2014-01-11 | Constant | 1 | [23 empty] | From eQ_Lib.dat in MASControl 2017
D17_EUn_OffGen_CFL_Yr | Lighting | FRACTION | WntrDsn | 2014-01-01 | 2014-01-11 | Constant | 0 | [23 empty] | From eQ_Lib.dat in MASControl 2017
D17_EUn_OffGen_CFL_Yr | Lighting | FRACTION | Default | 2014-01-01 | 2014-01-11 | Constant | 0.035 | [23 empty] | From eQ_Lib.dat in MASControl 2017
D17_EUn_OffGen_CFL_Yr | Lighting | FRACTION | Default¦Wkdy | 2014-01-12 | 2014-04-03 | Hourly | 0.05 | 0.05 | 0.05 | 0.05 | 0.05 | 0.05 | 0.05 | 0.8417 | 0.9472 | 0.9472 | 1 | 1 | 0.8417 | 0.8417 | 0.9472 | 0.9472 | 1 | 0.8417 | 0.7361 | 0.6306 | 0.4194 | 0.1028 | 0.05 | 0.05 | From eQ_Lib.dat in MASControl 2017
D17_EUn_OffGen_CFL_Yr | Lighting | FRACTION | Wknd | 2014-01-12 | 2014-04-03 | Hourly | 0.05 | 0.05 | 0.05 | 0.05 | 0.05 | 0.05 | 0.05 | 0.2 | 0.4 | 0.4 | 0.4 | 0.35 | 0.35 | 0.4 | 0.4 | 0.4 | 0.35 | 0.2 | 0.2 | 0.15 | 0.05 | 0.05 | 0.05 | 0.05 | From eQ_Lib.dat in MASControl 2017
D17_EUn_OffGen_CFL_Yr | Lighting | FRACTION | SmrDsn | 2014-04-04 | 2014-04-12 | Constant | 1 | [23 empty] | From eQ_Lib.dat in MASControl 2017
D17_EUn_OffGen_CFL_Yr | Lighting | FRACTION | WntrDsn | 2014-04-04 | 2014-04-12 | Constant | 0 | [23 empty] | From eQ_Lib.dat in MASControl 2017
D17_EUn_OffGen_CFL_Yr | Lighting | FRACTION | Default | 2014-04-04 | 2014-04-12 | Constant | 0.035 | [23 empty] | From eQ_Lib.dat in MASControl 2017
D17_EUn_OffGen_CFL_Yr | Lighting | FRACTION | Default¦Wkdy | 2014-04-13 | 2014-05-22 | Hourly | 0.05 | 0.05 | 0.05 | 0.05 | 0.05 | 0.05 | 0.05 | 0.8417 | 0.9472 | 0.9472 | 1 | 1 | 0.8417 | 0.8417 | 0.9472 | 0.9472 | 1 | 0.8417 | 0.7361 | 0.6306 | 0.4194 | 0.1028 | 0.05 | 0.05 | From eQ_Lib.dat in MASControl 2017
D17_EUn_OffGen_CFL_Yr | Lighting | FRACTION | Wknd | 2014-04-13 | 2014-05-22 | Hourly | 0.05 | 0.05 | 0.05 | 0.05 | 0.05 | 0.05 | 0.05 | 0.2 | 0.4 | 0.4 | 0.4 | 0.35 | 0.35 | 0.4 | 0.4 | 0.4 | 0.35 | 0.2 | 0.2 | 0.15 | 0.05 | 0.05 | 0.05 | 0.05 | From eQ_Lib.dat in MASControl 2017
D17_EUn_OffGen_CFL_Yr | Lighting | FRACTION | SmrDsn | 2014-05-23 | 2014-05-31 | Constant | 1 | [23 empty] | From eQ_Lib.dat in MASControl 2017
D17_EUn_OffGen_CFL_Yr | Lighting | FRACTION | WntrDsn | 2014-05-23 | 2014-05-31 | Constant | 0 | [23 empty] | From eQ_Lib.dat in MASControl 2017
D17_EUn_OffGen_CFL_Yr | Lighting | FRACTION | Default | 2014-05-23 | 2014-05-31 | Constant | 0.035 | [23 empty] | From eQ_Lib.dat in MASControl 2017
D17_EUn_OffGen_CFL_Yr | Lighting | FRACTION | Default¦Wkdy | 2014-06-01 | 2014-08-07 | Hourly | 0.05 | 0.05 | 0.05 | 0.05 | 0.05 | 0.05 | 0.05 | 0.4771 | 0.534 | 0.534 | 0.5625 | 0.5625 | 0.4771 | 0.4771 | 0.534 | 0.534 | 0.5625 | 0.4771 | 0.4201 | 0.3632 | 0.2493 | 0.0785 | 0.05 | 0.05 | From eQ_Lib.dat in MASControl 2017
D17_EUn_OffGen_CFL_Yr | Lighting | FRACTION | Wknd | 2014-06-01 | 2014-08-07 | Hourly | 0.05 | 0.05 | 0.05 | 0.05 | 0.05 | 0.05 | 0.05 | 0.1571 | 0.3 | 0.3 | 0.3 | 0.2643 | 0.2643 | 0.3 | 0.3 | 0.3 | 0.2643 | 0.1571 | 0.1571 | 0.1214 | 0.05 | 0.05 | 0.05 | 0.05 | From eQ_Lib.dat in MASControl 2017
D17_EUn_OffGen_CFL_Yr | Lighting | FRACTION | SmrDsn | 2014-08-08 | 2014-08-16 | Constant | 1 | [23 empty] | From eQ_Lib.dat in MASControl 2017
D17_EUn_OffGen_CFL_Yr | Lighting | FRACTION | WntrDsn | 2014-08-08 | 2014-08-16 | Constant | 0 | [23 empty] | From eQ_Lib.dat in MASControl 2017
D17_EUn_OffGen_CFL_Yr | Lighting | FRACTION | Default | 2014-08-08 | 2014-08-16 | Constant | 0.035 | [23 empty] | From eQ_Lib.dat in MASControl 2017
D17_EUn_OffGen_CFL_Yr | Lighting | FRACTION | Default¦Wkdy | 2014-08-17 | 2014-12-11 | Hourly | 0.05 | 0.05 | 0.05 | 0.05 | 0.05 | 0.05 | 0.05 | 0.8417 | 0.9472 | 0.9472 | 1 | 1 | 0.8417 | 0.8417 | 0.9472 | 0.9472 | 1 | 0.8417 | 0.7361 | 0.6306 | 0.4194 | 0.1028 | 0.05 | 0.05 | From eQ_Lib.dat in MASControl 2017
D17_EUn_OffGen_CFL_Yr | Lighting | FRACTION | Wknd | 2014-08-17 | 2014-12-11 | Hourly | 0.05 | 0.05 | 0.05 | 0.05 | 0.05 | 0.05 | 0.05 | 0.2 | 0.4 | 0.4 | 0.4 | 0.35 | 0.35 | 0.4 | 0.4 | 0.4 | 0.35 | 0.2 | 0.2 | 0.15 | 0.05 | 0.05 | 0.05 | 0.05 | From eQ_Lib.dat in MASControl 2017
D17_EUn_OffGen_CFL_Yr | Lighting | FRACTION | SmrDsn | 2014-12-12 | 2014-12-31 | Constant | 1 | [23 empty] | From eQ_Lib.dat in MASControl 2017
D17_EUn_OffGen_CFL_Yr | Lighting | FRACTION | WntrDsn | 2014-12-12 | 2014-12-31 | Constant | 0 | [23 empty] | From eQ_Lib.dat in MASControl 2017
D17_EUn_OffGen_CFL_Yr | Lighting | FRACTION | Default | 2014-12-12 | 2014-12-31 | Constant | 0.035 | [23 empty] | From eQ_Lib.dat in MASControl 2017
D17_EUn_OffGen_CFL_Yr | Lighting | FRACTION | WntrDsn | 2014-01-01 | 2014-12-31 | Constant | 0 | [23 empty] | From eQ_Lib.dat in MASControl 2017
D17_EUn_OffGen_CFL_Yr | Lighting | FRACTION | SmrDsn | 2014-01-01 | 2014-12-31 | Constant | 1 | [23 empty] | From eQ_Lib.dat in MASControl 2017
D17_EUn_OffGen_CFL_Yr | Lighting | FRACTION | Hol | 2014-01-01 | 2014-12-31 | Constant | 0.05 | [23 empty] | From eQ_Lib.dat in MASControl 2017
D17_EUn_OffGen_LF_Yr | Lighting | FRACTION | SmrDsn | 2014-01-01 | 2014-01-11 | Constant | 1 | [23 empty] | From eQ_Lib.dat in MASControl 2017
D17_EUn_OffGen_LF_Yr | Lighting | FRACTION | WntrDsn | 2014-01-01 | 2014-01-11 | Constant | 0 | [23 empty] | From eQ_Lib.dat in MASControl 2017
D17_EUn_OffGen_LF_Yr | Lighting | FRACTION | Default | 2014-01-01 | 2014-01-11 | Constant | 0.035 | [23 empty] | From eQ_Lib.dat in MASControl 2017
D17_EUn_OffGen_LF_Yr | Lighting | FRACTION | Default¦Wkdy | 2014-01-12 | 2014-04-03 | Hourly | 0.05 | 0.05 | 0.05 | 0.05 | 0.05 | 0.05 | 0.05 | 0.8417 | 0.9472 | 0.9472 | 1 | 1 | 0.8417 | 0.8417 | 0.9472 | 0.9472 | 1 | 0.8417 | 0.7361 | 0.6306 | 0.4194 | 0.1028 | 0.05 | 0.05 | From eQ_Lib.dat in MASControl 2017
D17_EUn_OffGen_LF_Yr | Lighting | FRACTION | Wknd | 2014-01-12 | 2014-04-03 | Hourly | 0.05 | 0.05 | 0.05 | 0.05 | 0.05 | 0.05 | 0.05 | 0.2 | 0.4 | 0.4 | 0.4 | 0.35 | 0.35 | 0.4 | 0.4 | 0.4 | 0.35 | 0.2 | 0.2 | 0.15 | 0.05 | 0.05 | 0.05 | 0.05 | From eQ_Lib.dat in MASControl 2017
D17_EUn_OffGen_LF_Yr | Lighting | FRACTION | SmrDsn | 2014-04-04 | 2014-04-12 | Constant | 1 | [23 empty] | From eQ_Lib.dat in MASControl 2017
D17_EUn_OffGen_LF_Yr | Lighting | FRACTION | WntrDsn | 2014-04-04 | 2014-04-12 | Constant | 0 | [23 empty] | From eQ_Lib.dat in MASControl 2017
D17_EUn_OffGen_LF_Yr | Lighting | FRACTION | Default | 2014-04-04 | 2014-04-12 | Constant | 0.035 | [23 empty] | From eQ_Lib.dat in MASControl 2017
D17_EUn_OffGen_LF_Yr | Lighting | FRACTION | Default¦Wkdy | 2014-04-13 | 2014-05-22 | Hourly | 0.05 | 0.05 | 0.05 | 0.05 | 0.05 | 0.05 | 0.05 | 0.8417 | 0.9472 | 0.9472 | 1 | 1 | 0.8417 | 0.8417 | 0.9472 | 0.9472 | 1 | 0.8417 | 0.7361 | 0.6306 | 0.4194 | 0.1028 | 0.05 | 0.05 | From eQ_Lib.dat in MASControl 2017
D17_EUn_OffGen_LF_Yr | Lighting | FRACTION | Wknd | 2014-04-13 | 2014-05-22 | Hourly | 0.05 | 0.05 | 0.05 | 0.05 | 0.05 | 0.05 | 0.05 | 0.2 | 0.4 | 0.4 | 0.4 | 0.35 | 0.35 | 0.4 | 0.4 | 0.4 | 0.35 | 0.2 | 0.2 | 0.15 | 0.05 | 0.05 | 0.05 | 0.05 | From eQ_Lib.dat in MASControl 2017
D17_EUn_OffGen_LF_Yr | Lighting | FRACTION | SmrDsn | 2014-05-23 | 2014-05-31 | Constant | 1 | [23 empty] | From eQ_Lib.dat in MASControl 2017
D17_EUn_OffGen_LF_Yr | Lighting | FRACTION | WntrDsn | 2014-05-23 | 2014-05-31 | Constant | 0 | [23 empty] | From eQ_Lib.dat in MASControl 2017
D17_EUn_OffGen_LF_Yr | Lighting | FRACTION | Default | 2014-05-23 | 2014-05-31 | Constant | 0.035 | [23 empty] | From eQ_Lib.dat in MASControl 2017
D17_EUn_OffGen_LF_Yr | Lighting | FRACTION | Default¦Wkdy | 2014-06-01 | 2014-08-07 | Hourly | 0.05 | 0.05 | 0.05 | 0.05 | 0.05 | 0.05 | 0.05 | 0.4771 | 0.534 | 0.534 | 0.5625 | 0.5625 | 0.4771 | 0.4771 | 0.534 | 0.534 | 0.5625 | 0.4771 | 0.4201 | 0.3632 | 0.2493 | 0.0785 | 0.05 | 0.05 | From eQ_Lib.dat in MASControl 2017
D17_EUn_OffGen_LF_Yr | Lighting | FRACTION | Wknd | 2014-06-01 | 2014-08-07 | Hourly | 0.05 | 0.05 | 0.05 | 0.05 | 0.05 | 0.05 | 0.05 | 0.1571 | 0.3 | 0.3 | 0.3 | 0.2643 | 0.2643 | 0.3 | 0.3 | 0.3 | 0.2643 | 0.1571 | 0.1571 | 0.1214 | 0.05 | 0.05 | 0.05 | 0.05 | From eQ_Lib.dat in MASControl 2017
D17_EUn_OffGen_LF_Yr | Lighting | FRACTION | SmrDsn | 2014-08-08 | 2014-08-16 | Constant | 1 | [23 empty] | From eQ_Lib.dat in MASControl 2017
D17_EUn_OffGen_LF_Yr | Lighting | FRACTION | WntrDsn | 2014-08-08 | 2014-08-16 | Constant | 0 | [23 empty] | From eQ_Lib.dat in MASControl 2017
D17_EUn_OffGen_LF_Yr | Lighting | FRACTION | Default | 2014-08-08 | 2014-08-16 | Constant | 0.035 | [23 empty] | From eQ_Lib.dat in MASControl 2017
D17_EUn_OffGen_LF_Yr | Lighting | FRACTION | Default¦Wkdy | 2014-08-17 | 2014-12-11 | Hourly | 0.05 | 0.05 | 0.05 | 0.05 | 0.05 | 0.05 | 0.05 | 0.8417 | 0.9472 | 0.9472 | 1 | 1 | 0.8417 | 0.8417 | 0.9472 | 0.9472 | 1 | 0.8417 | 0.7361 | 0.6306 | 0.4194 | 0.1028 | 0.05 | 0.05 | From eQ_Lib.dat in MASControl 2017
D17_EUn_OffGen_LF_Yr | Lighting | FRACTION | Wknd | 2014-08-17 | 2014-12-11 | Hourly | 0.05 | 0.05 | 0.05 | 0.05 | 0.05 | 0.05 | 0.05 | 0.2 | 0.4 | 0.4 | 0.4 | 0.35 | 0.35 | 0.4 | 0.4 | 0.4 | 0.35 | 0.2 | 0.2 | 0.15 | 0.05 | 0.05 | 0.05 | 0.05 | From eQ_Lib.dat in MASControl 2017
D17_EUn_OffGen_LF_Yr | Lighting | FRACTION | SmrDsn | 2014-12-12 | 2014-12-31 | Constant | 1 | [23 empty] | From eQ_Lib.dat in MASControl 2017
D17_EUn_OffGen_LF_Yr | Lighting | FRACTION | WntrDsn | 2014-12-12 | 2014-12-31 | Constant | 0 | [23 empty] | From eQ_Lib.dat in MASControl 2017
D17_EUn_OffGen_LF_Yr | Lighting | FRACTION | Default | 2014-12-12 | 2014-12-31 | Constant | 0.035 | [23 empty] | From eQ_Lib.dat in MASControl 2017
D17_EUn_OffGen_LF_Yr | Lighting | FRACTION | WntrDsn | 2014-01-01 | 2014-12-31 | Constant | 0 | [23 empty] | From eQ_Lib.dat in MASControl 2017
D17_EUn_OffGen_LF_Yr | Lighting | FRACTION | SmrDsn | 2014-01-01 | 2014-12-31 | Constant | 1 | [23 empty] | From eQ_Lib.dat in MASControl 2017
D17_EUn_OffGen_LF_Yr | Lighting | FRACTION | Hol | 2014-01-01 | 2014-12-31 | Constant | 0.05 | [23 empty] | From eQ_Lib.dat in MASControl 2017
D17_EUn_Restrm_CFL_Yr | Lighting | FRACTION | SmrDsn | 2014-01-01 | 2014-01-11 | Constant | 1 | [23 empty] | From eQ_Lib.dat in MASControl 2017
D17_EUn_Restrm_CFL_Yr | Lighting | FRACTION | WntrDsn | 2014-01-01 | 2014-01-11 | Constant | 0 | [23 empty] | From eQ_Lib.dat in MASControl 2017
D17_EUn_Restrm_CFL_Yr | Lighting | FRACTION | Default | 2014-01-01 | 2014-01-11 | Constant | 0.035 | [23 empty] | From eQ_Lib.dat in MASControl 2017
D17_EUn_Restrm_CFL_Yr | Lighting | FRACTION | Default¦Wkdy | 2014-01-12 | 2014-04-03 | Hourly | 0.05 | 0.05 | 0.05 | 0.05 | 0.05 | 0.05 | 0.05 | 0.8417 | 0.9472 | 0.9472 | 1 | 1 | 0.8417 | 0.8417 | 0.9472 | 0.9472 | 1 | 0.8417 | 0.7361 | 0.6306 | 0.4194 | 0.1028 | 0.05 | 0.05 | From eQ_Lib.dat in MASControl 2017
D17_EUn_Restrm_CFL_Yr | Lighting | FRACTION | Wknd | 2014-01-12 | 2014-04-03 | Hourly | 0.05 | 0.05 | 0.05 | 0.05 | 0.05 | 0.05 | 0.05 | 0.2 | 0.4 | 0.4 | 0.4 | 0.35 | 0.35 | 0.4 | 0.4 | 0.4 | 0.35 | 0.2 | 0.2 | 0.15 | 0.05 | 0.05 | 0.05 | 0.05 | From eQ_Lib.dat in MASControl 2017
D17_EUn_Restrm_CFL_Yr | Lighting | FRACTION | SmrDsn | 2014-04-04 | 2014-04-12 | Constant | 1 | [23 empty] | From eQ_Lib.dat in MASControl 2017
D17_EUn_Restrm_CFL_Yr | Lighting | FRACTION | WntrDsn | 2014-04-04 | 2014-04-12 | Constant | 0 | [23 empty] | From eQ_Lib.dat in MASControl 2017
D17_EUn_Restrm_CFL_Yr | Lighting | FRACTION | Default | 2014-04-04 | 2014-04-12 | Constant | 0.035 | [23 empty] | From eQ_Lib.dat in MASControl 2017
D17_EUn_Restrm_CFL_Yr | Lighting | FRACTION | Default¦Wkdy | 2014-04-13 | 2014-05-22 | Hourly | 0.05 | 0.05 | 0.05 | 0.05 | 0.05 | 0.05 | 0.05 | 0.8417 | 0.9472 | 0.9472 | 1 | 1 | 0.8417 | 0.8417 | 0.9472 | 0.9472 | 1 | 0.8417 | 0.7361 | 0.6306 | 0.4194 | 0.1028 | 0.05 | 0.05 | From eQ_Lib.dat in MASControl 2017
D17_EUn_Restrm_CFL_Yr | Lighting | FRACTION | Wknd | 2014-04-13 | 2014-05-22 | Hourly | 0.05 | 0.05 | 0.05 | 0.05 | 0.05 | 0.05 | 0.05 | 0.2 | 0.4 | 0.4 | 0.4 | 0.35 | 0.35 | 0.4 | 0.4 | 0.4 | 0.35 | 0.2 | 0.2 | 0.15 | 0.05 | 0.05 | 0.05 | 0.05 | From eQ_Lib.dat in MASControl 2017
D17_EUn_Restrm_CFL_Yr | Lighting | FRACTION | SmrDsn | 2014-05-23 | 2014-05-31 | Constant | 1 | [23 empty] | From eQ_Lib.dat in MASControl 2017
D17_EUn_Restrm_CFL_Yr | Lighting | FRACTION | WntrDsn | 2014-05-23 | 2014-05-31 | Constant | 0 | [23 empty] | From eQ_Lib.dat in MASControl 2017
D17_EUn_Restrm_CFL_Yr | Lighting | FRACTION | Default | 2014-05-23 | 2014-05-31 | Constant | 0.035 | [23 empty] | From eQ_Lib.dat in MASControl 2017
D17_EUn_Restrm_CFL_Yr | Lighting | FRACTION | SmrDsn | 2014-06-01 | 2014-08-07 | Constant | 1 | [23 empty] | From eQ_Lib.dat in MASControl 2017
D17_EUn_Restrm_CFL_Yr | Lighting | FRACTION | WntrDsn | 2014-06-01 | 2014-08-07 | Constant | 0 | [23 empty] | From eQ_Lib.dat in MASControl 2017
D17_EUn_Restrm_CFL_Yr | Lighting | FRACTION | Default | 2014-06-01 | 2014-08-07 | Constant | 0.05 | [23 empty] | From eQ_Lib.dat in MASControl 2017
D17_EUn_Restrm_CFL_Yr | Lighting | FRACTION | SmrDsn | 2014-08-08 | 2014-08-16 | Constant | 1 | [23 empty] | From eQ_Lib.dat in MASControl 2017
D17_EUn_Restrm_CFL_Yr | Lighting | FRACTION | WntrDsn | 2014-08-08 | 2014-08-16 | Constant | 0 | [23 empty] | From eQ_Lib.dat in MASControl 2017
D17_EUn_Restrm_CFL_Yr | Lighting | FRACTION | Default | 2014-08-08 | 2014-08-16 | Constant | 0.035 | [23 empty] | From eQ_Lib.dat in MASControl 2017
D17_EUn_Restrm_CFL_Yr | Lighting | FRACTION | Default¦Wkdy | 2014-08-17 | 2014-12-11 | Hourly | 0.05 | 0.05 | 0.05 | 0.05 | 0.05 | 0.05 | 0.05 | 0.8417 | 0.9472 | 0.9472 | 1 | 1 | 0.8417 | 0.8417 | 0.9472 | 0.9472 | 1 | 0.8417 | 0.7361 | 0.6306 | 0.4194 | 0.1028 | 0.05 | 0.05 | From eQ_Lib.dat in MASControl 2017
D17_EUn_Restrm_CFL_Yr | Lighting | FRACTION | Wknd | 2014-08-17 | 2014-12-11 | Hourly | 0.05 | 0.05 | 0.05 | 0.05 | 0.05 | 0.05 | 0.05 | 0.2 | 0.4 | 0.4 | 0.4 | 0.35 | 0.35 | 0.4 | 0.4 | 0.4 | 0.35 | 0.2 | 0.2 | 0.15 | 0.05 | 0.05 | 0.05 | 0.05 | From eQ_Lib.dat in MASControl 2017
D17_EUn_Restrm_CFL_Yr | Lighting | FRACTION | SmrDsn | 2014-12-12 | 2014-12-31 | Constant | 1 | [23 empty] | From eQ_Lib.dat in MASControl 2017
D17_EUn_Restrm_CFL_Yr | Lighting | FRACTION | WntrDsn | 2014-12-12 | 2014-12-31 | Constant | 0 | [23 empty] | From eQ_Lib.dat in MASControl 2017
D17_EUn_Restrm_CFL_Yr | Lighting | FRACTION | Default | 2014-12-12 | 2014-12-31 | Constant | 0.035 | [23 empty] | From eQ_Lib.dat in MASControl 2017
D17_EUn_Restrm_CFL_Yr | Lighting | FRACTION | WntrDsn | 2014-01-01 | 2014-12-31 | Constant | 0 | [23 empty] | From eQ_Lib.dat in MASControl 2017
D17_EUn_Restrm_CFL_Yr | Lighting | FRACTION | SmrDsn | 2014-01-01 | 2014-12-31 | Constant | 1 | [23 empty] | From eQ_Lib.dat in MASControl 2017
D17_EUn_Restrm_CFL_Yr | Lighting | FRACTION | Hol | 2014-01-01 | 2014-12-31 | Constant | 0.05 | [23 empty] | From eQ_Lib.dat in MASControl 2017
D17_EUn_Restrm_LF_Yr | Lighting | FRACTION | SmrDsn | 2014-01-01 | 2014-01-11 | Constant | 1 | [23 empty] | From eQ_Lib.dat in MASControl 2017
D17_EUn_Restrm_LF_Yr | Lighting | FRACTION | WntrDsn | 2014-01-01 | 2014-01-11 | Constant | 0 | [23 empty] | From eQ_Lib.dat in MASControl 2017
D17_EUn_Restrm_LF_Yr | Lighting | FRACTION | Default | 2014-01-01 | 2014-01-11 | Constant | 0.035 | [23 empty] | From eQ_Lib.dat in MASControl 2017
D17_EUn_Restrm_LF_Yr | Lighting | FRACTION | Default¦Wkdy | 2014-01-12 | 2014-04-03 | Hourly | 0.05 | 0.05 | 0.05 | 0.05 | 0.05 | 0.05 | 0.05 | 0.8417 | 0.9472 | 0.9472 | 1 | 1 | 0.8417 | 0.8417 | 0.9472 | 0.9472 | 1 | 0.8417 | 0.7361 | 0.6306 | 0.4194 | 0.1028 | 0.05 | 0.05 | From eQ_Lib.dat in MASControl 2017
D17_EUn_Restrm_LF_Yr | Lighting | FRACTION | Wknd | 2014-01-12 | 2014-04-03 | Hourly | 0.05 | 0.05 | 0.05 | 0.05 | 0.05 | 0.05 | 0.05 | 0.2 | 0.4 | 0.4 | 0.4 | 0.35 | 0.35 | 0.4 | 0.4 | 0.4 | 0.35 | 0.2 | 0.2 | 0.15 | 0.05 | 0.05 | 0.05 | 0.05 | From eQ_Lib.dat in MASControl 2017
D17_EUn_Restrm_LF_Yr | Lighting | FRACTION | SmrDsn | 2014-04-04 | 2014-04-12 | Constant | 1 | [23 empty] | From eQ_Lib.dat in MASControl 2017
D17_EUn_Restrm_LF_Yr | Lighting | FRACTION | WntrDsn | 2014-04-04 | 2014-04-12 | Constant | 0 | [23 empty] | From eQ_Lib.dat in MASControl 2017
D17_EUn_Restrm_LF_Yr | Lighting | FRACTION | Default | 2014-04-04 | 2014-04-12 | Constant | 0.035 | [23 empty] | From eQ_Lib.dat in MASControl 2017
D17_EUn_Restrm_LF_Yr | Lighting | FRACTION | Default¦Wkdy | 2014-04-13 | 2014-05-22 | Hourly | 0.05 | 0.05 | 0.05 | 0.05 | 0.05 | 0.05 | 0.05 | 0.8417 | 0.9472 | 0.9472 | 1 | 1 | 0.8417 | 0.8417 | 0.9472 | 0.9472 | 1 | 0.8417 | 0.7361 | 0.6306 | 0.4194 | 0.1028 | 0.05 | 0.05 | From eQ_Lib.dat in MASControl 2017
D17_EUn_Restrm_LF_Yr | Lighting | FRACTION | Wknd | 2014-04-13 | 2014-05-22 | Hourly | 0.05 | 0.05 | 0.05 | 0.05 | 0.05 | 0.05 | 0.05 | 0.2 | 0.4 | 0.4 | 0.4 | 0.35 | 0.35 | 0.4 | 0.4 | 0.4 | 0.35 | 0.2 | 0.2 | 0.15 | 0.05 | 0.05 | 0.05 | 0.05 | From eQ_Lib.dat in MASControl 2017
D17_EUn_Restrm_LF_Yr | Lighting | FRACTION | SmrDsn | 2014-05-23 | 2014-05-31 | Constant | 1 | [23 empty] | From eQ_Lib.dat in MASControl 2017
D17_EUn_Restrm_LF_Yr | Lighting | FRACTION | WntrDsn | 2014-05-23 | 2014-05-31 | Constant | 0 | [23 empty] | From eQ_Lib.dat in MASControl 2017
D17_EUn_Restrm_LF_Yr | Lighting | FRACTION | Default | 2014-05-23 | 2014-05-31 | Constant | 0.035 | [23 empty] | From eQ_Lib.dat in MASControl 2017
D17_EUn_Restrm_LF_Yr | Lighting | FRACTION | SmrDsn | 2014-06-01 | 2014-08-07 | Constant | 1 | [23 empty] | From eQ_Lib.dat in MASControl 2017
D17_EUn_Restrm_LF_Yr | Lighting | FRACTION | WntrDsn | 2014-06-01 | 2014-08-07 | Constant | 0 | [23 empty] | From eQ_Lib.dat in MASControl 2017
D17_EUn_Restrm_LF_Yr | Lighting | FRACTION | Default | 2014-06-01 | 2014-08-07 | Constant | 0.05 | [23 empty] | From eQ_Lib.dat in MASControl 2017
D17_EUn_Restrm_LF_Yr | Lighting | FRACTION | SmrDsn | 2014-08-08 | 2014-08-16 | Constant | 1 | [23 empty] | From eQ_Lib.dat in MASControl 2017
D17_EUn_Restrm_LF_Yr | Lighting | FRACTION | WntrDsn | 2014-08-08 | 2014-08-16 | Constant | 0 | [23 empty] | From eQ_Lib.dat in MASControl 2017
D17_EUn_Restrm_LF_Yr | Lighting | FRACTION | Default | 2014-08-08 | 2014-08-16 | Constant | 0.035 | [23 empty] | From eQ_Lib.dat in MASControl 2017
D17_EUn_Restrm_LF_Yr | Lighting | FRACTION | Default¦Wkdy | 2014-08-17 | 2014-12-11 | Hourly | 0.05 | 0.05 | 0.05 | 0.05 | 0.05 | 0.05 | 0.05 | 0.8417 | 0.9472 | 0.9472 | 1 | 1 | 0.8417 | 0.8417 | 0.9472 | 0.9472 | 1 | 0.8417 | 0.7361 | 0.6306 | 0.4194 | 0.1028 | 0.05 | 0.05 | From eQ_Lib.dat in MASControl 2017
D17_EUn_Restrm_LF_Yr | Lighting | FRACTION | Wknd | 2014-08-17 | 2014-12-11 | Hourly | 0.05 | 0.05 | 0.05 | 0.05 | 0.05 | 0.05 | 0.05 | 0.2 | 0.4 | 0.4 | 0.4 | 0.35 | 0.35 | 0.4 | 0.4 | 0.4 | 0.35 | 0.2 | 0.2 | 0.15 | 0.05 | 0.05 | 0.05 | 0.05 | From eQ_Lib.dat in MASControl 2017
D17_EUn_Restrm_LF_Yr | Lighting | FRACTION | SmrDsn | 2014-12-12 | 2014-12-31 | Constant | 1 | [23 empty] | From eQ_Lib.dat in MASControl 2017
D17_EUn_Restrm_LF_Yr | Lighting | FRACTION | WntrDsn | 2014-12-12 | 2014-12-31 | Constant | 0 | [23 empty] | From eQ_Lib.dat in MASControl 2017
D17_EUn_Restrm_LF_Yr | Lighting | FRACTION | Default | 2014-12-12 | 2014-12-31 | Constant | 0.035 | [23 empty] | From eQ_Lib.dat in MASControl 2017
D17_EUn_Restrm_LF_Yr | Lighting | FRACTION | WntrDsn | 2014-01-01 | 2014-12-31 | Constant | 0 | [23 empty] | From eQ_Lib.dat in MASControl 2017
D17_EUn_Restrm_LF_Yr | Lighting | FRACTION | SmrDsn | 2014-01-01 | 2014-12-31 | Constant | 1 | [23 empty] | From eQ_Lib.dat in MASControl 2017
D17_EUn_Restrm_LF_Yr | Lighting | FRACTION | Hol | 2014-01-01 | 2014-12-31 | Constant | 0.05 | [23 empty] | From eQ_Lib.dat in MASControl 2017
D17_EUn_StCond_CFL_Yr | Lighting | FRACTION | SmrDsn | 2014-01-01 | 2014-01-11 | Constant | 1 | [23 empty] | From eQ_Lib.dat in MASControl 2017
D17_EUn_StCond_CFL_Yr | Lighting | FRACTION | WntrDsn | 2014-01-01 | 2014-01-11 | Constant | 0 | [23 empty] | From eQ_Lib.dat in MASControl 2017
D17_EUn_StCond_CFL_Yr | Lighting | FRACTION | Default | 2014-01-01 | 2014-01-11 | Constant | 0.035 | [23 empty] | From eQ_Lib.dat in MASControl 2017
D17_EUn_StCond_CFL_Yr | Lighting | FRACTION | Default¦Wkdy | 2014-01-12 | 2014-04-03 | Hourly | 0.05 | 0.05 | 0.05 | 0.05 | 0.05 | 0.05 | 0.3579 | 0.5632 | 0.7 | 0.7 | 0.7 | 0.6316 | 0.6316 | 0.6316 | 0.7 | 0.7 | 0.7 | 0.6316 | 0.6316 | 0.6316 | 0.5632 | 0.4947 | 0.3579 | 0.1526 | From eQ_Lib.dat in MASControl 2017
D17_EUn_StCond_CFL_Yr | Lighting | FRACTION | Wknd | 2014-01-12 | 2014-04-03 | Hourly | 0.05 | 0.05 | 0.05 | 0.05 | 0.05 | 0.05 | 0.05 | 0.2079 | 0.25 | 0.25 | 0.25 | 0.2289 | 0.2289 | 0.2289 | 0.25 | 0.25 | 0.1868 | 0.1237 | 0.0816 | 0.05 | 0.05 | 0.05 | 0.05 | 0.05 | From eQ_Lib.dat in MASControl 2017
D17_EUn_StCond_CFL_Yr | Lighting | FRACTION | SmrDsn | 2014-04-04 | 2014-04-12 | Constant | 1 | [23 empty] | From eQ_Lib.dat in MASControl 2017
D17_EUn_StCond_CFL_Yr | Lighting | FRACTION | WntrDsn | 2014-04-04 | 2014-04-12 | Constant | 0 | [23 empty] | From eQ_Lib.dat in MASControl 2017
D17_EUn_StCond_CFL_Yr | Lighting | FRACTION | Default | 2014-04-04 | 2014-04-12 | Constant | 0.035 | [23 empty] | From eQ_Lib.dat in MASControl 2017
D17_EUn_StCond_CFL_Yr | Lighting | FRACTION | Default¦Wkdy | 2014-04-13 | 2014-05-22 | Hourly | 0.05 | 0.05 | 0.05 | 0.05 | 0.05 | 0.05 | 0.3579 | 0.5632 | 0.7 | 0.7 | 0.7 | 0.6316 | 0.6316 | 0.6316 | 0.7 | 0.7 | 0.7 | 0.6316 | 0.6316 | 0.6316 | 0.5632 | 0.4947 | 0.3579 | 0.1526 | From eQ_Lib.dat in MASControl 2017
D17_EUn_StCond_CFL_Yr | Lighting | FRACTION | Wknd | 2014-04-13 | 2014-05-22 | Hourly | 0.05 | 0.05 | 0.05 | 0.05 | 0.05 | 0.05 | 0.05 | 0.2079 | 0.25 | 0.25 | 0.25 | 0.2289 | 0.2289 | 0.2289 | 0.25 | 0.25 | 0.1868 | 0.1237 | 0.0816 | 0.05 | 0.05 | 0.05 | 0.05 | 0.05 | From eQ_Lib.dat in MASControl 2017
D17_EUn_StCond_CFL_Yr | Lighting | FRACTION | SmrDsn | 2014-05-23 | 2014-05-31 | Constant | 1 | [23 empty] | From eQ_Lib.dat in MASControl 2017
D17_EUn_StCond_CFL_Yr | Lighting | FRACTION | WntrDsn | 2014-05-23 | 2014-05-31 | Constant | 0 | [23 empty] | From eQ_Lib.dat in MASControl 2017
D17_EUn_StCond_CFL_Yr | Lighting | FRACTION | Default | 2014-05-23 | 2014-05-31 | Constant | 0.035 | [23 empty] | From eQ_Lib.dat in MASControl 2017
D17_EUn_StCond_CFL_Yr | Lighting | FRACTION | Default¦Wkdy | 2014-06-01 | 2014-08-07 | Hourly | 0.05 | 0.05 | 0.05 | 0.05 | 0.05 | 0.05 | 0.2395 | 0.3658 | 0.45 | 0.45 | 0.45 | 0.4079 | 0.4079 | 0.4079 | 0.45 | 0.45 | 0.45 | 0.4079 | 0.4079 | 0.3658 | 0.3237 | 0.2395 | 0.1132 | 0.05 | From eQ_Lib.dat in MASControl 2017
D17_EUn_StCond_CFL_Yr | Lighting | FRACTION | Wknd | 2014-06-01 | 2014-08-07 | Hourly | 0.05 | 0.05 | 0.05 | 0.05 | 0.05 | 0.05 | 0.05 | 0.1289 | 0.15 | 0.15 | 0.15 | 0.1395 | 0.1395 | 0.1395 | 0.15 | 0.1184 | 0.0868 | 0.0658 | 0.05 | 0.05 | 0.05 | 0.05 | 0.05 | 0.05 | From eQ_Lib.dat in MASControl 2017
D17_EUn_StCond_CFL_Yr | Lighting | FRACTION | SmrDsn | 2014-08-08 | 2014-08-16 | Constant | 1 | [23 empty] | From eQ_Lib.dat in MASControl 2017
D17_EUn_StCond_CFL_Yr | Lighting | FRACTION | WntrDsn | 2014-08-08 | 2014-08-16 | Constant | 0 | [23 empty] | From eQ_Lib.dat in MASControl 2017
D17_EUn_StCond_CFL_Yr | Lighting | FRACTION | Default | 2014-08-08 | 2014-08-16 | Constant | 0.035 | [23 empty] | From eQ_Lib.dat in MASControl 2017
D17_EUn_StCond_CFL_Yr | Lighting | FRACTION | Default¦Wkdy | 2014-08-17 | 2014-12-11 | Hourly | 0.05 | 0.05 | 0.05 | 0.05 | 0.05 | 0.05 | 0.3579 | 0.5632 | 0.7 | 0.7 | 0.7 | 0.6316 | 0.6316 | 0.6316 | 0.7 | 0.7 | 0.7 | 0.6316 | 0.6316 | 0.6316 | 0.5632 | 0.4947 | 0.3579 | 0.1526 | From eQ_Lib.dat in MASControl 2017
D17_EUn_StCond_CFL_Yr | Lighting | FRACTION | Wknd | 2014-08-17 | 2014-12-11 | Hourly | 0.05 | 0.05 | 0.05 | 0.05 | 0.05 | 0.05 | 0.05 | 0.2079 | 0.25 | 0.25 | 0.25 | 0.2289 | 0.2289 | 0.2289 | 0.25 | 0.25 | 0.1868 | 0.1237 | 0.0816 | 0.05 | 0.05 | 0.05 | 0.05 | 0.05 | From eQ_Lib.dat in MASControl 2017
D17_EUn_StCond_CFL_Yr | Lighting | FRACTION | SmrDsn | 2014-12-12 | 2014-12-31 | Constant | 1 | [23 empty] | From eQ_Lib.dat in MASControl 2017
D17_EUn_StCond_CFL_Yr | Lighting | FRACTION | WntrDsn | 2014-12-12 | 2014-12-31 | Constant | 0 | [23 empty] | From eQ_Lib.dat in MASControl 2017
D17_EUn_StCond_CFL_Yr | Lighting | FRACTION | Default | 2014-12-12 | 2014-12-31 | Constant | 0.035 | [23 empty] | From eQ_Lib.dat in MASControl 2017
D17_EUn_StCond_CFL_Yr | Lighting | FRACTION | WntrDsn | 2014-01-01 | 2014-12-31 | Constant | 0 | [23 empty] | From eQ_Lib.dat in MASControl 2017
D17_EUn_StCond_CFL_Yr | Lighting | FRACTION | SmrDsn | 2014-01-01 | 2014-12-31 | Constant | 1 | [23 empty] | From eQ_Lib.dat in MASControl 2017
D17_EUn_StCond_CFL_Yr | Lighting | FRACTION | Hol | 2014-01-01 | 2014-12-31 | Hourly | 0.05 | 0.05 | 0.05 | 0.05 | 0.05 | 0.05 | 0.05 | 0.05 | 0.05 | 0.05 | 0.15 | 0.15 | 0.05 | 0.05 | 0.05 | 0.05 | 0.05 | 0.05 | 0.05 | 0.05 | 0.05 | 0.05 | 0.05 | 0.05 | From eQ_Lib.dat in MASControl 2017
D17_EUn_StCond_LF_Yr | Lighting | FRACTION | SmrDsn | 2014-01-01 | 2014-01-11 | Constant | 1 | [23 empty] | From eQ_Lib.dat in MASControl 2017
D17_EUn_StCond_LF_Yr | Lighting | FRACTION | WntrDsn | 2014-01-01 | 2014-01-11 | Constant | 0 | [23 empty] | From eQ_Lib.dat in MASControl 2017
D17_EUn_StCond_LF_Yr | Lighting | FRACTION | Default | 2014-01-01 | 2014-01-11 | Constant | 0.035 | [23 empty] | From eQ_Lib.dat in MASControl 2017
D17_EUn_StCond_LF_Yr | Lighting | FRACTION | Default¦Wkdy | 2014-01-12 | 2014-04-03 | Hourly | 0.05 | 0.05 | 0.05 | 0.05 | 0.05 | 0.05 | 0.3579 | 0.5632 | 0.7 | 0.7 | 0.7 | 0.6316 | 0.6316 | 0.6316 | 0.7 | 0.7 | 0.7 | 0.6316 | 0.6316 | 0.6316 | 0.5632 | 0.4947 | 0.3579 | 0.1526 | From eQ_Lib.dat in MASControl 2017
D17_EUn_StCond_LF_Yr | Lighting | FRACTION | Wknd | 2014-01-12 | 2014-04-03 | Hourly | 0.05 | 0.05 | 0.05 | 0.05 | 0.05 | 0.05 | 0.05 | 0.2079 | 0.25 | 0.25 | 0.25 | 0.2289 | 0.2289 | 0.2289 | 0.25 | 0.25 | 0.1868 | 0.1237 | 0.0816 | 0.05 | 0.05 | 0.05 | 0.05 | 0.05 | From eQ_Lib.dat in MASControl 2017
D17_EUn_StCond_LF_Yr | Lighting | FRACTION | SmrDsn | 2014-04-04 | 2014-04-12 | Constant | 1 | [23 empty] | From eQ_Lib.dat in MASControl 2017
D17_EUn_StCond_LF_Yr | Lighting | FRACTION | WntrDsn | 2014-04-04 | 2014-04-12 | Constant | 0 | [23 empty] | From eQ_Lib.dat in MASControl 2017
D17_EUn_StCond_LF_Yr | Lighting | FRACTION | Default | 2014-04-04 | 2014-04-12 | Constant | 0.035 | [23 empty] | From eQ_Lib.dat in MASControl 2017
D17_EUn_StCond_LF_Yr | Lighting | FRACTION | Default¦Wkdy | 2014-04-13 | 2014-05-22 | Hourly | 0.05 | 0.05 | 0.05 | 0.05 | 0.05 | 0.05 | 0.3579 | 0.5632 | 0.7 | 0.7 | 0.7 | 0.6316 | 0.6316 | 0.6316 | 0.7 | 0.7 | 0.7 | 0.6316 | 0.6316 | 0.6316 | 0.5632 | 0.4947 | 0.3579 | 0.1526 | From eQ_Lib.dat in MASControl 2017
D17_EUn_StCond_LF_Yr | Lighting | FRACTION | Wknd | 2014-04-13 | 2014-05-22 | Hourly | 0.05 | 0.05 | 0.05 | 0.05 | 0.05 | 0.05 | 0.05 | 0.2079 | 0.25 | 0.25 | 0.25 | 0.2289 | 0.2289 | 0.2289 | 0.25 | 0.25 | 0.1868 | 0.1237 | 0.0816 | 0.05 | 0.05 | 0.05 | 0.05 | 0.05 | From eQ_Lib.dat in MASControl 2017
D17_EUn_StCond_LF_Yr | Lighting | FRACTION | SmrDsn | 2014-05-23 | 2014-05-31 | Constant | 1 | [23 empty] | From eQ_Lib.dat in MASControl 2017
D17_EUn_StCond_LF_Yr | Lighting | FRACTION | WntrDsn | 2014-05-23 | 2014-05-31 | Constant | 0 | [23 empty] | From eQ_Lib.dat in MASControl 2017
D17_EUn_StCond_LF_Yr | Lighting | FRACTION | Default | 2014-05-23 | 2014-05-31 | Constant | 0.035 | [23 empty] | From eQ_Lib.dat in MASControl 2017
D17_EUn_StCond_LF_Yr | Lighting | FRACTION | Default¦Wkdy | 2014-06-01 | 2014-08-07 | Hourly | 0.05 | 0.05 | 0.05 | 0.05 | 0.05 | 0.05 | 0.2395 | 0.3658 | 0.45 | 0.45 | 0.45 | 0.4079 | 0.4079 | 0.4079 | 0.45 | 0.45 | 0.45 | 0.4079 | 0.4079 | 0.3658 | 0.3237 | 0.2395 | 0.1132 | 0.05 | From eQ_Lib.dat in MASControl 2017
D17_EUn_StCond_LF_Yr | Lighting | FRACTION | Wknd | 2014-06-01 | 2014-08-07 | Hourly | 0.05 | 0.05 | 0.05 | 0.05 | 0.05 | 0.05 | 0.05 | 0.1289 | 0.15 | 0.15 | 0.15 | 0.1395 | 0.1395 | 0.1395 | 0.15 | 0.1184 | 0.0868 | 0.0658 | 0.05 | 0.05 | 0.05 | 0.05 | 0.05 | 0.05 | From eQ_Lib.dat in MASControl 2017
D17_EUn_StCond_LF_Yr | Lighting | FRACTION | SmrDsn | 2014-08-08 | 2014-08-16 | Constant | 1 | [23 empty] | From eQ_Lib.dat in MASControl 2017
D17_EUn_StCond_LF_Yr | Lighting | FRACTION | WntrDsn | 2014-08-08 | 2014-08-16 | Constant | 0 | [23 empty] | From eQ_Lib.dat in MASControl 2017
D17_EUn_StCond_LF_Yr | Lighting | FRACTION | Default | 2014-08-08 | 2014-08-16 | Constant | 0.035 | [23 empty] | From eQ_Lib.dat in MASControl 2017
D17_EUn_StCond_LF_Yr | Lighting | FRACTION | Default¦Wkdy | 2014-08-17 | 2014-12-11 | Hourly | 0.05 | 0.05 | 0.05 | 0.05 | 0.05 | 0.05 | 0.3579 | 0.5632 | 0.7 | 0.7 | 0.7 | 0.6316 | 0.6316 | 0.6316 | 0.7 | 0.7 | 0.7 | 0.6316 | 0.6316 | 0.6316 | 0.5632 | 0.4947 | 0.3579 | 0.1526 | From eQ_Lib.dat in MASControl 2017
D17_EUn_StCond_LF_Yr | Lighting | FRACTION | Wknd | 2014-08-17 | 2014-12-11 | Hourly | 0.05 | 0.05 | 0.05 | 0.05 | 0.05 | 0.05 | 0.05 | 0.2079 | 0.25 | 0.25 | 0.25 | 0.2289 | 0.2289 | 0.2289 | 0.25 | 0.25 | 0.1868 | 0.1237 | 0.0816 | 0.05 | 0.05 | 0.05 | 0.05 | 0.05 | From eQ_Lib.dat in MASControl 2017
D17_EUn_StCond_LF_Yr | Lighting | FRACTION | SmrDsn | 2014-12-12 | 2014-12-31 | Constant | 1 | [23 empty] | From eQ_Lib.dat in MASControl 2017
D17_EUn_StCond_LF_Yr | Lighting | FRACTION | WntrDsn | 2014-12-12 | 2014-12-31 | Constant | 0 | [23 empty] | From eQ_Lib.dat in MASControl 2017
D17_EUn_StCond_LF_Yr | Lighting | FRACTION | Default | 2014-12-12 | 2014-12-31 | Constant | 0.035 | [23 empty] | From eQ_Lib.dat in MASControl 2017
D17_EUn_StCond_LF_Yr | Lighting | FRACTION | WntrDsn | 2014-01-01 | 2014-12-31 | Constant | 0 | [23 empty] | From eQ_Lib.dat in MASControl 2017
D17_EUn_StCond_LF_Yr | Lighting | FRACTION | SmrDsn | 2014-01-01 | 2014-12-31 | Constant | 1 | [23 empty] | From eQ_Lib.dat in MASControl 2017
D17_EUn_StCond_LF_Yr | Lighting | FRACTION | Hol | 2014-01-01 | 2014-12-31 | Hourly | 0.05 | 0.05 | 0.05 | 0.05 | 0.05 | 0.05 | 0.05 | 0.05 | 0.05 | 0.05 | 0.15 | 0.15 | 0.05 | 0.05 | 0.05 | 0.05 | 0.05 | 0.05 | 0.05 | 0.05 | 0.05 | 0.05 | 0.05 | 0.05 | From eQ_Lib.dat in MASControl 2017
D17_Gro_Cordr_CFL_Yr | Lighting | FRACTION | SmrDsn | 2014-01-01 | 2014-12-31 | Constant | 1 | [23 empty] | From eQ_Lib.dat in MASControl 2017
D17_Gro_Cordr_CFL_Yr | Lighting | FRACTION | WntrDsn | 2014-01-01 | 2014-12-31 | Constant | 0 | [23 empty] | From eQ_Lib.dat in MASControl 2017
D17_Gro_Cordr_CFL_Yr | Lighting | FRACTION | Default¦Hol | 2014-01-01 | 2014-12-31 | Hourly | 0.3 | 0.3 | 0.3 | 0.3 | 0.3 | 0.3 | 0.7 | 0.7 | 0.7 | 0.7 | 0.7 | 0.7 | 0.7 | 0.7 | 0.7 | 0.7 | 0.7 | 0.7 | 0.7 | 0.7 | 0.7 | 0.7 | 0.3 | 0.3 | From eQ_Lib.dat in MASControl 2017
D17_Gro_Cordr_LF_Yr | Lighting | FRACTION | SmrDsn | 2014-01-01 | 2014-12-31 | Constant | 1 | [23 empty] | From eQ_Lib.dat in MASControl 2017
D17_Gro_Cordr_LF_Yr | Lighting | FRACTION | WntrDsn | 2014-01-01 | 2014-12-31 | Constant | 0 | [23 empty] | From eQ_Lib.dat in MASControl 2017
D17_Gro_Cordr_LF_Yr | Lighting | FRACTION | Default¦Hol | 2014-01-01 | 2014-12-31 | Hourly | 0.3 | 0.3 | 0.3 | 0.3 | 0.3 | 0.3 | 0.7 | 0.7 | 0.7 | 0.7 | 0.7 | 0.7 | 0.7 | 0.7 | 0.7 | 0.7 | 0.7 | 0.7 | 0.7 | 0.7 | 0.7 | 0.7 | 0.3 | 0.3 | From eQ_Lib.dat in MASControl 2017
D17_Gro_GroSF_CFL_Yr | Lighting | FRACTION | SmrDsn | 2014-01-01 | 2014-12-31 | Constant | 1 | [23 empty] | From eQ_Lib.dat in MASControl 2017
D17_Gro_GroSF_CFL_Yr | Lighting | FRACTION | WntrDsn | 2014-01-01 | 2014-12-31 | Constant | 0 | [23 empty] | From eQ_Lib.dat in MASControl 2017
D17_Gro_GroSF_CFL_Yr | Lighting | FRACTION | Default¦Hol | 2014-01-01 | 2014-12-31 | Hourly | 0.3 | 0.3 | 0.3 | 0.3 | 0.3 | 0.3 | 0.7 | 0.7 | 0.7 | 0.7 | 0.7 | 0.7 | 0.7 | 0.7 | 0.7 | 0.7 | 0.7 | 0.7 | 0.7 | 0.7 | 0.7 | 0.7 | 0.3 | 0.3 | From eQ_Lib.dat in MASControl 2017
D17_Gro_GroSF_HB_Yr | Lighting | FRACTION | SmrDsn | 2014-01-01 | 2014-12-31 | Constant | 1 | [23 empty] | From eQ_Lib.dat in MASControl 2017
D17_Gro_GroSF_HB_Yr | Lighting | FRACTION | WntrDsn | 2014-01-01 | 2014-12-31 | Constant | 0 | [23 empty] | From eQ_Lib.dat in MASControl 2017
D17_Gro_GroSF_HB_Yr | Lighting | FRACTION | Default¦Hol | 2014-01-01 | 2014-12-31 | Hourly | 0.3 | 0.3 | 0.3 | 0.3 | 0.3 | 0.3 | 0.7 | 0.7 | 0.7 | 0.7 | 0.7 | 0.7 | 0.7 | 0.7 | 0.7 | 0.7 | 0.7 | 0.7 | 0.7 | 0.7 | 0.7 | 0.7 | 0.3 | 0.3 | From eQ_Lib.dat in MASControl 2017
D17_Gro_GroSF_LF_Yr | Lighting | FRACTION | SmrDsn | 2014-01-01 | 2014-12-31 | Constant | 1 | [23 empty] | From eQ_Lib.dat in MASControl 2017
D17_Gro_GroSF_LF_Yr | Lighting | FRACTION | WntrDsn | 2014-01-01 | 2014-12-31 | Constant | 0 | [23 empty] | From eQ_Lib.dat in MASControl 2017
D17_Gro_GroSF_LF_Yr | Lighting | FRACTION | Default¦Hol | 2014-01-01 | 2014-12-31 | Hourly | 0.3 | 0.3 | 0.3 | 0.3 | 0.3 | 0.3 | 0.7 | 0.7 | 0.7 | 0.7 | 0.7 | 0.7 | 0.7 | 0.7 | 0.7 | 0.7 | 0.7 | 0.7 | 0.7 | 0.7 | 0.7 | 0.7 | 0.3 | 0.3 | From eQ_Lib.dat in MASControl 2017
D17_Gro_Ktchn_CFL_Yr | Lighting | FRACTION | SmrDsn | 2014-01-01 | 2014-12-31 | Constant | 1 | [23 empty] | From eQ_Lib.dat in MASControl 2017
D17_Gro_Ktchn_CFL_Yr | Lighting | FRACTION | WntrDsn | 2014-01-01 | 2014-12-31 | Constant | 0 | [23 empty] | From eQ_Lib.dat in MASControl 2017
D17_Gro_Ktchn_CFL_Yr | Lighting | FRACTION | Default¦Hol | 2014-01-01 | 2014-12-31 | Constant | 0.5 | [23 empty] | From eQ_Lib.dat in MASControl 2017
D17_Gro_Ktchn_LF_Yr | Lighting | FRACTION | SmrDsn | 2014-01-01 | 2014-12-31 | Constant | 1 | [23 empty] | From eQ_Lib.dat in MASControl 2017
D17_Gro_Ktchn_LF_Yr | Lighting | FRACTION | WntrDsn | 2014-01-01 | 2014-12-31 | Constant | 0 | [23 empty] | From eQ_Lib.dat in MASControl 2017
D17_Gro_Ktchn_LF_Yr | Lighting | FRACTION | Default¦Hol | 2014-01-01 | 2014-12-31 | Constant | 0.5 | [23 empty] | From eQ_Lib.dat in MASControl 2017
D17_Gro_Mech_CFL_Yr | Lighting | FRACTION | SmrDsn | 2014-01-01 | 2014-12-31 | Constant | 1 | [23 empty] | From eQ_Lib.dat in MASControl 2017
D17_Gro_Mech_CFL_Yr | Lighting | FRACTION | WntrDsn | 2014-01-01 | 2014-12-31 | Constant | 0 | [23 empty] | From eQ_Lib.dat in MASControl 2017
D17_Gro_Mech_CFL_Yr | Lighting | FRACTION | Default¦Hol | 2014-01-01 | 2014-12-31 | Hourly | 0.3 | 0.3 | 0.3 | 0.3 | 0.3 | 0.3 | 0.7 | 0.7 | 0.7 | 0.7 | 0.7 | 0.7 | 0.7 | 0.7 | 0.7 | 0.7 | 0.7 | 0.7 | 0.7 | 0.7 | 0.7 | 0.7 | 0.3 | 0.3 | From eQ_Lib.dat in MASControl 2017
D17_Gro_Mech_LF_Yr | Lighting | FRACTION | SmrDsn | 2014-01-01 | 2014-12-31 | Constant | 1 | [23 empty] | From eQ_Lib.dat in MASControl 2017
D17_Gro_Mech_LF_Yr | Lighting | FRACTION | WntrDsn | 2014-01-01 | 2014-12-31 | Constant | 0 | [23 empty] | From eQ_Lib.dat in MASControl 2017
D17_Gro_Mech_LF_Yr | Lighting | FRACTION | Default¦Hol | 2014-01-01 | 2014-12-31 | Hourly | 0.3 | 0.3 | 0.3 | 0.3 | 0.3 | 0.3 | 0.7 | 0.7 | 0.7 | 0.7 | 0.7 | 0.7 | 0.7 | 0.7 | 0.7 | 0.7 | 0.7 | 0.7 | 0.7 | 0.7 | 0.7 | 0.7 | 0.3 | 0.3 | From eQ_Lib.dat in MASControl 2017
D17_Gro_OffGen_CFL_Yr | Lighting | FRACTION | SmrDsn | 2014-01-01 | 2014-12-31 | Constant | 1 | [23 empty] | From eQ_Lib.dat in MASControl 2017
D17_Gro_OffGen_CFL_Yr | Lighting | FRACTION | WntrDsn | 2014-01-01 | 2014-12-31 | Constant | 0 | [23 empty] | From eQ_Lib.dat in MASControl 2017
D17_Gro_OffGen_CFL_Yr | Lighting | FRACTION | Default¦Hol | 2014-01-01 | 2014-12-31 | Hourly | 0.15 | 0.15 | 0.15 | 0.15 | 0.15 | 0.15 | 0.7 | 0.7 | 0.7 | 0.7 | 0.7 | 0.7 | 0.7 | 0.7 | 0.7 | 0.7 | 0.7 | 0.7 | 0.7 | 0.7 | 0.7 | 0.7 | 0.15 | 0.15 | From eQ_Lib.dat in MASControl 2017
D17_Gro_OffGen_LF_Yr | Lighting | FRACTION | SmrDsn | 2014-01-01 | 2014-12-31 | Constant | 1 | [23 empty] | From eQ_Lib.dat in MASControl 2017
D17_Gro_OffGen_LF_Yr | Lighting | FRACTION | WntrDsn | 2014-01-01 | 2014-12-31 | Constant | 0 | [23 empty] | From eQ_Lib.dat in MASControl 2017
D17_Gro_OffGen_LF_Yr | Lighting | FRACTION | Default¦Hol | 2014-01-01 | 2014-12-31 | Hourly | 0.15 | 0.15 | 0.15 | 0.15 | 0.15 | 0.15 | 0.7 | 0.7 | 0.7 | 0.7 | 0.7 | 0.7 | 0.7 | 0.7 | 0.7 | 0.7 | 0.7 | 0.7 | 0.7 | 0.7 | 0.7 | 0.7 | 0.15 | 0.15 | From eQ_Lib.dat in MASControl 2017
D17_Gro_Restrm_CFL_Yr | Lighting | FRACTION | SmrDsn | 2014-01-01 | 2014-12-31 | Constant | 1 | [23 empty] | From eQ_Lib.dat in MASControl 2017
D17_Gro_Restrm_CFL_Yr | Lighting | FRACTION | WntrDsn | 2014-01-01 | 2014-12-31 | Constant | 0 | [23 empty] | From eQ_Lib.dat in MASControl 2017
D17_Gro_Restrm_CFL_Yr | Lighting | FRACTION | Default¦Hol | 2014-01-01 | 2014-12-31 | Hourly | 0.15 | 0.15 | 0.15 | 0.15 | 0.15 | 0.15 | 0.7 | 0.7 | 0.7 | 0.7 | 0.7 | 0.7 | 0.7 | 0.7 | 0.7 | 0.7 | 0.7 | 0.7 | 0.7 | 0.7 | 0.7 | 0.7 | 0.15 | 0.15 | From eQ_Lib.dat in MASControl 2017
D17_Gro_Restrm_LF_Yr | Lighting | FRACTION | SmrDsn | 2014-01-01 | 2014-12-31 | Constant | 1 | [23 empty] | From eQ_Lib.dat in MASControl 2017
D17_Gro_Restrm_LF_Yr | Lighting | FRACTION | WntrDsn | 2014-01-01 | 2014-12-31 | Constant | 0 | [23 empty] | From eQ_Lib.dat in MASControl 2017
D17_Gro_Restrm_LF_Yr | Lighting | FRACTION | Default¦Hol | 2014-01-01 | 2014-12-31 | Hourly | 0.15 | 0.15 | 0.15 | 0.15 | 0.15 | 0.15 | 0.7 | 0.7 | 0.7 | 0.7 | 0.7 | 0.7 | 0.7 | 0.7 | 0.7 | 0.7 | 0.7 | 0.7 | 0.7 | 0.7 | 0.7 | 0.7 | 0.15 | 0.15 | From eQ_Lib.dat in MASControl 2017
D17_Gro_RfgWClr_CFL_Yr | Lighting | FRACTION | SmrDsn | 2014-01-01 | 2014-12-31 | Constant | 1 | [23 empty] | From eQ_Lib.dat in MASControl 2017
D17_Gro_RfgWClr_CFL_Yr | Lighting | FRACTION | WntrDsn | 2014-01-01 | 2014-12-31 | Constant | 0 | [23 empty] | From eQ_Lib.dat in MASControl 2017
D17_Gro_RfgWClr_CFL_Yr | Lighting | FRACTION | Default¦Hol | 2014-01-01 | 2014-12-31 | Constant | 0.5 | [23 empty] | From eQ_Lib.dat in MASControl 2017
D17_Gro_RfgWClr_LF_Yr | Lighting | FRACTION | SmrDsn | 2014-01-01 | 2014-12-31 | Constant | 1 | [23 empty] | From eQ_Lib.dat in MASControl 2017
D17_Gro_RfgWClr_LF_Yr | Lighting | FRACTION | WntrDsn | 2014-01-01 | 2014-12-31 | Constant | 0 | [23 empty] | From eQ_Lib.dat in MASControl 2017
D17_Gro_RfgWClr_LF_Yr | Lighting | FRACTION | Default¦Hol | 2014-01-01 | 2014-12-31 | Constant | 0.5 | [23 empty] | From eQ_Lib.dat in MASControl 2017
D17_Gro_Stock_CFL_Yr | Lighting | FRACTION | SmrDsn | 2014-01-01 | 2014-12-31 | Constant | 1 | [23 empty] | From eQ_Lib.dat in MASControl 2017
D17_Gro_Stock_CFL_Yr | Lighting | FRACTION | WntrDsn | 2014-01-01 | 2014-12-31 | Constant | 0 | [23 empty] | From eQ_Lib.dat in MASControl 2017
D17_Gro_Stock_CFL_Yr | Lighting | FRACTION | Default¦Hol | 2014-01-01 | 2014-12-31 | Hourly | 0.3 | 0.3 | 0.3 | 0.3 | 0.3 | 0.3 | 0.7 | 0.7 | 0.7 | 0.7 | 0.7 | 0.7 | 0.7 | 0.7 | 0.7 | 0.7 | 0.7 | 0.7 | 0.7 | 0.7 | 0.7 | 0.7 | 0.3 | 0.3 | From eQ_Lib.dat in MASControl 2017
D17_Gro_Stock_LF_Yr | Lighting | FRACTION | SmrDsn | 2014-01-01 | 2014-12-31 | Constant | 1 | [23 empty] | From eQ_Lib.dat in MASControl 2017
D17_Gro_Stock_LF_Yr | Lighting | FRACTION | WntrDsn | 2014-01-01 | 2014-12-31 | Constant | 0 | [23 empty] | From eQ_Lib.dat in MASControl 2017
D17_Gro_Stock_LF_Yr | Lighting | FRACTION | Default¦Hol | 2014-01-01 | 2014-12-31 | Hourly | 0.3 | 0.3 | 0.3 | 0.3 | 0.3 | 0.3 | 0.7 | 0.7 | 0.7 | 0.7 | 0.7 | 0.7 | 0.7 | 0.7 | 0.7 | 0.7 | 0.7 | 0.7 | 0.7 | 0.7 | 0.7 | 0.7 | 0.3 | 0.3 | From eQ_Lib.dat in MASControl 2017
D17_Hsp_Din_CFL_Yr | Lighting | FRACTION | Default¦Wkdy | 2014-01-01 | 2014-12-31 | Constant | 0.7 | [23 empty] | From eQ_Lib.dat in MASControl 2017
D17_Hsp_Din_CFL_Yr | Lighting | FRACTION | Wknd | 2014-01-01 | 2014-12-31 | Constant | 0.6 | [23 empty] | From eQ_Lib.dat in MASControl 2017
D17_Hsp_Din_CFL_Yr | Lighting | FRACTION | WntrDsn | 2014-01-01 | 2014-12-31 | Constant | 0 | [23 empty] | From eQ_Lib.dat in MASControl 2017
D17_Hsp_Din_CFL_Yr | Lighting | FRACTION | SmrDsn | 2014-01-01 | 2014-12-31 | Constant | 1 | [23 empty] | From eQ_Lib.dat in MASControl 2017
D17_Hsp_Din_CFL_Yr | Lighting | FRACTION | Hol | 2014-01-01 | 2014-12-31 | Constant | 0.6 | [23 empty] | From eQ_Lib.dat in MASControl 2017
D17_Hsp_Din_HB_Yr | Lighting | FRACTION | Default¦Wkdy | 2014-01-01 | 2014-12-31 | Constant | 0.7 | [23 empty] | From eQ_Lib.dat in MASControl 2017
D17_Hsp_Din_HB_Yr | Lighting | FRACTION | Wknd | 2014-01-01 | 2014-12-31 | Constant | 0.6 | [23 empty] | From eQ_Lib.dat in MASControl 2017
D17_Hsp_Din_HB_Yr | Lighting | FRACTION | WntrDsn | 2014-01-01 | 2014-12-31 | Constant | 0 | [23 empty] | From eQ_Lib.dat in MASControl 2017
D17_Hsp_Din_HB_Yr | Lighting | FRACTION | SmrDsn | 2014-01-01 | 2014-12-31 | Constant | 1 | [23 empty] | From eQ_Lib.dat in MASControl 2017
D17_Hsp_Din_HB_Yr | Lighting | FRACTION | Hol | 2014-01-01 | 2014-12-31 | Constant | 0.6 | [23 empty] | From eQ_Lib.dat in MASControl 2017
D17_Hsp_Din_LF_Yr | Lighting | FRACTION | Default¦Wkdy | 2014-01-01 | 2014-12-31 | Constant | 0.7 | [23 empty] | From eQ_Lib.dat in MASControl 2017
D17_Hsp_Din_LF_Yr | Lighting | FRACTION | Wknd | 2014-01-01 | 2014-12-31 | Constant | 0.6 | [23 empty] | From eQ_Lib.dat in MASControl 2017
D17_Hsp_Din_LF_Yr | Lighting | FRACTION | WntrDsn | 2014-01-01 | 2014-12-31 | Constant | 0 | [23 empty] | From eQ_Lib.dat in MASControl 2017
D17_Hsp_Din_LF_Yr | Lighting | FRACTION | SmrDsn | 2014-01-01 | 2014-12-31 | Constant | 1 | [23 empty] | From eQ_Lib.dat in MASControl 2017
D17_Hsp_Din_LF_Yr | Lighting | FRACTION | Hol | 2014-01-01 | 2014-12-31 | Constant | 0.6 | [23 empty] | From eQ_Lib.dat in MASControl 2017
D17_Hsp_FacMnt_CFL_Yr | Lighting | FRACTION | Default¦Wkdy | 2014-01-01 | 2014-12-31 | Hourly | 0.4 | 0.4 | 0.4 | 0.4 | 0.4 | 0.4 | 0.4 | 0.4 | 0.9 | 0.9 | 0.9 | 0.9 | 0.9 | 0.9 | 0.9 | 0.9 | 0.9 | 0.9 | 0.9 | 0.9 | 0.4 | 0.4 | 0.4 | 0.4 | From eQ_Lib.dat in MASControl 2017
D17_Hsp_FacMnt_CFL_Yr | Lighting | FRACTION | Wknd | 2014-01-01 | 2014-12-31 | Hourly | 0.3 | 0.3 | 0.3 | 0.3 | 0.3 | 0.3 | 0.3 | 0.3 | 0.4 | 0.4 | 0.4 | 0.4 | 0.4 | 0.4 | 0.4 | 0.4 | 0.4 | 0.4 | 0.4 | 0.4 | 0.3 | 0.3 | 0.3 | 0.3 | From eQ_Lib.dat in MASControl 2017
D17_Hsp_FacMnt_CFL_Yr | Lighting | FRACTION | WntrDsn | 2014-01-01 | 2014-12-31 | Constant | 0 | [23 empty] | From eQ_Lib.dat in MASControl 2017
D17_Hsp_FacMnt_CFL_Yr | Lighting | FRACTION | SmrDsn | 2014-01-01 | 2014-12-31 | Constant | 1 | [23 empty] | From eQ_Lib.dat in MASControl 2017
D17_Hsp_FacMnt_CFL_Yr | Lighting | FRACTION | Hol | 2014-01-01 | 2014-12-31 | Hourly | 0.3 | 0.3 | 0.3 | 0.3 | 0.3 | 0.3 | 0.3 | 0.3 | 0.4 | 0.4 | 0.4 | 0.4 | 0.4 | 0.4 | 0.4 | 0.4 | 0.4 | 0.4 | 0.4 | 0.4 | 0.3 | 0.3 | 0.3 | 0.3 | From eQ_Lib.dat in MASControl 2017
D17_Hsp_FacMnt_LF_Yr | Lighting | FRACTION | Default¦Wkdy | 2014-01-01 | 2014-12-31 | Hourly | 0.4 | 0.4 | 0.4 | 0.4 | 0.4 | 0.4 | 0.4 | 0.4 | 0.9 | 0.9 | 0.9 | 0.9 | 0.9 | 0.9 | 0.9 | 0.9 | 0.9 | 0.9 | 0.9 | 0.9 | 0.4 | 0.4 | 0.4 | 0.4 | From eQ_Lib.dat in MASControl 2017
D17_Hsp_FacMnt_LF_Yr | Lighting | FRACTION | Wknd | 2014-01-01 | 2014-12-31 | Hourly | 0.3 | 0.3 | 0.3 | 0.3 | 0.3 | 0.3 | 0.3 | 0.3 | 0.4 | 0.4 | 0.4 | 0.4 | 0.4 | 0.4 | 0.4 | 0.4 | 0.4 | 0.4 | 0.4 | 0.4 | 0.3 | 0.3 | 0.3 | 0.3 | From eQ_Lib.dat in MASControl 2017
D17_Hsp_FacMnt_LF_Yr | Lighting | FRACTION | WntrDsn | 2014-01-01 | 2014-12-31 | Constant | 0 | [23 empty] | From eQ_Lib.dat in MASControl 2017
D17_Hsp_FacMnt_LF_Yr | Lighting | FRACTION | SmrDsn | 2014-01-01 | 2014-12-31 | Constant | 1 | [23 empty] | From eQ_Lib.dat in MASControl 2017
D17_Hsp_FacMnt_LF_Yr | Lighting | FRACTION | Hol | 2014-01-01 | 2014-12-31 | Hourly | 0.3 | 0.3 | 0.3 | 0.3 | 0.3 | 0.3 | 0.3 | 0.3 | 0.4 | 0.4 | 0.4 | 0.4 | 0.4 | 0.4 | 0.4 | 0.4 | 0.4 | 0.4 | 0.4 | 0.4 | 0.3 | 0.3 | 0.3 | 0.3 | From eQ_Lib.dat in MASControl 2017
D17_Hsp_Hall_CFL_Yr | Lighting | FRACTION | SmrDsn | 2014-01-01 | 2014-12-31 | Constant | 1 | [23 empty] | From eQ_Lib.dat in MASControl 2017
D17_Hsp_Hall_CFL_Yr | Lighting | FRACTION | WntrDsn | 2014-01-01 | 2014-12-31 | Constant | 0 | [23 empty] | From eQ_Lib.dat in MASControl 2017
D17_Hsp_Hall_CFL_Yr | Lighting | FRACTION | Default¦Hol | 2014-01-01 | 2014-12-31 | Hourly | 0.3 | 0.3 | 0.3 | 0.3 | 0.3 | 0.4731 | 0.6808 | 0.75 | 0.75 | 0.75 | 0.75 | 0.75 | 0.75 | 0.75 | 0.75 | 0.75 | 0.75 | 0.75 | 0.75 | 0.75 | 0.75 | 0.4731 | 0.3 | 0.3 | From eQ_Lib.dat in MASControl 2017
D17_Hsp_Hall_HB_Yr | Lighting | FRACTION | SmrDsn | 2014-01-01 | 2014-12-31 | Constant | 1 | [23 empty] | From eQ_Lib.dat in MASControl 2017
D17_Hsp_Hall_HB_Yr | Lighting | FRACTION | WntrDsn | 2014-01-01 | 2014-12-31 | Constant | 0 | [23 empty] | From eQ_Lib.dat in MASControl 2017
D17_Hsp_Hall_HB_Yr | Lighting | FRACTION | Default¦Hol | 2014-01-01 | 2014-12-31 | Hourly | 0.3 | 0.3 | 0.3 | 0.3 | 0.3 | 0.4731 | 0.6808 | 0.75 | 0.75 | 0.75 | 0.75 | 0.75 | 0.75 | 0.75 | 0.75 | 0.75 | 0.75 | 0.75 | 0.75 | 0.75 | 0.75 | 0.4731 | 0.3 | 0.3 | From eQ_Lib.dat in MASControl 2017
D17_Hsp_Hall_LF_Yr | Lighting | FRACTION | SmrDsn | 2014-01-01 | 2014-12-31 | Constant | 1 | [23 empty] | From eQ_Lib.dat in MASControl 2017
D17_Hsp_Hall_LF_Yr | Lighting | FRACTION | WntrDsn | 2014-01-01 | 2014-12-31 | Constant | 0 | [23 empty] | From eQ_Lib.dat in MASControl 2017
D17_Hsp_Hall_LF_Yr | Lighting | FRACTION | Default¦Hol | 2014-01-01 | 2014-12-31 | Hourly | 0.3 | 0.3 | 0.3 | 0.3 | 0.3 | 0.4731 | 0.6808 | 0.75 | 0.75 | 0.75 | 0.75 | 0.75 | 0.75 | 0.75 | 0.75 | 0.75 | 0.75 | 0.75 | 0.75 | 0.75 | 0.75 | 0.4731 | 0.3 | 0.3 | From eQ_Lib.dat in MASControl 2017
D17_Hsp_Ktchn_CFL_Yr | Lighting | FRACTION | Default¦Wkdy | 2014-01-01 | 2014-12-31 | Constant | 0.7 | [23 empty] | From eQ_Lib.dat in MASControl 2017
D17_Hsp_Ktchn_CFL_Yr | Lighting | FRACTION | Wknd | 2014-01-01 | 2014-12-31 | Constant | 0.6 | [23 empty] | From eQ_Lib.dat in MASControl 2017
D17_Hsp_Ktchn_CFL_Yr | Lighting | FRACTION | WntrDsn | 2014-01-01 | 2014-12-31 | Constant | 0 | [23 empty] | From eQ_Lib.dat in MASControl 2017
D17_Hsp_Ktchn_CFL_Yr | Lighting | FRACTION | SmrDsn | 2014-01-01 | 2014-12-31 | Constant | 1 | [23 empty] | From eQ_Lib.dat in MASControl 2017
D17_Hsp_Ktchn_CFL_Yr | Lighting | FRACTION | Hol | 2014-01-01 | 2014-12-31 | Constant | 0.6 | [23 empty] | From eQ_Lib.dat in MASControl 2017
D17_Hsp_Ktchn_LF_Yr | Lighting | FRACTION | Default¦Wkdy | 2014-01-01 | 2014-12-31 | Constant | 0.7 | [23 empty] | From eQ_Lib.dat in MASControl 2017
D17_Hsp_Ktchn_LF_Yr | Lighting | FRACTION | Wknd | 2014-01-01 | 2014-12-31 | Constant | 0.6 | [23 empty] | From eQ_Lib.dat in MASControl 2017
D17_Hsp_Ktchn_LF_Yr | Lighting | FRACTION | WntrDsn | 2014-01-01 | 2014-12-31 | Constant | 0 | [23 empty] | From eQ_Lib.dat in MASControl 2017
D17_Hsp_Ktchn_LF_Yr | Lighting | FRACTION | SmrDsn | 2014-01-01 | 2014-12-31 | Constant | 1 | [23 empty] | From eQ_Lib.dat in MASControl 2017
D17_Hsp_Ktchn_LF_Yr | Lighting | FRACTION | Hol | 2014-01-01 | 2014-12-31 | Constant | 0.6 | [23 empty] | From eQ_Lib.dat in MASControl 2017
D17_Hsp_LobWt_CFL_Yr | Lighting | FRACTION | SmrDsn | 2014-01-01 | 2014-12-31 | Constant | 1 | [23 empty] | From eQ_Lib.dat in MASControl 2017
D17_Hsp_LobWt_CFL_Yr | Lighting | FRACTION | WntrDsn | 2014-01-01 | 2014-12-31 | Constant | 0 | [23 empty] | From eQ_Lib.dat in MASControl 2017
D17_Hsp_LobWt_CFL_Yr | Lighting | FRACTION | Default¦Hol | 2014-01-01 | 2014-12-31 | Constant | 0.9 | [23 empty] | From eQ_Lib.dat in MASControl 2017
D17_Hsp_LobWt_HB_Yr | Lighting | FRACTION | SmrDsn | 2014-01-01 | 2014-12-31 | Constant | 1 | [23 empty] | From eQ_Lib.dat in MASControl 2017
D17_Hsp_LobWt_HB_Yr | Lighting | FRACTION | WntrDsn | 2014-01-01 | 2014-12-31 | Constant | 0 | [23 empty] | From eQ_Lib.dat in MASControl 2017
D17_Hsp_LobWt_HB_Yr | Lighting | FRACTION | Default¦Hol | 2014-01-01 | 2014-12-31 | Constant | 0.9 | [23 empty] | From eQ_Lib.dat in MASControl 2017
D17_Hsp_LobWt_LF_Yr | Lighting | FRACTION | SmrDsn | 2014-01-01 | 2014-12-31 | Constant | 1 | [23 empty] | From eQ_Lib.dat in MASControl 2017
D17_Hsp_LobWt_LF_Yr | Lighting | FRACTION | WntrDsn | 2014-01-01 | 2014-12-31 | Constant | 0 | [23 empty] | From eQ_Lib.dat in MASControl 2017
D17_Hsp_LobWt_LF_Yr | Lighting | FRACTION | Default¦Hol | 2014-01-01 | 2014-12-31 | Constant | 0.9 | [23 empty] | From eQ_Lib.dat in MASControl 2017
D17_Hsp_Nrs_CFL_Yr | Lighting | FRACTION | SmrDsn | 2014-01-01 | 2014-12-31 | Constant | 1 | [23 empty] | From eQ_Lib.dat in MASControl 2017
D17_Hsp_Nrs_CFL_Yr | Lighting | FRACTION | WntrDsn | 2014-01-01 | 2014-12-31 | Constant | 0 | [23 empty] | From eQ_Lib.dat in MASControl 2017
D17_Hsp_Nrs_CFL_Yr | Lighting | FRACTION | Default¦Hol | 2014-01-01 | 2014-12-31 | Constant | 0.9 | [23 empty] | From eQ_Lib.dat in MASControl 2017
D17_Hsp_Nrs_LF_Yr | Lighting | FRACTION | SmrDsn | 2014-01-01 | 2014-12-31 | Constant | 1 | [23 empty] | From eQ_Lib.dat in MASControl 2017
D17_Hsp_Nrs_LF_Yr | Lighting | FRACTION | WntrDsn | 2014-01-01 | 2014-12-31 | Constant | 0 | [23 empty] | From eQ_Lib.dat in MASControl 2017
D17_Hsp_Nrs_LF_Yr | Lighting | FRACTION | Default¦Hol | 2014-01-01 | 2014-12-31 | Constant | 0.9 | [23 empty] | From eQ_Lib.dat in MASControl 2017
D17_Hsp_OffGen_CFL_Yr | Lighting | FRACTION | Default¦Wkdy | 2014-01-01 | 2014-12-31 | Hourly | 0.3 | 0.3 | 0.3 | 0.3 | 0.3 | 0.3 | 0.3 | 0.3 | 0.9 | 0.9 | 0.9 | 0.9 | 0.9 | 0.9 | 0.9 | 0.9 | 0.9 | 0.9 | 0.9 | 0.9 | 0.3 | 0.3 | 0.3 | 0.3 | From eQ_Lib.dat in MASControl 2017
D17_Hsp_OffGen_CFL_Yr | Lighting | FRACTION | Wknd | 2014-01-01 | 2014-12-31 | Hourly | 0.3 | 0.3 | 0.3 | 0.3 | 0.3 | 0.3 | 0.3 | 0.3 | 0.5 | 0.5 | 0.5 | 0.5 | 0.5 | 0.5 | 0.5 | 0.5 | 0.5 | 0.5 | 0.5 | 0.5 | 0.3 | 0.3 | 0.3 | 0.3 | From eQ_Lib.dat in MASControl 2017
D17_Hsp_OffGen_CFL_Yr | Lighting | FRACTION | WntrDsn | 2014-01-01 | 2014-12-31 | Constant | 0 | [23 empty] | From eQ_Lib.dat in MASControl 2017
D17_Hsp_OffGen_CFL_Yr | Lighting | FRACTION | SmrDsn | 2014-01-01 | 2014-12-31 | Constant | 1 | [23 empty] | From eQ_Lib.dat in MASControl 2017
D17_Hsp_OffGen_CFL_Yr | Lighting | FRACTION | Hol | 2014-01-01 | 2014-12-31 | Hourly | 0.3 | 0.3 | 0.3 | 0.3 | 0.3 | 0.3 | 0.3 | 0.3 | 0.5 | 0.5 | 0.5 | 0.5 | 0.5 | 0.5 | 0.5 | 0.5 | 0.5 | 0.5 | 0.5 | 0.5 | 0.3 | 0.3 | 0.3 | 0.3 | From eQ_Lib.dat in MASControl 2017
D17_Hsp_OffGen_LF_Yr | Lighting | FRACTION | Default¦Wkdy | 2014-01-01 | 2014-12-31 | Hourly | 0.3 | 0.3 | 0.3 | 0.3 | 0.3 | 0.3 | 0.3 | 0.3 | 0.9 | 0.9 | 0.9 | 0.9 | 0.9 | 0.9 | 0.9 | 0.9 | 0.9 | 0.9 | 0.9 | 0.9 | 0.3 | 0.3 | 0.3 | 0.3 | From eQ_Lib.dat in MASControl 2017
D17_Hsp_OffGen_LF_Yr | Lighting | FRACTION | Wknd | 2014-01-01 | 2014-12-31 | Hourly | 0.3 | 0.3 | 0.3 | 0.3 | 0.3 | 0.3 | 0.3 | 0.3 | 0.5 | 0.5 | 0.5 | 0.5 | 0.5 | 0.5 | 0.5 | 0.5 | 0.5 | 0.5 | 0.5 | 0.5 | 0.3 | 0.3 | 0.3 | 0.3 | From eQ_Lib.dat in MASControl 2017
D17_Hsp_OffGen_LF_Yr | Lighting | FRACTION | WntrDsn | 2014-01-01 | 2014-12-31 | Constant | 0 | [23 empty] | From eQ_Lib.dat in MASControl 2017
D17_Hsp_OffGen_LF_Yr | Lighting | FRACTION | SmrDsn | 2014-01-01 | 2014-12-31 | Constant | 1 | [23 empty] | From eQ_Lib.dat in MASControl 2017
D17_Hsp_OffGen_LF_Yr | Lighting | FRACTION | Hol | 2014-01-01 | 2014-12-31 | Hourly | 0.3 | 0.3 | 0.3 | 0.3 | 0.3 | 0.3 | 0.3 | 0.3 | 0.5 | 0.5 | 0.5 | 0.5 | 0.5 | 0.5 | 0.5 | 0.5 | 0.5 | 0.5 | 0.5 | 0.5 | 0.3 | 0.3 | 0.3 | 0.3 | From eQ_Lib.dat in MASControl 2017
D17_Hsp_OROPLab_CFL_Yr | Lighting | FRACTION | Default¦Wkdy | 2014-01-01 | 2014-12-31 | Hourly | 0.3 | 0.3 | 0.3 | 0.3 | 0.3 | 0.3 | 0.3 | 0.3 | 0.75 | 0.75 | 0.75 | 0.75 | 0.75 | 0.75 | 0.75 | 0.75 | 0.75 | 0.75 | 0.75 | 0.75 | 0.3 | 0.3 | 0.3 | 0.3 | From eQ_Lib.dat in MASControl 2017
D17_Hsp_OROPLab_CFL_Yr | Lighting | FRACTION | Wknd | 2014-01-01 | 2014-12-31 | Hourly | 0.3 | 0.3 | 0.3 | 0.3 | 0.3 | 0.3 | 0.3 | 0.3 | 0.5 | 0.5 | 0.5 | 0.5 | 0.5 | 0.5 | 0.5 | 0.5 | 0.5 | 0.5 | 0.5 | 0.5 | 0.3 | 0.3 | 0.3 | 0.3 | From eQ_Lib.dat in MASControl 2017
D17_Hsp_OROPLab_CFL_Yr | Lighting | FRACTION | WntrDsn | 2014-01-01 | 2014-12-31 | Constant | 0 | [23 empty] | From eQ_Lib.dat in MASControl 2017
D17_Hsp_OROPLab_CFL_Yr | Lighting | FRACTION | SmrDsn | 2014-01-01 | 2014-12-31 | Constant | 1 | [23 empty] | From eQ_Lib.dat in MASControl 2017
D17_Hsp_OROPLab_CFL_Yr | Lighting | FRACTION | Hol | 2014-01-01 | 2014-12-31 | Hourly | 0.3 | 0.3 | 0.3 | 0.3 | 0.3 | 0.3 | 0.3 | 0.3 | 0.5 | 0.5 | 0.5 | 0.5 | 0.5 | 0.5 | 0.5 | 0.5 | 0.5 | 0.5 | 0.5 | 0.5 | 0.3 | 0.3 | 0.3 | 0.3 | From eQ_Lib.dat in MASControl 2017
D17_Hsp_OROPLab_LF_Yr | Lighting | FRACTION | Default¦Wkdy | 2014-01-01 | 2014-12-31 | Hourly | 0.3 | 0.3 | 0.3 | 0.3 | 0.3 | 0.3 | 0.3 | 0.3 | 0.75 | 0.75 | 0.75 | 0.75 | 0.75 | 0.75 | 0.75 | 0.75 | 0.75 | 0.75 | 0.75 | 0.75 | 0.3 | 0.3 | 0.3 | 0.3 | From eQ_Lib.dat in MASControl 2017
D17_Hsp_OROPLab_LF_Yr | Lighting | FRACTION | Wknd | 2014-01-01 | 2014-12-31 | Hourly | 0.3 | 0.3 | 0.3 | 0.3 | 0.3 | 0.3 | 0.3 | 0.3 | 0.5 | 0.5 | 0.5 | 0.5 | 0.5 | 0.5 | 0.5 | 0.5 | 0.5 | 0.5 | 0.5 | 0.5 | 0.3 | 0.3 | 0.3 | 0.3 | From eQ_Lib.dat in MASControl 2017
D17_Hsp_OROPLab_LF_Yr | Lighting | FRACTION | WntrDsn | 2014-01-01 | 2014-12-31 | Constant | 0 | [23 empty] | From eQ_Lib.dat in MASControl 2017
D17_Hsp_OROPLab_LF_Yr | Lighting | FRACTION | SmrDsn | 2014-01-01 | 2014-12-31 | Constant | 1 | [23 empty] | From eQ_Lib.dat in MASControl 2017
D17_Hsp_OROPLab_LF_Yr | Lighting | FRACTION | Hol | 2014-01-01 | 2014-12-31 | Hourly | 0.3 | 0.3 | 0.3 | 0.3 | 0.3 | 0.3 | 0.3 | 0.3 | 0.5 | 0.5 | 0.5 | 0.5 | 0.5 | 0.5 | 0.5 | 0.5 | 0.5 | 0.5 | 0.5 | 0.5 | 0.3 | 0.3 | 0.3 | 0.3 | From eQ_Lib.dat in MASControl 2017
D17_Hsp_Patient_CFL_Yr | Lighting | FRACTION | SmrDsn | 2014-01-01 | 2014-12-31 | Constant | 1 | [23 empty] | From eQ_Lib.dat in MASControl 2017
D17_Hsp_Patient_CFL_Yr | Lighting | FRACTION | WntrDsn | 2014-01-01 | 2014-12-31 | Constant | 0 | [23 empty] | From eQ_Lib.dat in MASControl 2017
D17_Hsp_Patient_CFL_Yr | Lighting | FRACTION | Default¦Hol | 2014-01-01 | 2014-12-31 | Hourly | 0.3 | 0.3 | 0.3 | 0.3 | 0.3 | 0.4731 | 0.6808 | 0.75 | 0.75 | 0.75 | 0.75 | 0.75 | 0.75 | 0.75 | 0.75 | 0.75 | 0.75 | 0.75 | 0.75 | 0.75 | 0.75 | 0.4731 | 0.3 | 0.3 | From eQ_Lib.dat in MASControl 2017
D17_Hsp_Patient_LF_Yr | Lighting | FRACTION | SmrDsn | 2014-01-01 | 2014-12-31 | Constant | 1 | [23 empty] | From eQ_Lib.dat in MASControl 2017
D17_Hsp_Patient_LF_Yr | Lighting | FRACTION | WntrDsn | 2014-01-01 | 2014-12-31 | Constant | 0 | [23 empty] | From eQ_Lib.dat in MASControl 2017
D17_Hsp_Patient_LF_Yr | Lighting | FRACTION | Default¦Hol | 2014-01-01 | 2014-12-31 | Hourly | 0.3 | 0.3 | 0.3 | 0.3 | 0.3 | 0.4731 | 0.6808 | 0.75 | 0.75 | 0.75 | 0.75 | 0.75 | 0.75 | 0.75 | 0.75 | 0.75 | 0.75 | 0.75 | 0.75 | 0.75 | 0.75 | 0.4731 | 0.3 | 0.3 | From eQ_Lib.dat in MASControl 2017
D17_Hsp_Restrm_CFL_Yr | Lighting | FRACTION | Default¦Wkdy | 2014-01-01 | 2014-12-31 | Hourly | 0.4 | 0.4 | 0.4 | 0.4 | 0.4 | 0.4 | 0.4 | 0.4 | 0.9 | 0.9 | 0.9 | 0.9 | 0.9 | 0.9 | 0.9 | 0.9 | 0.9 | 0.9 | 0.9 | 0.9 | 0.4 | 0.4 | 0.4 | 0.4 | From eQ_Lib.dat in MASControl 2017
D17_Hsp_Restrm_CFL_Yr | Lighting | FRACTION | Wknd | 2014-01-01 | 2014-12-31 | Hourly | 0.3 | 0.3 | 0.3 | 0.3 | 0.3 | 0.3 | 0.3 | 0.3 | 0.4 | 0.4 | 0.4 | 0.4 | 0.4 | 0.4 | 0.4 | 0.4 | 0.4 | 0.4 | 0.4 | 0.4 | 0.3 | 0.3 | 0.3 | 0.3 | From eQ_Lib.dat in MASControl 2017
D17_Hsp_Restrm_CFL_Yr | Lighting | FRACTION | WntrDsn | 2014-01-01 | 2014-12-31 | Constant | 0 | [23 empty] | From eQ_Lib.dat in MASControl 2017
D17_Hsp_Restrm_CFL_Yr | Lighting | FRACTION | SmrDsn | 2014-01-01 | 2014-12-31 | Constant | 1 | [23 empty] | From eQ_Lib.dat in MASControl 2017
D17_Hsp_Restrm_CFL_Yr | Lighting | FRACTION | Hol | 2014-01-01 | 2014-12-31 | Hourly | 0.3 | 0.3 | 0.3 | 0.3 | 0.3 | 0.3 | 0.3 | 0.3 | 0.4 | 0.4 | 0.4 | 0.4 | 0.4 | 0.4 | 0.4 | 0.4 | 0.4 | 0.4 | 0.4 | 0.4 | 0.3 | 0.3 | 0.3 | 0.3 | From eQ_Lib.dat in MASControl 2017
D17_Hsp_Restrm_LF_Yr | Lighting | FRACTION | Default¦Wkdy | 2014-01-01 | 2014-12-31 | Hourly | 0.4 | 0.4 | 0.4 | 0.4 | 0.4 | 0.4 | 0.4 | 0.4 | 0.9 | 0.9 | 0.9 | 0.9 | 0.9 | 0.9 | 0.9 | 0.9 | 0.9 | 0.9 | 0.9 | 0.9 | 0.4 | 0.4 | 0.4 | 0.4 | From eQ_Lib.dat in MASControl 2017
D17_Hsp_Restrm_LF_Yr | Lighting | FRACTION | Wknd | 2014-01-01 | 2014-12-31 | Hourly | 0.3 | 0.3 | 0.3 | 0.3 | 0.3 | 0.3 | 0.3 | 0.3 | 0.4 | 0.4 | 0.4 | 0.4 | 0.4 | 0.4 | 0.4 | 0.4 | 0.4 | 0.4 | 0.4 | 0.4 | 0.3 | 0.3 | 0.3 | 0.3 | From eQ_Lib.dat in MASControl 2017
D17_Hsp_Restrm_LF_Yr | Lighting | FRACTION | WntrDsn | 2014-01-01 | 2014-12-31 | Constant | 0 | [23 empty] | From eQ_Lib.dat in MASControl 2017
D17_Hsp_Restrm_LF_Yr | Lighting | FRACTION | SmrDsn | 2014-01-01 | 2014-12-31 | Constant | 1 | [23 empty] | From eQ_Lib.dat in MASControl 2017
D17_Hsp_Restrm_LF_Yr | Lighting | FRACTION | Hol | 2014-01-01 | 2014-12-31 | Hourly | 0.3 | 0.3 | 0.3 | 0.3 | 0.3 | 0.3 | 0.3 | 0.3 | 0.4 | 0.4 | 0.4 | 0.4 | 0.4 | 0.4 | 0.4 | 0.4 | 0.4 | 0.4 | 0.4 | 0.4 | 0.3 | 0.3 | 0.3 | 0.3 | From eQ_Lib.dat in MASControl 2017
D17_Hsp_Sales_CFL_Yr | Lighting | FRACTION | Default¦Wkdy | 2014-01-01 | 2014-12-31 | Hourly | 0.3 | 0.3 | 0.3 | 0.3 | 0.3 | 0.3 | 0.3 | 0.3 | 0.9 | 0.9 | 0.9 | 0.9 | 0.9 | 0.9 | 0.9 | 0.9 | 0.9 | 0.9 | 0.9 | 0.9 | 0.3 | 0.3 | 0.3 | 0.3 | From eQ_Lib.dat in MASControl 2017
D17_Hsp_Sales_CFL_Yr | Lighting | FRACTION | Wknd | 2014-01-01 | 2014-12-31 | Hourly | 0.3 | 0.3 | 0.3 | 0.3 | 0.3 | 0.3 | 0.3 | 0.3 | 0.5 | 0.5 | 0.5 | 0.5 | 0.5 | 0.5 | 0.5 | 0.5 | 0.5 | 0.5 | 0.5 | 0.5 | 0.3 | 0.3 | 0.3 | 0.3 | From eQ_Lib.dat in MASControl 2017
D17_Hsp_Sales_CFL_Yr | Lighting | FRACTION | WntrDsn | 2014-01-01 | 2014-12-31 | Constant | 0 | [23 empty] | From eQ_Lib.dat in MASControl 2017
D17_Hsp_Sales_CFL_Yr | Lighting | FRACTION | SmrDsn | 2014-01-01 | 2014-12-31 | Constant | 1 | [23 empty] | From eQ_Lib.dat in MASControl 2017
D17_Hsp_Sales_CFL_Yr | Lighting | FRACTION | Hol | 2014-01-01 | 2014-12-31 | Hourly | 0.3 | 0.3 | 0.3 | 0.3 | 0.3 | 0.3 | 0.3 | 0.3 | 0.5 | 0.5 | 0.5 | 0.5 | 0.5 | 0.5 | 0.5 | 0.5 | 0.5 | 0.5 | 0.5 | 0.5 | 0.3 | 0.3 | 0.3 | 0.3 | From eQ_Lib.dat in MASControl 2017
D17_Hsp_Sales_LF_Yr | Lighting | FRACTION | Default¦Wkdy | 2014-01-01 | 2014-12-31 | Hourly | 0.3 | 0.3 | 0.3 | 0.3 | 0.3 | 0.3 | 0.3 | 0.3 | 0.9 | 0.9 | 0.9 | 0.9 | 0.9 | 0.9 | 0.9 | 0.9 | 0.9 | 0.9 | 0.9 | 0.9 | 0.3 | 0.3 | 0.3 | 0.3 | From eQ_Lib.dat in MASControl 2017
D17_Hsp_Sales_LF_Yr | Lighting | FRACTION | Wknd | 2014-01-01 | 2014-12-31 | Hourly | 0.3 | 0.3 | 0.3 | 0.3 | 0.3 | 0.3 | 0.3 | 0.3 | 0.5 | 0.5 | 0.5 | 0.5 | 0.5 | 0.5 | 0.5 | 0.5 | 0.5 | 0.5 | 0.5 | 0.5 | 0.3 | 0.3 | 0.3 | 0.3 | From eQ_Lib.dat in MASControl 2017
D17_Hsp_Sales_LF_Yr | Lighting | FRACTION | WntrDsn | 2014-01-01 | 2014-12-31 | Constant | 0 | [23 empty] | From eQ_Lib.dat in MASControl 2017
D17_Hsp_Sales_LF_Yr | Lighting | FRACTION | SmrDsn | 2014-01-01 | 2014-12-31 | Constant | 1 | [23 empty] | From eQ_Lib.dat in MASControl 2017
D17_Hsp_Sales_LF_Yr | Lighting | FRACTION | Hol | 2014-01-01 | 2014-12-31 | Hourly | 0.3 | 0.3 | 0.3 | 0.3 | 0.3 | 0.3 | 0.3 | 0.3 | 0.5 | 0.5 | 0.5 | 0.5 | 0.5 | 0.5 | 0.5 | 0.5 | 0.5 | 0.5 | 0.5 | 0.5 | 0.3 | 0.3 | 0.3 | 0.3 | From eQ_Lib.dat in MASControl 2017
D17_Hsp_Stock_CFL_Yr | Lighting | FRACTION | Default¦Wkdy | 2014-01-01 | 2014-12-31 | Hourly | 0.4 | 0.4 | 0.4 | 0.4 | 0.4 | 0.4 | 0.4 | 0.4 | 0.9 | 0.9 | 0.9 | 0.9 | 0.9 | 0.9 | 0.9 | 0.9 | 0.9 | 0.9 | 0.9 | 0.9 | 0.4 | 0.4 | 0.4 | 0.4 | From eQ_Lib.dat in MASControl 2017
D17_Hsp_Stock_CFL_Yr | Lighting | FRACTION | Wknd | 2014-01-01 | 2014-12-31 | Hourly | 0.3 | 0.3 | 0.3 | 0.3 | 0.3 | 0.3 | 0.3 | 0.3 | 0.4 | 0.4 | 0.4 | 0.4 | 0.4 | 0.4 | 0.4 | 0.4 | 0.4 | 0.4 | 0.4 | 0.4 | 0.3 | 0.3 | 0.3 | 0.3 | From eQ_Lib.dat in MASControl 2017
D17_Hsp_Stock_CFL_Yr | Lighting | FRACTION | WntrDsn | 2014-01-01 | 2014-12-31 | Constant | 0 | [23 empty] | From eQ_Lib.dat in MASControl 2017
D17_Hsp_Stock_CFL_Yr | Lighting | FRACTION | SmrDsn | 2014-01-01 | 2014-12-31 | Constant | 1 | [23 empty] | From eQ_Lib.dat in MASControl 2017
D17_Hsp_Stock_CFL_Yr | Lighting | FRACTION | Hol | 2014-01-01 | 2014-12-31 | Hourly | 0.3 | 0.3 | 0.3 | 0.3 | 0.3 | 0.3 | 0.3 | 0.3 | 0.4 | 0.4 | 0.4 | 0.4 | 0.4 | 0.4 | 0.4 | 0.4 | 0.4 | 0.4 | 0.4 | 0.4 | 0.3 | 0.3 | 0.3 | 0.3 | From eQ_Lib.dat in MASControl 2017
D17_Hsp_Stock_LF_Yr | Lighting | FRACTION | Default¦Wkdy | 2014-01-01 | 2014-12-31 | Hourly | 0.4 | 0.4 | 0.4 | 0.4 | 0.4 | 0.4 | 0.4 | 0.4 | 0.9 | 0.9 | 0.9 | 0.9 | 0.9 | 0.9 | 0.9 | 0.9 | 0.9 | 0.9 | 0.9 | 0.9 | 0.4 | 0.4 | 0.4 | 0.4 | From eQ_Lib.dat in MASControl 2017
D17_Hsp_Stock_LF_Yr | Lighting | FRACTION | Wknd | 2014-01-01 | 2014-12-31 | Hourly | 0.3 | 0.3 | 0.3 | 0.3 | 0.3 | 0.3 | 0.3 | 0.3 | 0.4 | 0.4 | 0.4 | 0.4 | 0.4 | 0.4 | 0.4 | 0.4 | 0.4 | 0.4 | 0.4 | 0.4 | 0.3 | 0.3 | 0.3 | 0.3 | From eQ_Lib.dat in MASControl 2017
D17_Hsp_Stock_LF_Yr | Lighting | FRACTION | WntrDsn | 2014-01-01 | 2014-12-31 | Constant | 0 | [23 empty] | From eQ_Lib.dat in MASControl 2017
D17_Hsp_Stock_LF_Yr | Lighting | FRACTION | SmrDsn | 2014-01-01 | 2014-12-31 | Constant | 1 | [23 empty] | From eQ_Lib.dat in MASControl 2017
D17_Hsp_Stock_LF_Yr | Lighting | FRACTION | Hol | 2014-01-01 | 2014-12-31 | Hourly | 0.3 | 0.3 | 0.3 | 0.3 | 0.3 | 0.3 | 0.3 | 0.3 | 0.4 | 0.4 | 0.4 | 0.4 | 0.4 | 0.4 | 0.4 | 0.4 | 0.4 | 0.4 | 0.4 | 0.4 | 0.3 | 0.3 | 0.3 | 0.3 | From eQ_Lib.dat in MASControl 2017
D17_Htl_Bar_CFL_Yr | Lighting | FRACTION | Default¦Wkdy | 2014-01-01 | 2014-12-31 | Hourly | 0.1763 | 0.1632 | 0.15 | 0.15 | 0.1632 | 0.1895 | 0.2816 | 0.3868 | 0.5053 | 0.6368 | 0.7684 | 0.7816 | 0.8342 | 0.9 | 0.8737 | 0.8342 | 0.7684 | 0.65 | 0.5053 | 0.4526 | 0.3737 | 0.3605 | 0.2553 | 0.2289 | From eQ_Lib.dat in MASControl 2017
D17_Htl_Bar_CFL_Yr | Lighting | FRACTION | Wknd | 2014-01-01 | 2014-12-31 | Hourly | 0.0737 | 0.0668 | 0.06 | 0.06 | 0.0668 | 0.0805 | 0.1284 | 0.1832 | 0.2447 | 0.3132 | 0.3816 | 0.3884 | 0.4158 | 0.45 | 0.4363 | 0.4158 | 0.3816 | 0.32 | 0.2447 | 0.2174 | 0.1763 | 0.1695 | 0.1147 | 0.1011 | From eQ_Lib.dat in MASControl 2017
D17_Htl_Bar_CFL_Yr | Lighting | FRACTION | WntrDsn | 2014-01-01 | 2014-12-31 | Constant | 0 | [23 empty] | From eQ_Lib.dat in MASControl 2017
D17_Htl_Bar_CFL_Yr | Lighting | FRACTION | SmrDsn | 2014-01-01 | 2014-12-31 | Constant | 1 | [23 empty] | From eQ_Lib.dat in MASControl 2017
D17_Htl_Bar_CFL_Yr | Lighting | FRACTION | Hol | 2014-01-01 | 2014-12-31 | Hourly | 0.0737 | 0.0668 | 0.06 | 0.06 | 0.0668 | 0.0805 | 0.1284 | 0.1832 | 0.2447 | 0.3132 | 0.3816 | 0.3884 | 0.4158 | 0.45 | 0.4363 | 0.4158 | 0.3816 | 0.32 | 0.2447 | 0.2174 | 0.1763 | 0.1695 | 0.1147 | 0.1011 | From eQ_Lib.dat in MASControl 2017
D17_Htl_Bar_LF_Yr | Lighting | FRACTION | Default¦Wkdy | 2014-01-01 | 2014-12-31 | Hourly | 0.1763 | 0.1632 | 0.15 | 0.15 | 0.1632 | 0.1895 | 0.2816 | 0.3868 | 0.5053 | 0.6368 | 0.7684 | 0.7816 | 0.8342 | 0.9 | 0.8737 | 0.8342 | 0.7684 | 0.65 | 0.5053 | 0.4526 | 0.3737 | 0.3605 | 0.2553 | 0.2289 | From eQ_Lib.dat in MASControl 2017
D17_Htl_Bar_LF_Yr | Lighting | FRACTION | Wknd | 2014-01-01 | 2014-12-31 | Hourly | 0.0737 | 0.0668 | 0.06 | 0.06 | 0.0668 | 0.0805 | 0.1284 | 0.1832 | 0.2447 | 0.3132 | 0.3816 | 0.3884 | 0.4158 | 0.45 | 0.4363 | 0.4158 | 0.3816 | 0.32 | 0.2447 | 0.2174 | 0.1763 | 0.1695 | 0.1147 | 0.1011 | From eQ_Lib.dat in MASControl 2017
D17_Htl_Bar_LF_Yr | Lighting | FRACTION | WntrDsn | 2014-01-01 | 2014-12-31 | Constant | 0 | [23 empty] | From eQ_Lib.dat in MASControl 2017
D17_Htl_Bar_LF_Yr | Lighting | FRACTION | SmrDsn | 2014-01-01 | 2014-12-31 | Constant | 1 | [23 empty] | From eQ_Lib.dat in MASControl 2017
D17_Htl_Bar_LF_Yr | Lighting | FRACTION | Hol | 2014-01-01 | 2014-12-31 | Hourly | 0.0737 | 0.0668 | 0.06 | 0.06 | 0.0668 | 0.0805 | 0.1284 | 0.1832 | 0.2447 | 0.3132 | 0.3816 | 0.3884 | 0.4158 | 0.45 | 0.4363 | 0.4158 | 0.3816 | 0.32 | 0.2447 | 0.2174 | 0.1763 | 0.1695 | 0.1147 | 0.1011 | From eQ_Lib.dat in MASControl 2017
D17_Htl_Din_CFL_Yr | Lighting | FRACTION | Default¦Wkdy | 2014-01-01 | 2014-12-31 | Hourly | 0.1763 | 0.1632 | 0.15 | 0.15 | 0.1632 | 0.1895 | 0.2816 | 0.3868 | 0.5053 | 0.6368 | 0.7684 | 0.7816 | 0.8342 | 0.9 | 0.8737 | 0.8342 | 0.7684 | 0.65 | 0.5053 | 0.4526 | 0.3737 | 0.3605 | 0.2553 | 0.2289 | From eQ_Lib.dat in MASControl 2017
D17_Htl_Din_CFL_Yr | Lighting | FRACTION | Wknd | 2014-01-01 | 2014-12-31 | Hourly | 0.0737 | 0.0668 | 0.06 | 0.06 | 0.0668 | 0.0805 | 0.1284 | 0.1832 | 0.2447 | 0.3132 | 0.3816 | 0.3884 | 0.4158 | 0.45 | 0.4363 | 0.4158 | 0.3816 | 0.32 | 0.2447 | 0.2174 | 0.1763 | 0.1695 | 0.1147 | 0.1011 | From eQ_Lib.dat in MASControl 2017
D17_Htl_Din_CFL_Yr | Lighting | FRACTION | WntrDsn | 2014-01-01 | 2014-12-31 | Constant | 0 | [23 empty] | From eQ_Lib.dat in MASControl 2017
D17_Htl_Din_CFL_Yr | Lighting | FRACTION | SmrDsn | 2014-01-01 | 2014-12-31 | Constant | 1 | [23 empty] | From eQ_Lib.dat in MASControl 2017
D17_Htl_Din_CFL_Yr | Lighting | FRACTION | Hol | 2014-01-01 | 2014-12-31 | Hourly | 0.0737 | 0.0668 | 0.06 | 0.06 | 0.0668 | 0.0805 | 0.1284 | 0.1832 | 0.2447 | 0.3132 | 0.3816 | 0.3884 | 0.4158 | 0.45 | 0.4363 | 0.4158 | 0.3816 | 0.32 | 0.2447 | 0.2174 | 0.1763 | 0.1695 | 0.1147 | 0.1011 | From eQ_Lib.dat in MASControl 2017
D17_Htl_Din_HB_Yr | Lighting | FRACTION | Default¦Wkdy | 2014-01-01 | 2014-12-31 | Hourly | 0.1763 | 0.1632 | 0.15 | 0.15 | 0.1632 | 0.1895 | 0.2816 | 0.3868 | 0.5053 | 0.6368 | 0.7684 | 0.7816 | 0.8342 | 0.9 | 0.8737 | 0.8342 | 0.7684 | 0.65 | 0.5053 | 0.4526 | 0.3737 | 0.3605 | 0.2553 | 0.2289 | From eQ_Lib.dat in MASControl 2017
D17_Htl_Din_HB_Yr | Lighting | FRACTION | Wknd | 2014-01-01 | 2014-12-31 | Hourly | 0.0737 | 0.0668 | 0.06 | 0.06 | 0.0668 | 0.0805 | 0.1284 | 0.1832 | 0.2447 | 0.3132 | 0.3816 | 0.3884 | 0.4158 | 0.45 | 0.4363 | 0.4158 | 0.3816 | 0.32 | 0.2447 | 0.2174 | 0.1763 | 0.1695 | 0.1147 | 0.1011 | From eQ_Lib.dat in MASControl 2017
D17_Htl_Din_HB_Yr | Lighting | FRACTION | WntrDsn | 2014-01-01 | 2014-12-31 | Constant | 0 | [23 empty] | From eQ_Lib.dat in MASControl 2017
D17_Htl_Din_HB_Yr | Lighting | FRACTION | SmrDsn | 2014-01-01 | 2014-12-31 | Constant | 1 | [23 empty] | From eQ_Lib.dat in MASControl 2017
D17_Htl_Din_HB_Yr | Lighting | FRACTION | Hol | 2014-01-01 | 2014-12-31 | Hourly | 0.0737 | 0.0668 | 0.06 | 0.06 | 0.0668 | 0.0805 | 0.1284 | 0.1832 | 0.2447 | 0.3132 | 0.3816 | 0.3884 | 0.4158 | 0.45 | 0.4363 | 0.4158 | 0.3816 | 0.32 | 0.2447 | 0.2174 | 0.1763 | 0.1695 | 0.1147 | 0.1011 | From eQ_Lib.dat in MASControl 2017
D17_Htl_Din_LF_Yr | Lighting | FRACTION | Default¦Wkdy | 2014-01-01 | 2014-12-31 | Hourly | 0.1763 | 0.1632 | 0.15 | 0.15 | 0.1632 | 0.1895 | 0.2816 | 0.3868 | 0.5053 | 0.6368 | 0.7684 | 0.7816 | 0.8342 | 0.9 | 0.8737 | 0.8342 | 0.7684 | 0.65 | 0.5053 | 0.4526 | 0.3737 | 0.3605 | 0.2553 | 0.2289 | From eQ_Lib.dat in MASControl 2017
D17_Htl_Din_LF_Yr | Lighting | FRACTION | Wknd | 2014-01-01 | 2014-12-31 | Hourly | 0.0737 | 0.0668 | 0.06 | 0.06 | 0.0668 | 0.0805 | 0.1284 | 0.1832 | 0.2447 | 0.3132 | 0.3816 | 0.3884 | 0.4158 | 0.45 | 0.4363 | 0.4158 | 0.3816 | 0.32 | 0.2447 | 0.2174 | 0.1763 | 0.1695 | 0.1147 | 0.1011 | From eQ_Lib.dat in MASControl 2017
D17_Htl_Din_LF_Yr | Lighting | FRACTION | WntrDsn | 2014-01-01 | 2014-12-31 | Constant | 0 | [23 empty] | From eQ_Lib.dat in MASControl 2017
D17_Htl_Din_LF_Yr | Lighting | FRACTION | SmrDsn | 2014-01-01 | 2014-12-31 | Constant | 1 | [23 empty] | From eQ_Lib.dat in MASControl 2017
D17_Htl_Din_LF_Yr | Lighting | FRACTION | Hol | 2014-01-01 | 2014-12-31 | Hourly | 0.0737 | 0.0668 | 0.06 | 0.06 | 0.0668 | 0.0805 | 0.1284 | 0.1832 | 0.2447 | 0.3132 | 0.3816 | 0.3884 | 0.4158 | 0.45 | 0.4363 | 0.4158 | 0.3816 | 0.32 | 0.2447 | 0.2174 | 0.1763 | 0.1695 | 0.1147 | 0.1011 | From eQ_Lib.dat in MASControl 2017
D17_Htl_GRmCi_CFL_Yr | Lighting | FRACTION | SmrDsn | 2014-01-01 | 2014-12-31 | Constant | 1 | [23 empty] | From eQ_Lib.dat in MASControl 2017
D17_Htl_GRmCi_CFL_Yr | Lighting | FRACTION | WntrDsn | 2014-01-01 | 2014-12-31 | Constant | 0 | [23 empty] | From eQ_Lib.dat in MASControl 2017
D17_Htl_GRmCi_CFL_Yr | Lighting | FRACTION | Default¦Hol | 2014-01-01 | 2014-12-31 | Constant | 0.9 | [23 empty] | From eQ_Lib.dat in MASControl 2017
D17_Htl_GRmCi_HB_Yr | Lighting | FRACTION | SmrDsn | 2014-01-01 | 2014-12-31 | Constant | 1 | [23 empty] | From eQ_Lib.dat in MASControl 2017
D17_Htl_GRmCi_HB_Yr | Lighting | FRACTION | WntrDsn | 2014-01-01 | 2014-12-31 | Constant | 0 | [23 empty] | From eQ_Lib.dat in MASControl 2017
D17_Htl_GRmCi_HB_Yr | Lighting | FRACTION | Default¦Hol | 2014-01-01 | 2014-12-31 | Constant | 0.9 | [23 empty] | From eQ_Lib.dat in MASControl 2017
D17_Htl_GRmCi_LF_Yr | Lighting | FRACTION | SmrDsn | 2014-01-01 | 2014-12-31 | Constant | 1 | [23 empty] | From eQ_Lib.dat in MASControl 2017
D17_Htl_GRmCi_LF_Yr | Lighting | FRACTION | WntrDsn | 2014-01-01 | 2014-12-31 | Constant | 0 | [23 empty] | From eQ_Lib.dat in MASControl 2017
D17_Htl_GRmCi_LF_Yr | Lighting | FRACTION | Default¦Hol | 2014-01-01 | 2014-12-31 | Constant | 0.9 | [23 empty] | From eQ_Lib.dat in MASControl 2017
D17_Htl_GRmO_CFL_Yr | Lighting | FRACTION | SmrDsn | 2014-01-01 | 2014-12-31 | Constant | 1 | [23 empty] | From eQ_Lib.dat in MASControl 2017
D17_Htl_GRmO_CFL_Yr | Lighting | FRACTION | WntrDsn | 2014-01-01 | 2014-12-31 | Constant | 0 | [23 empty] | From eQ_Lib.dat in MASControl 2017
D17_Htl_GRmO_CFL_Yr | Lighting | FRACTION | Default¦Hol | 2014-01-01 | 2014-12-31 | Hourly | 0.0952 | 0.0694 | 0.0562 | 0.0487 | 0.0468 | 0.0669 | 0.0899 | 0.1124 | 0.1451 | 0.1492 | 0.1552 | 0.1341 | 0.123 | 0.1213 | 0.111 | 0.0972 | 0.1185 | 0.1415 | 0.1754 | 0.1889 | 0.1938 | 0.1912 | 0.1687 | 0.1177 | From eQ_Lib.dat in MASControl 2017
D17_Htl_GRmO_LF_Yr | Lighting | FRACTION | SmrDsn | 2014-01-01 | 2014-12-31 | Constant | 1 | [23 empty] | From eQ_Lib.dat in MASControl 2017
D17_Htl_GRmO_LF_Yr | Lighting | FRACTION | WntrDsn | 2014-01-01 | 2014-12-31 | Constant | 0 | [23 empty] | From eQ_Lib.dat in MASControl 2017
D17_Htl_GRmO_LF_Yr | Lighting | FRACTION | Default¦Hol | 2014-01-01 | 2014-12-31 | Hourly | 0.0952 | 0.0694 | 0.0562 | 0.0487 | 0.0468 | 0.0669 | 0.0899 | 0.1124 | 0.1451 | 0.1492 | 0.1552 | 0.1341 | 0.123 | 0.1213 | 0.111 | 0.0972 | 0.1185 | 0.1415 | 0.1754 | 0.1889 | 0.1938 | 0.1912 | 0.1687 | 0.1177 | From eQ_Lib.dat in MASControl 2017
D17_Htl_GRmU_CFL_Yr | Lighting | FRACTION | SmrDsn | 2014-01-01 | 2014-12-31 | Constant | 1 | [23 empty] | From eQ_Lib.dat in MASControl 2017
D17_Htl_GRmU_CFL_Yr | Lighting | FRACTION | WntrDsn | 2014-01-01 | 2014-12-31 | Constant | 0 | [23 empty] | From eQ_Lib.dat in MASControl 2017
D17_Htl_GRmU_CFL_Yr | Lighting | FRACTION | Default¦Hol | 2014-01-01 | 2014-12-31 | Constant | 0 | [23 empty] | From eQ_Lib.dat in MASControl 2017
D17_Htl_GRmU_LF_Yr | Lighting | FRACTION | SmrDsn | 2014-01-01 | 2014-12-31 | Constant | 1 | [23 empty] | From eQ_Lib.dat in MASControl 2017
D17_Htl_GRmU_LF_Yr | Lighting | FRACTION | WntrDsn | 2014-01-01 | 2014-12-31 | Constant | 0 | [23 empty] | From eQ_Lib.dat in MASControl 2017
D17_Htl_GRmU_LF_Yr | Lighting | FRACTION | Default¦Hol | 2014-01-01 | 2014-12-31 | Constant | 0 | [23 empty] | From eQ_Lib.dat in MASControl 2017
D17_Htl_HotLob_CFL_Yr | Lighting | FRACTION | SmrDsn | 2014-01-01 | 2014-12-31 | Constant | 1 | [23 empty] | From eQ_Lib.dat in MASControl 2017
D17_Htl_HotLob_CFL_Yr | Lighting | FRACTION | WntrDsn | 2014-01-01 | 2014-12-31 | Constant | 0 | [23 empty] | From eQ_Lib.dat in MASControl 2017
D17_Htl_HotLob_CFL_Yr | Lighting | FRACTION | Default¦Hol | 2014-01-01 | 2014-12-31 | Constant | 0.9 | [23 empty] | From eQ_Lib.dat in MASControl 2017
D17_Htl_HotLob_HB_Yr | Lighting | FRACTION | SmrDsn | 2014-01-01 | 2014-12-31 | Constant | 1 | [23 empty] | From eQ_Lib.dat in MASControl 2017
D17_Htl_HotLob_HB_Yr | Lighting | FRACTION | WntrDsn | 2014-01-01 | 2014-12-31 | Constant | 0 | [23 empty] | From eQ_Lib.dat in MASControl 2017
D17_Htl_HotLob_HB_Yr | Lighting | FRACTION | Default¦Hol | 2014-01-01 | 2014-12-31 | Constant | 0.9 | [23 empty] | From eQ_Lib.dat in MASControl 2017
D17_Htl_HotLob_LF_Yr | Lighting | FRACTION | SmrDsn | 2014-01-01 | 2014-12-31 | Constant | 1 | [23 empty] | From eQ_Lib.dat in MASControl 2017
D17_Htl_HotLob_LF_Yr | Lighting | FRACTION | WntrDsn | 2014-01-01 | 2014-12-31 | Constant | 0 | [23 empty] | From eQ_Lib.dat in MASControl 2017
D17_Htl_HotLob_LF_Yr | Lighting | FRACTION | Default¦Hol | 2014-01-01 | 2014-12-31 | Constant | 0.9 | [23 empty] | From eQ_Lib.dat in MASControl 2017
D17_Htl_Ktchn_CFL_Yr | Lighting | FRACTION | Default¦Wkdy | 2014-01-01 | 2014-12-31 | Hourly | 0.2 | 0.2 | 0.2 | 0.2 | 0.2 | 0.2274 | 0.3379 | 0.4642 | 0.6063 | 0.7642 | 0.88 | 0.88 | 0.88 | 0.88 | 0.88 | 0.88 | 0.88 | 0.78 | 0.6063 | 0.5432 | 0.4484 | 0.4326 | 0.3063 | 0.2747 | From eQ_Lib.dat in MASControl 2017
D17_Htl_Ktchn_CFL_Yr | Lighting | FRACTION | Wknd | 2014-01-01 | 2014-12-31 | Hourly | 0.2 | 0.2 | 0.2 | 0.2 | 0.2 | 0.2 | 0.2872 | 0.3946 | 0.5154 | 0.6496 | 0.748 | 0.748 | 0.748 | 0.748 | 0.748 | 0.748 | 0.748 | 0.663 | 0.5154 | 0.4617 | 0.3812 | 0.3677 | 0.2604 | 0.2335 | From eQ_Lib.dat in MASControl 2017
D17_Htl_Ktchn_CFL_Yr | Lighting | FRACTION | WntrDsn | 2014-01-01 | 2014-12-31 | Constant | 0 | [23 empty] | From eQ_Lib.dat in MASControl 2017
D17_Htl_Ktchn_CFL_Yr | Lighting | FRACTION | SmrDsn | 2014-01-01 | 2014-12-31 | Constant | 1 | [23 empty] | From eQ_Lib.dat in MASControl 2017
D17_Htl_Ktchn_CFL_Yr | Lighting | FRACTION | Hol | 2014-01-01 | 2014-12-31 | Hourly | 0.2 | 0.2 | 0.2 | 0.2 | 0.2 | 0.2 | 0.2872 | 0.3946 | 0.5154 | 0.6496 | 0.748 | 0.748 | 0.748 | 0.748 | 0.748 | 0.748 | 0.748 | 0.663 | 0.5154 | 0.4617 | 0.3812 | 0.3677 | 0.2604 | 0.2335 | From eQ_Lib.dat in MASControl 2017
D17_Htl_Ktchn_LF_Yr | Lighting | FRACTION | Default¦Wkdy | 2014-01-01 | 2014-12-31 | Hourly | 0.2 | 0.2 | 0.2 | 0.2 | 0.2 | 0.2274 | 0.3379 | 0.4642 | 0.6063 | 0.7642 | 0.88 | 0.88 | 0.88 | 0.88 | 0.88 | 0.88 | 0.88 | 0.78 | 0.6063 | 0.5432 | 0.4484 | 0.4326 | 0.3063 | 0.2747 | From eQ_Lib.dat in MASControl 2017
D17_Htl_Ktchn_LF_Yr | Lighting | FRACTION | Wknd | 2014-01-01 | 2014-12-31 | Hourly | 0.2 | 0.2 | 0.2 | 0.2 | 0.2 | 0.2 | 0.2872 | 0.3946 | 0.5154 | 0.6496 | 0.748 | 0.748 | 0.748 | 0.748 | 0.748 | 0.748 | 0.748 | 0.663 | 0.5154 | 0.4617 | 0.3812 | 0.3677 | 0.2604 | 0.2335 | From eQ_Lib.dat in MASControl 2017
D17_Htl_Ktchn_LF_Yr | Lighting | FRACTION | WntrDsn | 2014-01-01 | 2014-12-31 | Constant | 0 | [23 empty] | From eQ_Lib.dat in MASControl 2017
D17_Htl_Ktchn_LF_Yr | Lighting | FRACTION | SmrDsn | 2014-01-01 | 2014-12-31 | Constant | 1 | [23 empty] | From eQ_Lib.dat in MASControl 2017
D17_Htl_Ktchn_LF_Yr | Lighting | FRACTION | Hol | 2014-01-01 | 2014-12-31 | Hourly | 0.2 | 0.2 | 0.2 | 0.2 | 0.2 | 0.2 | 0.2872 | 0.3946 | 0.5154 | 0.6496 | 0.748 | 0.748 | 0.748 | 0.748 | 0.748 | 0.748 | 0.748 | 0.663 | 0.5154 | 0.4617 | 0.3812 | 0.3677 | 0.2604 | 0.2335 | From eQ_Lib.dat in MASControl 2017
D17_Htl_Laun_CFL_Yr | Lighting | FRACTION | SmrDsn | 2014-01-01 | 2014-12-31 | Constant | 1 | [23 empty] | From eQ_Lib.dat in MASControl 2017
D17_Htl_Laun_CFL_Yr | Lighting | FRACTION | WntrDsn | 2014-01-01 | 2014-12-31 | Constant | 0 | [23 empty] | From eQ_Lib.dat in MASControl 2017
D17_Htl_Laun_CFL_Yr | Lighting | FRACTION | Default¦Hol | 2014-01-01 | 2014-12-31 | Hourly | 0.15 | 0.15 | 0.15 | 0.15 | 0.21 | 0.33 | 0.53 | 0.73 | 0.8 | 0.83 | 0.83 | 0.83 | 0.83 | 0.83 | 0.83 | 0.8 | 0.73 | 0.53 | 0.33 | 0.21 | 0.15 | 0.15 | 0.15 | 0.15 | From eQ_Lib.dat in MASControl 2017
D17_Htl_Laun_HB_Yr | Lighting | FRACTION | SmrDsn | 2014-01-01 | 2014-12-31 | Constant | 1 | [23 empty] | From eQ_Lib.dat in MASControl 2017
D17_Htl_Laun_HB_Yr | Lighting | FRACTION | WntrDsn | 2014-01-01 | 2014-12-31 | Constant | 0 | [23 empty] | From eQ_Lib.dat in MASControl 2017
D17_Htl_Laun_HB_Yr | Lighting | FRACTION | Default¦Hol | 2014-01-01 | 2014-12-31 | Hourly | 0.15 | 0.15 | 0.15 | 0.15 | 0.21 | 0.33 | 0.53 | 0.73 | 0.8 | 0.83 | 0.83 | 0.83 | 0.83 | 0.83 | 0.83 | 0.8 | 0.73 | 0.53 | 0.33 | 0.21 | 0.15 | 0.15 | 0.15 | 0.15 | From eQ_Lib.dat in MASControl 2017
D17_Htl_Laun_LF_Yr | Lighting | FRACTION | SmrDsn | 2014-01-01 | 2014-12-31 | Constant | 1 | [23 empty] | From eQ_Lib.dat in MASControl 2017
D17_Htl_Laun_LF_Yr | Lighting | FRACTION | WntrDsn | 2014-01-01 | 2014-12-31 | Constant | 0 | [23 empty] | From eQ_Lib.dat in MASControl 2017
D17_Htl_Laun_LF_Yr | Lighting | FRACTION | Default¦Hol | 2014-01-01 | 2014-12-31 | Hourly | 0.15 | 0.15 | 0.15 | 0.15 | 0.21 | 0.33 | 0.53 | 0.73 | 0.8 | 0.83 | 0.83 | 0.83 | 0.83 | 0.83 | 0.83 | 0.8 | 0.73 | 0.53 | 0.33 | 0.21 | 0.15 | 0.15 | 0.15 | 0.15 | From eQ_Lib.dat in MASControl 2017
D17_Htl_OffGen_CFL_Yr | Lighting | FRACTION | Default¦Wkdy | 2014-01-01 | 2014-12-31 | Hourly | 0.16 | 0.16 | 0.16 | 0.16 | 0.16 | 0.18 | 0.28 | 0.45 | 0.7 | 0.73 | 0.73 | 0.73 | 0.73 | 0.73 | 0.73 | 0.73 | 0.67 | 0.57 | 0.43 | 0.3 | 0.2 | 0.16 | 0.16 | 0.16 | From eQ_Lib.dat in MASControl 2017
D17_Htl_OffGen_CFL_Yr | Lighting | FRACTION | Wknd | 2014-01-01 | 2014-12-31 | Hourly | 0.16 | 0.16 | 0.16 | 0.16 | 0.16 | 0.16 | 0.168 | 0.27 | 0.42 | 0.438 | 0.438 | 0.438 | 0.438 | 0.438 | 0.438 | 0.438 | 0.402 | 0.342 | 0.258 | 0.18 | 0.16 | 0.16 | 0.16 | 0.16 | From eQ_Lib.dat in MASControl 2017
D17_Htl_OffGen_CFL_Yr | Lighting | FRACTION | WntrDsn | 2014-01-01 | 2014-12-31 | Constant | 0 | [23 empty] | From eQ_Lib.dat in MASControl 2017
D17_Htl_OffGen_CFL_Yr | Lighting | FRACTION | SmrDsn | 2014-01-01 | 2014-12-31 | Constant | 1 | [23 empty] | From eQ_Lib.dat in MASControl 2017
D17_Htl_OffGen_CFL_Yr | Lighting | FRACTION | Hol | 2014-01-01 | 2014-12-31 | Hourly | 0.16 | 0.16 | 0.16 | 0.16 | 0.16 | 0.16 | 0.168 | 0.27 | 0.42 | 0.438 | 0.438 | 0.438 | 0.438 | 0.438 | 0.438 | 0.438 | 0.402 | 0.342 | 0.258 | 0.18 | 0.16 | 0.16 | 0.16 | 0.16 | From eQ_Lib.dat in MASControl 2017
D17_Htl_OffGen_HB_Yr | Lighting | FRACTION | Default¦Wkdy | 2014-01-01 | 2014-12-31 | Hourly | 0.16 | 0.16 | 0.16 | 0.16 | 0.16 | 0.18 | 0.28 | 0.45 | 0.7 | 0.73 | 0.73 | 0.73 | 0.73 | 0.73 | 0.73 | 0.73 | 0.67 | 0.57 | 0.43 | 0.3 | 0.2 | 0.16 | 0.16 | 0.16 | From eQ_Lib.dat in MASControl 2017
D17_Htl_OffGen_HB_Yr | Lighting | FRACTION | Wknd | 2014-01-01 | 2014-12-31 | Hourly | 0.16 | 0.16 | 0.16 | 0.16 | 0.16 | 0.16 | 0.168 | 0.27 | 0.42 | 0.438 | 0.438 | 0.438 | 0.438 | 0.438 | 0.438 | 0.438 | 0.402 | 0.342 | 0.258 | 0.18 | 0.16 | 0.16 | 0.16 | 0.16 | From eQ_Lib.dat in MASControl 2017
D17_Htl_OffGen_HB_Yr | Lighting | FRACTION | WntrDsn | 2014-01-01 | 2014-12-31 | Constant | 0 | [23 empty] | From eQ_Lib.dat in MASControl 2017
D17_Htl_OffGen_HB_Yr | Lighting | FRACTION | SmrDsn | 2014-01-01 | 2014-12-31 | Constant | 1 | [23 empty] | From eQ_Lib.dat in MASControl 2017
D17_Htl_OffGen_HB_Yr | Lighting | FRACTION | Hol | 2014-01-01 | 2014-12-31 | Hourly | 0.16 | 0.16 | 0.16 | 0.16 | 0.16 | 0.16 | 0.168 | 0.27 | 0.42 | 0.438 | 0.438 | 0.438 | 0.438 | 0.438 | 0.438 | 0.438 | 0.402 | 0.342 | 0.258 | 0.18 | 0.16 | 0.16 | 0.16 | 0.16 | From eQ_Lib.dat in MASControl 2017
D17_Htl_OffGen_LF_Yr | Lighting | FRACTION | Default¦Wkdy | 2014-01-01 | 2014-12-31 | Hourly | 0.16 | 0.16 | 0.16 | 0.16 | 0.16 | 0.18 | 0.28 | 0.45 | 0.7 | 0.73 | 0.73 | 0.73 | 0.73 | 0.73 | 0.73 | 0.73 | 0.67 | 0.57 | 0.43 | 0.3 | 0.2 | 0.16 | 0.16 | 0.16 | From eQ_Lib.dat in MASControl 2017
D17_Htl_OffGen_LF_Yr | Lighting | FRACTION | Wknd | 2014-01-01 | 2014-12-31 | Hourly | 0.16 | 0.16 | 0.16 | 0.16 | 0.16 | 0.16 | 0.168 | 0.27 | 0.42 | 0.438 | 0.438 | 0.438 | 0.438 | 0.438 | 0.438 | 0.438 | 0.402 | 0.342 | 0.258 | 0.18 | 0.16 | 0.16 | 0.16 | 0.16 | From eQ_Lib.dat in MASControl 2017
D17_Htl_OffGen_LF_Yr | Lighting | FRACTION | WntrDsn | 2014-01-01 | 2014-12-31 | Constant | 0 | [23 empty] | From eQ_Lib.dat in MASControl 2017
D17_Htl_OffGen_LF_Yr | Lighting | FRACTION | SmrDsn | 2014-01-01 | 2014-12-31 | Constant | 1 | [23 empty] | From eQ_Lib.dat in MASControl 2017
D17_Htl_OffGen_LF_Yr | Lighting | FRACTION | Hol | 2014-01-01 | 2014-12-31 | Hourly | 0.16 | 0.16 | 0.16 | 0.16 | 0.16 | 0.16 | 0.168 | 0.27 | 0.42 | 0.438 | 0.438 | 0.438 | 0.438 | 0.438 | 0.438 | 0.438 | 0.402 | 0.342 | 0.258 | 0.18 | 0.16 | 0.16 | 0.16 | 0.16 | From eQ_Lib.dat in MASControl 2017
D17_Htl_Restrm_CFL_Yr | Lighting | FRACTION | Default¦Wkdy | 2014-01-01 | 2014-12-31 | Hourly | 0.16 | 0.16 | 0.16 | 0.16 | 0.16 | 0.18 | 0.28 | 0.45 | 0.7 | 0.73 | 0.73 | 0.73 | 0.73 | 0.73 | 0.73 | 0.73 | 0.67 | 0.57 | 0.43 | 0.3 | 0.2 | 0.16 | 0.16 | 0.16 | From eQ_Lib.dat in MASControl 2017
D17_Htl_Restrm_CFL_Yr | Lighting | FRACTION | Wknd | 2014-01-01 | 2014-12-31 | Hourly | 0.16 | 0.16 | 0.16 | 0.16 | 0.16 | 0.16 | 0.168 | 0.27 | 0.42 | 0.438 | 0.438 | 0.438 | 0.438 | 0.438 | 0.438 | 0.438 | 0.402 | 0.342 | 0.258 | 0.18 | 0.16 | 0.16 | 0.16 | 0.16 | From eQ_Lib.dat in MASControl 2017
D17_Htl_Restrm_CFL_Yr | Lighting | FRACTION | WntrDsn | 2014-01-01 | 2014-12-31 | Constant | 0 | [23 empty] | From eQ_Lib.dat in MASControl 2017
D17_Htl_Restrm_CFL_Yr | Lighting | FRACTION | SmrDsn | 2014-01-01 | 2014-12-31 | Constant | 1 | [23 empty] | From eQ_Lib.dat in MASControl 2017
D17_Htl_Restrm_CFL_Yr | Lighting | FRACTION | Hol | 2014-01-01 | 2014-12-31 | Hourly | 0.16 | 0.16 | 0.16 | 0.16 | 0.16 | 0.16 | 0.168 | 0.27 | 0.42 | 0.438 | 0.438 | 0.438 | 0.438 | 0.438 | 0.438 | 0.438 | 0.402 | 0.342 | 0.258 | 0.18 | 0.16 | 0.16 | 0.16 | 0.16 | From eQ_Lib.dat in MASControl 2017
D17_Htl_Restrm_LF_Yr | Lighting | FRACTION | Default¦Wkdy | 2014-01-01 | 2014-12-31 | Hourly | 0.16 | 0.16 | 0.16 | 0.16 | 0.16 | 0.18 | 0.28 | 0.45 | 0.7 | 0.73 | 0.73 | 0.73 | 0.73 | 0.73 | 0.73 | 0.73 | 0.67 | 0.57 | 0.43 | 0.3 | 0.2 | 0.16 | 0.16 | 0.16 | From eQ_Lib.dat in MASControl 2017
D17_Htl_Restrm_LF_Yr | Lighting | FRACTION | Wknd | 2014-01-01 | 2014-12-31 | Hourly | 0.16 | 0.16 | 0.16 | 0.16 | 0.16 | 0.16 | 0.168 | 0.27 | 0.42 | 0.438 | 0.438 | 0.438 | 0.438 | 0.438 | 0.438 | 0.438 | 0.402 | 0.342 | 0.258 | 0.18 | 0.16 | 0.16 | 0.16 | 0.16 | From eQ_Lib.dat in MASControl 2017
D17_Htl_Restrm_LF_Yr | Lighting | FRACTION | WntrDsn | 2014-01-01 | 2014-12-31 | Constant | 0 | [23 empty] | From eQ_Lib.dat in MASControl 2017
D17_Htl_Restrm_LF_Yr | Lighting | FRACTION | SmrDsn | 2014-01-01 | 2014-12-31 | Constant | 1 | [23 empty] | From eQ_Lib.dat in MASControl 2017
D17_Htl_Restrm_LF_Yr | Lighting | FRACTION | Hol | 2014-01-01 | 2014-12-31 | Hourly | 0.16 | 0.16 | 0.16 | 0.16 | 0.16 | 0.16 | 0.168 | 0.27 | 0.42 | 0.438 | 0.438 | 0.438 | 0.438 | 0.438 | 0.438 | 0.438 | 0.402 | 0.342 | 0.258 | 0.18 | 0.16 | 0.16 | 0.16 | 0.16 | From eQ_Lib.dat in MASControl 2017
D17_Htl_Stock_CFL_Yr | Lighting | FRACTION | Default¦Wkdy | 2014-01-01 | 2014-12-31 | Hourly | 0.16 | 0.16 | 0.16 | 0.16 | 0.16 | 0.18 | 0.28 | 0.45 | 0.7 | 0.73 | 0.73 | 0.73 | 0.73 | 0.73 | 0.73 | 0.73 | 0.67 | 0.57 | 0.43 | 0.3 | 0.2 | 0.16 | 0.16 | 0.16 | From eQ_Lib.dat in MASControl 2017
D17_Htl_Stock_CFL_Yr | Lighting | FRACTION | Wknd | 2014-01-01 | 2014-12-31 | Hourly | 0.16 | 0.16 | 0.16 | 0.16 | 0.16 | 0.16 | 0.168 | 0.27 | 0.42 | 0.438 | 0.438 | 0.438 | 0.438 | 0.438 | 0.438 | 0.438 | 0.402 | 0.342 | 0.258 | 0.18 | 0.16 | 0.16 | 0.16 | 0.16 | From eQ_Lib.dat in MASControl 2017
D17_Htl_Stock_CFL_Yr | Lighting | FRACTION | WntrDsn | 2014-01-01 | 2014-12-31 | Constant | 0 | [23 empty] | From eQ_Lib.dat in MASControl 2017
D17_Htl_Stock_CFL_Yr | Lighting | FRACTION | SmrDsn | 2014-01-01 | 2014-12-31 | Constant | 1 | [23 empty] | From eQ_Lib.dat in MASControl 2017
D17_Htl_Stock_CFL_Yr | Lighting | FRACTION | Hol | 2014-01-01 | 2014-12-31 | Hourly | 0.16 | 0.16 | 0.16 | 0.16 | 0.16 | 0.16 | 0.168 | 0.27 | 0.42 | 0.438 | 0.438 | 0.438 | 0.438 | 0.438 | 0.438 | 0.438 | 0.402 | 0.342 | 0.258 | 0.18 | 0.16 | 0.16 | 0.16 | 0.16 | From eQ_Lib.dat in MASControl 2017
D17_Htl_Stock_LF_Yr | Lighting | FRACTION | Default¦Wkdy | 2014-01-01 | 2014-12-31 | Hourly | 0.16 | 0.16 | 0.16 | 0.16 | 0.16 | 0.18 | 0.28 | 0.45 | 0.7 | 0.73 | 0.73 | 0.73 | 0.73 | 0.73 | 0.73 | 0.73 | 0.67 | 0.57 | 0.43 | 0.3 | 0.2 | 0.16 | 0.16 | 0.16 | From eQ_Lib.dat in MASControl 2017
D17_Htl_Stock_LF_Yr | Lighting | FRACTION | Wknd | 2014-01-01 | 2014-12-31 | Hourly | 0.16 | 0.16 | 0.16 | 0.16 | 0.16 | 0.16 | 0.168 | 0.27 | 0.42 | 0.438 | 0.438 | 0.438 | 0.438 | 0.438 | 0.438 | 0.438 | 0.402 | 0.342 | 0.258 | 0.18 | 0.16 | 0.16 | 0.16 | 0.16 | From eQ_Lib.dat in MASControl 2017
D17_Htl_Stock_LF_Yr | Lighting | FRACTION | WntrDsn | 2014-01-01 | 2014-12-31 | Constant | 0 | [23 empty] | From eQ_Lib.dat in MASControl 2017
D17_Htl_Stock_LF_Yr | Lighting | FRACTION | SmrDsn | 2014-01-01 | 2014-12-31 | Constant | 1 | [23 empty] | From eQ_Lib.dat in MASControl 2017
D17_Htl_Stock_LF_Yr | Lighting | FRACTION | Hol | 2014-01-01 | 2014-12-31 | Hourly | 0.16 | 0.16 | 0.16 | 0.16 | 0.16 | 0.16 | 0.168 | 0.27 | 0.42 | 0.438 | 0.438 | 0.438 | 0.438 | 0.438 | 0.438 | 0.438 | 0.402 | 0.342 | 0.258 | 0.18 | 0.16 | 0.16 | 0.16 | 0.16 | From eQ_Lib.dat in MASControl 2017
D17_MBT_Break_CFL_Yr | Lighting | FRACTION | Default¦Wkdy | 2014-01-01 | 2014-12-31 | Hourly | 0.15 | 0.15 | 0.15 | 0.15 | 0.15 | 0.15 | 0.2842 | 0.8211 | 0.9 | 0.9 | 0.9 | 0.9 | 0.9 | 0.9 | 0.9 | 0.9 | 0.7763 | 0.5974 | 0.2395 | 0.15 | 0.15 | 0.15 | 0.15 | 0.15 | From eQ_Lib.dat in MASControl 2017
D17_MBT_Break_CFL_Yr | Lighting | FRACTION | Wknd | 2014-01-01 | 2014-12-31 | Constant | 0.05 | [23 empty] | From eQ_Lib.dat in MASControl 2017
D17_MBT_Break_CFL_Yr | Lighting | FRACTION | WntrDsn | 2014-01-01 | 2014-12-31 | Constant | 0 | [23 empty] | From eQ_Lib.dat in MASControl 2017
D17_MBT_Break_CFL_Yr | Lighting | FRACTION | SmrDsn | 2014-01-01 | 2014-12-31 | Constant | 1 | [23 empty] | From eQ_Lib.dat in MASControl 2017
D17_MBT_Break_CFL_Yr | Lighting | FRACTION | Hol | 2014-01-01 | 2014-12-31 | Constant | 0.05 | [23 empty] | From eQ_Lib.dat in MASControl 2017
D17_MBT_Break_LF_Yr | Lighting | FRACTION | Default¦Wkdy | 2014-01-01 | 2014-12-31 | Hourly | 0.15 | 0.15 | 0.15 | 0.15 | 0.15 | 0.15 | 0.2842 | 0.8211 | 0.9 | 0.9 | 0.9 | 0.9 | 0.9 | 0.9 | 0.9 | 0.9 | 0.7763 | 0.5974 | 0.2395 | 0.15 | 0.15 | 0.15 | 0.15 | 0.15 | From eQ_Lib.dat in MASControl 2017
D17_MBT_Break_LF_Yr | Lighting | FRACTION | Wknd | 2014-01-01 | 2014-12-31 | Constant | 0.05 | [23 empty] | From eQ_Lib.dat in MASControl 2017
D17_MBT_Break_LF_Yr | Lighting | FRACTION | WntrDsn | 2014-01-01 | 2014-12-31 | Constant | 0 | [23 empty] | From eQ_Lib.dat in MASControl 2017
D17_MBT_Break_LF_Yr | Lighting | FRACTION | SmrDsn | 2014-01-01 | 2014-12-31 | Constant | 1 | [23 empty] | From eQ_Lib.dat in MASControl 2017
D17_MBT_Break_LF_Yr | Lighting | FRACTION | Hol | 2014-01-01 | 2014-12-31 | Constant | 0.05 | [23 empty] | From eQ_Lib.dat in MASControl 2017
D17_MBT_CompDC_CFL_Yr | Lighting | FRACTION | Default¦Wkdy | 2014-01-01 | 2014-12-31 | Hourly | 0.15 | 0.15 | 0.15 | 0.15 | 0.15 | 0.15 | 0.2842 | 0.8211 | 0.9 | 0.9 | 0.9 | 0.9 | 0.9 | 0.9 | 0.9 | 0.9 | 0.7763 | 0.5974 | 0.2395 | 0.15 | 0.15 | 0.15 | 0.15 | 0.15 | From eQ_Lib.dat in MASControl 2017
D17_MBT_CompDC_CFL_Yr | Lighting | FRACTION | Wknd | 2014-01-01 | 2014-12-31 | Constant | 0.05 | [23 empty] | From eQ_Lib.dat in MASControl 2017
D17_MBT_CompDC_CFL_Yr | Lighting | FRACTION | WntrDsn | 2014-01-01 | 2014-12-31 | Constant | 0 | [23 empty] | From eQ_Lib.dat in MASControl 2017
D17_MBT_CompDC_CFL_Yr | Lighting | FRACTION | SmrDsn | 2014-01-01 | 2014-12-31 | Constant | 1 | [23 empty] | From eQ_Lib.dat in MASControl 2017
D17_MBT_CompDC_CFL_Yr | Lighting | FRACTION | Hol | 2014-01-01 | 2014-12-31 | Constant | 0.05 | [23 empty] | From eQ_Lib.dat in MASControl 2017
D17_MBT_CompDC_LF_Yr | Lighting | FRACTION | Default¦Wkdy | 2014-01-01 | 2014-12-31 | Hourly | 0.15 | 0.15 | 0.15 | 0.15 | 0.15 | 0.15 | 0.2842 | 0.8211 | 0.9 | 0.9 | 0.9 | 0.9 | 0.9 | 0.9 | 0.9 | 0.9 | 0.7763 | 0.5974 | 0.2395 | 0.15 | 0.15 | 0.15 | 0.15 | 0.15 | From eQ_Lib.dat in MASControl 2017
D17_MBT_CompDC_LF_Yr | Lighting | FRACTION | Wknd | 2014-01-01 | 2014-12-31 | Constant | 0.05 | [23 empty] | From eQ_Lib.dat in MASControl 2017
D17_MBT_CompDC_LF_Yr | Lighting | FRACTION | WntrDsn | 2014-01-01 | 2014-12-31 | Constant | 0 | [23 empty] | From eQ_Lib.dat in MASControl 2017
D17_MBT_CompDC_LF_Yr | Lighting | FRACTION | SmrDsn | 2014-01-01 | 2014-12-31 | Constant | 1 | [23 empty] | From eQ_Lib.dat in MASControl 2017
D17_MBT_CompDC_LF_Yr | Lighting | FRACTION | Hol | 2014-01-01 | 2014-12-31 | Constant | 0.05 | [23 empty] | From eQ_Lib.dat in MASControl 2017
D17_MBT_Conf_CFL_Yr | Lighting | FRACTION | Default¦Wkdy | 2014-01-01 | 2014-12-31 | Hourly | 0.15 | 0.15 | 0.15 | 0.15 | 0.15 | 0.15 | 0.15 | 0.9 | 0.9 | 0.9 | 0.9 | 0.9 | 0.9 | 0.9 | 0.9 | 0.9 | 0.525 | 0.15 | 0.9 | 0.9 | 0.9 | 0.525 | 0.525 | 0.525 | From eQ_Lib.dat in MASControl 2017
D17_MBT_Conf_CFL_Yr | Lighting | FRACTION | Wknd | 2014-01-01 | 2014-12-31 | Constant | 0 | [23 empty] | From eQ_Lib.dat in MASControl 2017
D17_MBT_Conf_CFL_Yr | Lighting | FRACTION | WntrDsn | 2014-01-01 | 2014-12-31 | Constant | 0 | [23 empty] | From eQ_Lib.dat in MASControl 2017
D17_MBT_Conf_CFL_Yr | Lighting | FRACTION | SmrDsn | 2014-01-01 | 2014-12-31 | Constant | 1 | [23 empty] | From eQ_Lib.dat in MASControl 2017
D17_MBT_Conf_CFL_Yr | Lighting | FRACTION | Hol | 2014-01-01 | 2014-12-31 | Constant | 0 | [23 empty] | From eQ_Lib.dat in MASControl 2017
D17_MBT_Conf_LF_Yr | Lighting | FRACTION | Default¦Wkdy | 2014-01-01 | 2014-12-31 | Hourly | 0.15 | 0.15 | 0.15 | 0.15 | 0.15 | 0.15 | 0.15 | 0.9 | 0.9 | 0.9 | 0.9 | 0.9 | 0.9 | 0.9 | 0.9 | 0.9 | 0.525 | 0.15 | 0.9 | 0.9 | 0.9 | 0.525 | 0.525 | 0.525 | From eQ_Lib.dat in MASControl 2017
D17_MBT_Conf_LF_Yr | Lighting | FRACTION | Wknd | 2014-01-01 | 2014-12-31 | Constant | 0 | [23 empty] | From eQ_Lib.dat in MASControl 2017
D17_MBT_Conf_LF_Yr | Lighting | FRACTION | WntrDsn | 2014-01-01 | 2014-12-31 | Constant | 0 | [23 empty] | From eQ_Lib.dat in MASControl 2017
D17_MBT_Conf_LF_Yr | Lighting | FRACTION | SmrDsn | 2014-01-01 | 2014-12-31 | Constant | 1 | [23 empty] | From eQ_Lib.dat in MASControl 2017
D17_MBT_Conf_LF_Yr | Lighting | FRACTION | Hol | 2014-01-01 | 2014-12-31 | Constant | 0 | [23 empty] | From eQ_Lib.dat in MASControl 2017
D17_MBT_Cordr_CFL_Yr | Lighting | FRACTION | Default¦Wkdy | 2014-01-01 | 2014-12-31 | Constant | 0.8 | [23 empty] | From eQ_Lib.dat in MASControl 2017
D17_MBT_Cordr_CFL_Yr | Lighting | FRACTION | Wknd | 2014-01-01 | 2014-12-31 | Constant | 1 | [23 empty] | From eQ_Lib.dat in MASControl 2017
D17_MBT_Cordr_CFL_Yr | Lighting | FRACTION | WntrDsn | 2014-01-01 | 2014-12-31 | Constant | 0 | [23 empty] | From eQ_Lib.dat in MASControl 2017
D17_MBT_Cordr_CFL_Yr | Lighting | FRACTION | SmrDsn | 2014-01-01 | 2014-12-31 | Constant | 1 | [23 empty] | From eQ_Lib.dat in MASControl 2017
D17_MBT_Cordr_CFL_Yr | Lighting | FRACTION | Hol | 2014-01-01 | 2014-12-31 | Constant | 1 | [23 empty] | From eQ_Lib.dat in MASControl 2017
D17_MBT_Cordr_LF_Yr | Lighting | FRACTION | Default¦Wkdy | 2014-01-01 | 2014-12-31 | Constant | 0.8 | [23 empty] | From eQ_Lib.dat in MASControl 2017
D17_MBT_Cordr_LF_Yr | Lighting | FRACTION | Wknd | 2014-01-01 | 2014-12-31 | Constant | 1 | [23 empty] | From eQ_Lib.dat in MASControl 2017
D17_MBT_Cordr_LF_Yr | Lighting | FRACTION | WntrDsn | 2014-01-01 | 2014-12-31 | Constant | 0 | [23 empty] | From eQ_Lib.dat in MASControl 2017
D17_MBT_Cordr_LF_Yr | Lighting | FRACTION | SmrDsn | 2014-01-01 | 2014-12-31 | Constant | 1 | [23 empty] | From eQ_Lib.dat in MASControl 2017
D17_MBT_Cordr_LF_Yr | Lighting | FRACTION | Hol | 2014-01-01 | 2014-12-31 | Constant | 1 | [23 empty] | From eQ_Lib.dat in MASControl 2017
D17_MBT_Lab_CFL_Yr | Lighting | FRACTION | Default¦Wkdy | 2014-01-01 | 2014-12-31 | Hourly | 0.15 | 0.15 | 0.15 | 0.15 | 0.15 | 0.15 | 0.2842 | 0.8211 | 0.9 | 0.9 | 0.9 | 0.9 | 0.9 | 0.9 | 0.9 | 0.9 | 0.7763 | 0.5974 | 0.2395 | 0.15 | 0.15 | 0.15 | 0.15 | 0.15 | From eQ_Lib.dat in MASControl 2017
D17_MBT_Lab_CFL_Yr | Lighting | FRACTION | Wknd | 2014-01-01 | 2014-12-31 | Constant | 0.05 | [23 empty] | From eQ_Lib.dat in MASControl 2017
D17_MBT_Lab_CFL_Yr | Lighting | FRACTION | WntrDsn | 2014-01-01 | 2014-12-31 | Constant | 0 | [23 empty] | From eQ_Lib.dat in MASControl 2017
D17_MBT_Lab_CFL_Yr | Lighting | FRACTION | SmrDsn | 2014-01-01 | 2014-12-31 | Constant | 1 | [23 empty] | From eQ_Lib.dat in MASControl 2017
D17_MBT_Lab_CFL_Yr | Lighting | FRACTION | Hol | 2014-01-01 | 2014-12-31 | Constant | 0.05 | [23 empty] | From eQ_Lib.dat in MASControl 2017
D17_MBT_Lab_LF_Yr | Lighting | FRACTION | Default¦Wkdy | 2014-01-01 | 2014-12-31 | Hourly | 0.15 | 0.15 | 0.15 | 0.15 | 0.15 | 0.15 | 0.2842 | 0.8211 | 0.9 | 0.9 | 0.9 | 0.9 | 0.9 | 0.9 | 0.9 | 0.9 | 0.7763 | 0.5974 | 0.2395 | 0.15 | 0.15 | 0.15 | 0.15 | 0.15 | From eQ_Lib.dat in MASControl 2017
D17_MBT_Lab_LF_Yr | Lighting | FRACTION | Wknd | 2014-01-01 | 2014-12-31 | Constant | 0.05 | [23 empty] | From eQ_Lib.dat in MASControl 2017
D17_MBT_Lab_LF_Yr | Lighting | FRACTION | WntrDsn | 2014-01-01 | 2014-12-31 | Constant | 0 | [23 empty] | From eQ_Lib.dat in MASControl 2017
D17_MBT_Lab_LF_Yr | Lighting | FRACTION | SmrDsn | 2014-01-01 | 2014-12-31 | Constant | 1 | [23 empty] | From eQ_Lib.dat in MASControl 2017
D17_MBT_Lab_LF_Yr | Lighting | FRACTION | Hol | 2014-01-01 | 2014-12-31 | Constant | 0.05 | [23 empty] | From eQ_Lib.dat in MASControl 2017
D17_MBT_LobWt_CFL_Yr | Lighting | FRACTION | Default¦Wkdy | 2014-01-01 | 2014-12-31 | Hourly | 0.16 | 0.16 | 0.16 | 0.16 | 0.16 | 0.16 | 0.2926 | 0.8232 | 0.9 | 0.9 | 0.9 | 0.9 | 0.9 | 0.9 | 0.9 | 0.9 | 0.7789 | 0.6021 | 0.2484 | 0.16 | 0.16 | 0.16 | 0.16 | 0.16 | From eQ_Lib.dat in MASControl 2017
D17_MBT_LobWt_CFL_Yr | Lighting | FRACTION | Wknd | 2014-01-01 | 2014-12-31 | Constant | 0.05 | [23 empty] | From eQ_Lib.dat in MASControl 2017
D17_MBT_LobWt_CFL_Yr | Lighting | FRACTION | WntrDsn | 2014-01-01 | 2014-12-31 | Constant | 0 | [23 empty] | From eQ_Lib.dat in MASControl 2017
D17_MBT_LobWt_CFL_Yr | Lighting | FRACTION | SmrDsn | 2014-01-01 | 2014-12-31 | Constant | 1 | [23 empty] | From eQ_Lib.dat in MASControl 2017
D17_MBT_LobWt_CFL_Yr | Lighting | FRACTION | Hol | 2014-01-01 | 2014-12-31 | Constant | 0.05 | [23 empty] | From eQ_Lib.dat in MASControl 2017
D17_MBT_LobWt_LF_Yr | Lighting | FRACTION | Default¦Wkdy | 2014-01-01 | 2014-12-31 | Hourly | 0.16 | 0.16 | 0.16 | 0.16 | 0.16 | 0.16 | 0.2926 | 0.8232 | 0.9 | 0.9 | 0.9 | 0.9 | 0.9 | 0.9 | 0.9 | 0.9 | 0.7789 | 0.6021 | 0.2484 | 0.16 | 0.16 | 0.16 | 0.16 | 0.16 | From eQ_Lib.dat in MASControl 2017
D17_MBT_LobWt_LF_Yr | Lighting | FRACTION | Wknd | 2014-01-01 | 2014-12-31 | Constant | 0.05 | [23 empty] | From eQ_Lib.dat in MASControl 2017
D17_MBT_LobWt_LF_Yr | Lighting | FRACTION | WntrDsn | 2014-01-01 | 2014-12-31 | Constant | 0 | [23 empty] | From eQ_Lib.dat in MASControl 2017
D17_MBT_LobWt_LF_Yr | Lighting | FRACTION | SmrDsn | 2014-01-01 | 2014-12-31 | Constant | 1 | [23 empty] | From eQ_Lib.dat in MASControl 2017
D17_MBT_LobWt_LF_Yr | Lighting | FRACTION | Hol | 2014-01-01 | 2014-12-31 | Constant | 0.05 | [23 empty] | From eQ_Lib.dat in MASControl 2017
D17_MBT_Mech_CFL_Yr | Lighting | FRACTION | Default¦Wkdy | 2014-01-01 | 2014-12-31 | Hourly | 0.16 | 0.16 | 0.16 | 0.16 | 0.16 | 0.16 | 0.2926 | 0.8232 | 0.9 | 0.9 | 0.9 | 0.9 | 0.9 | 0.9 | 0.9 | 0.9 | 0.7789 | 0.6021 | 0.2484 | 0.16 | 0.16 | 0.16 | 0.16 | 0.16 | From eQ_Lib.dat in MASControl 2017
D17_MBT_Mech_CFL_Yr | Lighting | FRACTION | Wknd | 2014-01-01 | 2014-12-31 | Constant | 0.05 | [23 empty] | From eQ_Lib.dat in MASControl 2017
D17_MBT_Mech_CFL_Yr | Lighting | FRACTION | WntrDsn | 2014-01-01 | 2014-12-31 | Constant | 0 | [23 empty] | From eQ_Lib.dat in MASControl 2017
D17_MBT_Mech_CFL_Yr | Lighting | FRACTION | SmrDsn | 2014-01-01 | 2014-12-31 | Constant | 1 | [23 empty] | From eQ_Lib.dat in MASControl 2017
D17_MBT_Mech_CFL_Yr | Lighting | FRACTION | Hol | 2014-01-01 | 2014-12-31 | Constant | 0.05 | [23 empty] | From eQ_Lib.dat in MASControl 2017
D17_MBT_Mech_LF_Yr | Lighting | FRACTION | Default¦Wkdy | 2014-01-01 | 2014-12-31 | Hourly | 0.16 | 0.16 | 0.16 | 0.16 | 0.16 | 0.16 | 0.2926 | 0.8232 | 0.9 | 0.9 | 0.9 | 0.9 | 0.9 | 0.9 | 0.9 | 0.9 | 0.7789 | 0.6021 | 0.2484 | 0.16 | 0.16 | 0.16 | 0.16 | 0.16 | From eQ_Lib.dat in MASControl 2017
D17_MBT_Mech_LF_Yr | Lighting | FRACTION | Wknd | 2014-01-01 | 2014-12-31 | Constant | 0.05 | [23 empty] | From eQ_Lib.dat in MASControl 2017
D17_MBT_Mech_LF_Yr | Lighting | FRACTION | WntrDsn | 2014-01-01 | 2014-12-31 | Constant | 0 | [23 empty] | From eQ_Lib.dat in MASControl 2017
D17_MBT_Mech_LF_Yr | Lighting | FRACTION | SmrDsn | 2014-01-01 | 2014-12-31 | Constant | 1 | [23 empty] | From eQ_Lib.dat in MASControl 2017
D17_MBT_Mech_LF_Yr | Lighting | FRACTION | Hol | 2014-01-01 | 2014-12-31 | Constant | 0.05 | [23 empty] | From eQ_Lib.dat in MASControl 2017
D17_MBT_OffOpn_CFL_Yr | Lighting | FRACTION | Default¦Wkdy | 2014-01-01 | 2014-12-31 | Hourly | 0.16 | 0.16 | 0.16 | 0.16 | 0.16 | 0.16 | 0.2926 | 0.8232 | 0.9 | 0.9 | 0.9 | 0.9 | 0.9 | 0.9 | 0.9 | 0.9 | 0.7789 | 0.6021 | 0.2484 | 0.16 | 0.16 | 0.16 | 0.16 | 0.16 | From eQ_Lib.dat in MASControl 2017
D17_MBT_OffOpn_CFL_Yr | Lighting | FRACTION | Wknd | 2014-01-01 | 2014-12-31 | Constant | 0.05 | [23 empty] | From eQ_Lib.dat in MASControl 2017
D17_MBT_OffOpn_CFL_Yr | Lighting | FRACTION | WntrDsn | 2014-01-01 | 2014-12-31 | Constant | 0 | [23 empty] | From eQ_Lib.dat in MASControl 2017
D17_MBT_OffOpn_CFL_Yr | Lighting | FRACTION | SmrDsn | 2014-01-01 | 2014-12-31 | Constant | 1 | [23 empty] | From eQ_Lib.dat in MASControl 2017
D17_MBT_OffOpn_CFL_Yr | Lighting | FRACTION | Hol | 2014-01-01 | 2014-12-31 | Constant | 0.05 | [23 empty] | From eQ_Lib.dat in MASControl 2017
D17_MBT_OffOpn_LF_Yr | Lighting | FRACTION | Default¦Wkdy | 2014-01-01 | 2014-12-31 | Hourly | 0.16 | 0.16 | 0.16 | 0.16 | 0.16 | 0.16 | 0.2926 | 0.8232 | 0.9 | 0.9 | 0.9 | 0.9 | 0.9 | 0.9 | 0.9 | 0.9 | 0.7789 | 0.6021 | 0.2484 | 0.16 | 0.16 | 0.16 | 0.16 | 0.16 | From eQ_Lib.dat in MASControl 2017
D17_MBT_OffOpn_LF_Yr | Lighting | FRACTION | Wknd | 2014-01-01 | 2014-12-31 | Constant | 0.05 | [23 empty] | From eQ_Lib.dat in MASControl 2017
D17_MBT_OffOpn_LF_Yr | Lighting | FRACTION | WntrDsn | 2014-01-01 | 2014-12-31 | Constant | 0 | [23 empty] | From eQ_Lib.dat in MASControl 2017
D17_MBT_OffOpn_LF_Yr | Lighting | FRACTION | SmrDsn | 2014-01-01 | 2014-12-31 | Constant | 1 | [23 empty] | From eQ_Lib.dat in MASControl 2017
D17_MBT_OffOpn_LF_Yr | Lighting | FRACTION | Hol | 2014-01-01 | 2014-12-31 | Constant | 0.05 | [23 empty] | From eQ_Lib.dat in MASControl 2017
D17_MBT_OffSm_CFL_Yr | Lighting | FRACTION | Default¦Wkdy | 2014-01-01 | 2014-12-31 | Hourly | 0.16 | 0.16 | 0.16 | 0.16 | 0.16 | 0.16 | 0.2926 | 0.8232 | 0.9 | 0.9 | 0.9 | 0.9 | 0.9 | 0.9 | 0.9 | 0.9 | 0.7789 | 0.6021 | 0.2484 | 0.16 | 0.16 | 0.16 | 0.16 | 0.16 | From eQ_Lib.dat in MASControl 2017
D17_MBT_OffSm_CFL_Yr | Lighting | FRACTION | Wknd | 2014-01-01 | 2014-12-31 | Constant | 0.05 | [23 empty] | From eQ_Lib.dat in MASControl 2017
D17_MBT_OffSm_CFL_Yr | Lighting | FRACTION | WntrDsn | 2014-01-01 | 2014-12-31 | Constant | 0 | [23 empty] | From eQ_Lib.dat in MASControl 2017
D17_MBT_OffSm_CFL_Yr | Lighting | FRACTION | SmrDsn | 2014-01-01 | 2014-12-31 | Constant | 1 | [23 empty] | From eQ_Lib.dat in MASControl 2017
D17_MBT_OffSm_CFL_Yr | Lighting | FRACTION | Hol | 2014-01-01 | 2014-12-31 | Constant | 0.05 | [23 empty] | From eQ_Lib.dat in MASControl 2017
D17_MBT_OffSm_LF_Yr | Lighting | FRACTION | Default¦Wkdy | 2014-01-01 | 2014-12-31 | Hourly | 0.16 | 0.16 | 0.16 | 0.16 | 0.16 | 0.16 | 0.2926 | 0.8232 | 0.9 | 0.9 | 0.9 | 0.9 | 0.9 | 0.9 | 0.9 | 0.9 | 0.7789 | 0.6021 | 0.2484 | 0.16 | 0.16 | 0.16 | 0.16 | 0.16 | From eQ_Lib.dat in MASControl 2017
D17_MBT_OffSm_LF_Yr | Lighting | FRACTION | Wknd | 2014-01-01 | 2014-12-31 | Constant | 0.05 | [23 empty] | From eQ_Lib.dat in MASControl 2017
D17_MBT_OffSm_LF_Yr | Lighting | FRACTION | WntrDsn | 2014-01-01 | 2014-12-31 | Constant | 0 | [23 empty] | From eQ_Lib.dat in MASControl 2017
D17_MBT_OffSm_LF_Yr | Lighting | FRACTION | SmrDsn | 2014-01-01 | 2014-12-31 | Constant | 1 | [23 empty] | From eQ_Lib.dat in MASControl 2017
D17_MBT_OffSm_LF_Yr | Lighting | FRACTION | Hol | 2014-01-01 | 2014-12-31 | Constant | 0.05 | [23 empty] | From eQ_Lib.dat in MASControl 2017
D17_MBT_Restrm_CFL_Yr | Lighting | FRACTION | Default¦Wkdy | 2014-01-01 | 2014-12-31 | Hourly | 0.16 | 0.16 | 0.16 | 0.16 | 0.16 | 0.16 | 0.2926 | 0.8232 | 0.9 | 0.9 | 0.9 | 0.9 | 0.9 | 0.9 | 0.9 | 0.9 | 0.7789 | 0.6021 | 0.2484 | 0.16 | 0.16 | 0.16 | 0.16 | 0.16 | From eQ_Lib.dat in MASControl 2017
D17_MBT_Restrm_CFL_Yr | Lighting | FRACTION | Wknd | 2014-01-01 | 2014-12-31 | Constant | 0.05 | [23 empty] | From eQ_Lib.dat in MASControl 2017
D17_MBT_Restrm_CFL_Yr | Lighting | FRACTION | WntrDsn | 2014-01-01 | 2014-12-31 | Constant | 0 | [23 empty] | From eQ_Lib.dat in MASControl 2017
D17_MBT_Restrm_CFL_Yr | Lighting | FRACTION | SmrDsn | 2014-01-01 | 2014-12-31 | Constant | 1 | [23 empty] | From eQ_Lib.dat in MASControl 2017
D17_MBT_Restrm_CFL_Yr | Lighting | FRACTION | Hol | 2014-01-01 | 2014-12-31 | Constant | 0.05 | [23 empty] | From eQ_Lib.dat in MASControl 2017
D17_MBT_Restrm_LF_Yr | Lighting | FRACTION | Default¦Wkdy | 2014-01-01 | 2014-12-31 | Hourly | 0.16 | 0.16 | 0.16 | 0.16 | 0.16 | 0.16 | 0.2926 | 0.8232 | 0.9 | 0.9 | 0.9 | 0.9 | 0.9 | 0.9 | 0.9 | 0.9 | 0.7789 | 0.6021 | 0.2484 | 0.16 | 0.16 | 0.16 | 0.16 | 0.16 | From eQ_Lib.dat in MASControl 2017
D17_MBT_Restrm_LF_Yr | Lighting | FRACTION | Wknd | 2014-01-01 | 2014-12-31 | Constant | 0.05 | [23 empty] | From eQ_Lib.dat in MASControl 2017
D17_MBT_Restrm_LF_Yr | Lighting | FRACTION | WntrDsn | 2014-01-01 | 2014-12-31 | Constant | 0 | [23 empty] | From eQ_Lib.dat in MASControl 2017
D17_MBT_Restrm_LF_Yr | Lighting | FRACTION | SmrDsn | 2014-01-01 | 2014-12-31 | Constant | 1 | [23 empty] | From eQ_Lib.dat in MASControl 2017
D17_MBT_Restrm_LF_Yr | Lighting | FRACTION | Hol | 2014-01-01 | 2014-12-31 | Constant | 0.05 | [23 empty] | From eQ_Lib.dat in MASControl 2017
D17_MBT_StCond_CFL_Yr | Lighting | FRACTION | Default¦Wkdy | 2014-01-01 | 2014-12-31 | Hourly | 0.16 | 0.16 | 0.16 | 0.16 | 0.16 | 0.16 | 0.2926 | 0.8232 | 0.9 | 0.9 | 0.9 | 0.9 | 0.9 | 0.9 | 0.9 | 0.9 | 0.7789 | 0.6021 | 0.2484 | 0.16 | 0.16 | 0.16 | 0.16 | 0.16 | From eQ_Lib.dat in MASControl 2017
D17_MBT_StCond_CFL_Yr | Lighting | FRACTION | Wknd | 2014-01-01 | 2014-12-31 | Constant | 0.05 | [23 empty] | From eQ_Lib.dat in MASControl 2017
D17_MBT_StCond_CFL_Yr | Lighting | FRACTION | WntrDsn | 2014-01-01 | 2014-12-31 | Constant | 0 | [23 empty] | From eQ_Lib.dat in MASControl 2017
D17_MBT_StCond_CFL_Yr | Lighting | FRACTION | SmrDsn | 2014-01-01 | 2014-12-31 | Constant | 1 | [23 empty] | From eQ_Lib.dat in MASControl 2017
D17_MBT_StCond_CFL_Yr | Lighting | FRACTION | Hol | 2014-01-01 | 2014-12-31 | Constant | 0.05 | [23 empty] | From eQ_Lib.dat in MASControl 2017
D17_MBT_StCond_LF_Yr | Lighting | FRACTION | Default¦Wkdy | 2014-01-01 | 2014-12-31 | Hourly | 0.16 | 0.16 | 0.16 | 0.16 | 0.16 | 0.16 | 0.2926 | 0.8232 | 0.9 | 0.9 | 0.9 | 0.9 | 0.9 | 0.9 | 0.9 | 0.9 | 0.7789 | 0.6021 | 0.2484 | 0.16 | 0.16 | 0.16 | 0.16 | 0.16 | From eQ_Lib.dat in MASControl 2017
D17_MBT_StCond_LF_Yr | Lighting | FRACTION | Wknd | 2014-01-01 | 2014-12-31 | Constant | 0.05 | [23 empty] | From eQ_Lib.dat in MASControl 2017
D17_MBT_StCond_LF_Yr | Lighting | FRACTION | WntrDsn | 2014-01-01 | 2014-12-31 | Constant | 0 | [23 empty] | From eQ_Lib.dat in MASControl 2017
D17_MBT_StCond_LF_Yr | Lighting | FRACTION | SmrDsn | 2014-01-01 | 2014-12-31 | Constant | 1 | [23 empty] | From eQ_Lib.dat in MASControl 2017
D17_MBT_StCond_LF_Yr | Lighting | FRACTION | Hol | 2014-01-01 | 2014-12-31 | Constant | 0.05 | [23 empty] | From eQ_Lib.dat in MASControl 2017
D17_MBT_Work_CFL_Yr | Lighting | FRACTION | Default¦Wkdy | 2014-01-01 | 2014-12-31 | Hourly | 0.15 | 0.15 | 0.15 | 0.15 | 0.15 | 0.15 | 0.2842 | 0.8211 | 0.9 | 0.9 | 0.9 | 0.9 | 0.9 | 0.9 | 0.9 | 0.9 | 0.7763 | 0.5974 | 0.2395 | 0.15 | 0.15 | 0.15 | 0.15 | 0.15 | From eQ_Lib.dat in MASControl 2017
D17_MBT_Work_CFL_Yr | Lighting | FRACTION | Wknd | 2014-01-01 | 2014-12-31 | Constant | 0.05 | [23 empty] | From eQ_Lib.dat in MASControl 2017
D17_MBT_Work_CFL_Yr | Lighting | FRACTION | WntrDsn | 2014-01-01 | 2014-12-31 | Constant | 0 | [23 empty] | From eQ_Lib.dat in MASControl 2017
D17_MBT_Work_CFL_Yr | Lighting | FRACTION | SmrDsn | 2014-01-01 | 2014-12-31 | Constant | 1 | [23 empty] | From eQ_Lib.dat in MASControl 2017
D17_MBT_Work_CFL_Yr | Lighting | FRACTION | Hol | 2014-01-01 | 2014-12-31 | Constant | 0.05 | [23 empty] | From eQ_Lib.dat in MASControl 2017
D17_MBT_Work_HB_Yr | Lighting | FRACTION | Default¦Wkdy | 2014-01-01 | 2014-12-31 | Hourly | 0.15 | 0.15 | 0.15 | 0.15 | 0.15 | 0.15 | 0.2842 | 0.8211 | 0.9 | 0.9 | 0.9 | 0.9 | 0.9 | 0.9 | 0.9 | 0.9 | 0.7763 | 0.5974 | 0.2395 | 0.15 | 0.15 | 0.15 | 0.15 | 0.15 | From eQ_Lib.dat in MASControl 2017
D17_MBT_Work_HB_Yr | Lighting | FRACTION | Wknd | 2014-01-01 | 2014-12-31 | Constant | 0.05 | [23 empty] | From eQ_Lib.dat in MASControl 2017
D17_MBT_Work_HB_Yr | Lighting | FRACTION | WntrDsn | 2014-01-01 | 2014-12-31 | Constant | 0 | [23 empty] | From eQ_Lib.dat in MASControl 2017
D17_MBT_Work_HB_Yr | Lighting | FRACTION | SmrDsn | 2014-01-01 | 2014-12-31 | Constant | 1 | [23 empty] | From eQ_Lib.dat in MASControl 2017
D17_MBT_Work_HB_Yr | Lighting | FRACTION | Hol | 2014-01-01 | 2014-12-31 | Constant | 0.05 | [23 empty] | From eQ_Lib.dat in MASControl 2017
D17_MBT_Work_LF_Yr | Lighting | FRACTION | Default¦Wkdy | 2014-01-01 | 2014-12-31 | Hourly | 0.15 | 0.15 | 0.15 | 0.15 | 0.15 | 0.15 | 0.2842 | 0.8211 | 0.9 | 0.9 | 0.9 | 0.9 | 0.9 | 0.9 | 0.9 | 0.9 | 0.7763 | 0.5974 | 0.2395 | 0.15 | 0.15 | 0.15 | 0.15 | 0.15 | From eQ_Lib.dat in MASControl 2017
D17_MBT_Work_LF_Yr | Lighting | FRACTION | Wknd | 2014-01-01 | 2014-12-31 | Constant | 0.05 | [23 empty] | From eQ_Lib.dat in MASControl 2017
D17_MBT_Work_LF_Yr | Lighting | FRACTION | WntrDsn | 2014-01-01 | 2014-12-31 | Constant | 0 | [23 empty] | From eQ_Lib.dat in MASControl 2017
D17_MBT_Work_LF_Yr | Lighting | FRACTION | SmrDsn | 2014-01-01 | 2014-12-31 | Constant | 1 | [23 empty] | From eQ_Lib.dat in MASControl 2017
D17_MBT_Work_LF_Yr | Lighting | FRACTION | Hol | 2014-01-01 | 2014-12-31 | Constant | 0.05 | [23 empty] | From eQ_Lib.dat in MASControl 2017
D17_MLI_Break_CFL_Yr | Lighting | FRACTION | Default¦Wkdy | 2014-01-01 | 2014-12-31 | Hourly | 0.15 | 0.15 | 0.15 | 0.15 | 0.15 | 0.8211 | 0.8211 | 0.9 | 0.9 | 0.9 | 0.9 | 0.9 | 0.9 | 0.9 | 0.9 | 0.9 | 0.9 | 0.4263 | 0.2289 | 0.15 | 0.15 | 0.15 | 0.15 | 0.15 | From eQ_Lib.dat in MASControl 2017
D17_MLI_Break_CFL_Yr | Lighting | FRACTION | Wknd | 2014-01-01 | 2014-12-31 | Constant | 0.05 | [23 empty] | From eQ_Lib.dat in MASControl 2017
D17_MLI_Break_CFL_Yr | Lighting | FRACTION | WntrDsn | 2014-01-01 | 2014-12-31 | Constant | 0 | [23 empty] | From eQ_Lib.dat in MASControl 2017
D17_MLI_Break_CFL_Yr | Lighting | FRACTION | SmrDsn | 2014-01-01 | 2014-12-31 | Constant | 1 | [23 empty] | From eQ_Lib.dat in MASControl 2017
D17_MLI_Break_CFL_Yr | Lighting | FRACTION | Hol | 2014-01-01 | 2014-12-31 | Constant | 0.05 | [23 empty] | From eQ_Lib.dat in MASControl 2017
D17_MLI_Break_LF_Yr | Lighting | FRACTION | Default¦Wkdy | 2014-01-01 | 2014-12-31 | Hourly | 0.15 | 0.15 | 0.15 | 0.15 | 0.15 | 0.8211 | 0.8211 | 0.9 | 0.9 | 0.9 | 0.9 | 0.9 | 0.9 | 0.9 | 0.9 | 0.9 | 0.9 | 0.4263 | 0.2289 | 0.15 | 0.15 | 0.15 | 0.15 | 0.15 | From eQ_Lib.dat in MASControl 2017
D17_MLI_Break_LF_Yr | Lighting | FRACTION | Wknd | 2014-01-01 | 2014-12-31 | Constant | 0.05 | [23 empty] | From eQ_Lib.dat in MASControl 2017
D17_MLI_Break_LF_Yr | Lighting | FRACTION | WntrDsn | 2014-01-01 | 2014-12-31 | Constant | 0 | [23 empty] | From eQ_Lib.dat in MASControl 2017
D17_MLI_Break_LF_Yr | Lighting | FRACTION | SmrDsn | 2014-01-01 | 2014-12-31 | Constant | 1 | [23 empty] | From eQ_Lib.dat in MASControl 2017
D17_MLI_Break_LF_Yr | Lighting | FRACTION | Hol | 2014-01-01 | 2014-12-31 | Constant | 0.05 | [23 empty] | From eQ_Lib.dat in MASControl 2017
D17_MLI_Cordr_CFL_Yr | Lighting | FRACTION | Default¦Wkdy | 2014-01-01 | 2014-12-31 | Hourly | 0.15 | 0.15 | 0.15 | 0.15 | 0.15 | 0.8211 | 0.8211 | 0.9 | 0.9 | 0.9 | 0.9 | 0.9 | 0.9 | 0.9 | 0.9 | 0.9 | 0.9 | 0.4263 | 0.2289 | 0.15 | 0.15 | 0.15 | 0.15 | 0.15 | From eQ_Lib.dat in MASControl 2017
D17_MLI_Cordr_CFL_Yr | Lighting | FRACTION | Wknd | 2014-01-01 | 2014-12-31 | Constant | 0.05 | [23 empty] | From eQ_Lib.dat in MASControl 2017
D17_MLI_Cordr_CFL_Yr | Lighting | FRACTION | WntrDsn | 2014-01-01 | 2014-12-31 | Constant | 0 | [23 empty] | From eQ_Lib.dat in MASControl 2017
D17_MLI_Cordr_CFL_Yr | Lighting | FRACTION | SmrDsn | 2014-01-01 | 2014-12-31 | Constant | 1 | [23 empty] | From eQ_Lib.dat in MASControl 2017
D17_MLI_Cordr_CFL_Yr | Lighting | FRACTION | Hol | 2014-01-01 | 2014-12-31 | Constant | 0.05 | [23 empty] | From eQ_Lib.dat in MASControl 2017
D17_MLI_Cordr_HB_Yr | Lighting | FRACTION | Default¦Wkdy | 2014-01-01 | 2014-12-31 | Hourly | 0.15 | 0.15 | 0.15 | 0.15 | 0.15 | 0.8211 | 0.8211 | 0.9 | 0.9 | 0.9 | 0.9 | 0.9 | 0.9 | 0.9 | 0.9 | 0.9 | 0.9 | 0.4263 | 0.2289 | 0.15 | 0.15 | 0.15 | 0.15 | 0.15 | From eQ_Lib.dat in MASControl 2017
D17_MLI_Cordr_HB_Yr | Lighting | FRACTION | Wknd | 2014-01-01 | 2014-12-31 | Constant | 0.05 | [23 empty] | From eQ_Lib.dat in MASControl 2017
D17_MLI_Cordr_HB_Yr | Lighting | FRACTION | WntrDsn | 2014-01-01 | 2014-12-31 | Constant | 0 | [23 empty] | From eQ_Lib.dat in MASControl 2017
D17_MLI_Cordr_HB_Yr | Lighting | FRACTION | SmrDsn | 2014-01-01 | 2014-12-31 | Constant | 1 | [23 empty] | From eQ_Lib.dat in MASControl 2017
D17_MLI_Cordr_HB_Yr | Lighting | FRACTION | Hol | 2014-01-01 | 2014-12-31 | Constant | 0.05 | [23 empty] | From eQ_Lib.dat in MASControl 2017
D17_MLI_Cordr_LF_Yr | Lighting | FRACTION | Default¦Wkdy | 2014-01-01 | 2014-12-31 | Hourly | 0.15 | 0.15 | 0.15 | 0.15 | 0.15 | 0.8211 | 0.8211 | 0.9 | 0.9 | 0.9 | 0.9 | 0.9 | 0.9 | 0.9 | 0.9 | 0.9 | 0.9 | 0.4263 | 0.2289 | 0.15 | 0.15 | 0.15 | 0.15 | 0.15 | From eQ_Lib.dat in MASControl 2017
D17_MLI_Cordr_LF_Yr | Lighting | FRACTION | Wknd | 2014-01-01 | 2014-12-31 | Constant | 0.05 | [23 empty] | From eQ_Lib.dat in MASControl 2017
D17_MLI_Cordr_LF_Yr | Lighting | FRACTION | WntrDsn | 2014-01-01 | 2014-12-31 | Constant | 0 | [23 empty] | From eQ_Lib.dat in MASControl 2017
D17_MLI_Cordr_LF_Yr | Lighting | FRACTION | SmrDsn | 2014-01-01 | 2014-12-31 | Constant | 1 | [23 empty] | From eQ_Lib.dat in MASControl 2017
D17_MLI_Cordr_LF_Yr | Lighting | FRACTION | Hol | 2014-01-01 | 2014-12-31 | Constant | 0.05 | [23 empty] | From eQ_Lib.dat in MASControl 2017
D17_MLI_LobWt_CFL_Yr | Lighting | FRACTION | Default¦Wkdy | 2014-01-01 | 2014-12-31 | Hourly | 0.15 | 0.15 | 0.15 | 0.15 | 0.15 | 0.15 | 0.2842 | 0.8211 | 1 | 1 | 1 | 1 | 0.8211 | 1 | 1 | 1 | 0.7763 | 0.5974 | 0.2395 | 0.15 | 0.15 | 0.15 | 0.15 | 0.15 | From eQ_Lib.dat in MASControl 2017
D17_MLI_LobWt_CFL_Yr | Lighting | FRACTION | Wknd | 2014-01-01 | 2014-12-31 | Constant | 0.05 | [23 empty] | From eQ_Lib.dat in MASControl 2017
D17_MLI_LobWt_CFL_Yr | Lighting | FRACTION | WntrDsn | 2014-01-01 | 2014-12-31 | Constant | 0 | [23 empty] | From eQ_Lib.dat in MASControl 2017
D17_MLI_LobWt_CFL_Yr | Lighting | FRACTION | SmrDsn | 2014-01-01 | 2014-12-31 | Constant | 1 | [23 empty] | From eQ_Lib.dat in MASControl 2017
D17_MLI_LobWt_CFL_Yr | Lighting | FRACTION | Hol | 2014-01-01 | 2014-12-31 | Constant | 0.05 | [23 empty] | From eQ_Lib.dat in MASControl 2017
D17_MLI_LobWt_HB_Yr | Lighting | FRACTION | Default¦Wkdy | 2014-01-01 | 2014-12-31 | Hourly | 0.15 | 0.15 | 0.15 | 0.15 | 0.15 | 0.15 | 0.2842 | 0.8211 | 1 | 1 | 1 | 1 | 0.8211 | 1 | 1 | 1 | 0.7763 | 0.5974 | 0.2395 | 0.15 | 0.15 | 0.15 | 0.15 | 0.15 | From eQ_Lib.dat in MASControl 2017
D17_MLI_LobWt_HB_Yr | Lighting | FRACTION | Wknd | 2014-01-01 | 2014-12-31 | Constant | 0.05 | [23 empty] | From eQ_Lib.dat in MASControl 2017
D17_MLI_LobWt_HB_Yr | Lighting | FRACTION | WntrDsn | 2014-01-01 | 2014-12-31 | Constant | 0 | [23 empty] | From eQ_Lib.dat in MASControl 2017
D17_MLI_LobWt_HB_Yr | Lighting | FRACTION | SmrDsn | 2014-01-01 | 2014-12-31 | Constant | 1 | [23 empty] | From eQ_Lib.dat in MASControl 2017
D17_MLI_LobWt_HB_Yr | Lighting | FRACTION | Hol | 2014-01-01 | 2014-12-31 | Constant | 0.05 | [23 empty] | From eQ_Lib.dat in MASControl 2017
D17_MLI_LobWt_LF_Yr | Lighting | FRACTION | Default¦Wkdy | 2014-01-01 | 2014-12-31 | Hourly | 0.15 | 0.15 | 0.15 | 0.15 | 0.15 | 0.15 | 0.2842 | 0.8211 | 1 | 1 | 1 | 1 | 0.8211 | 1 | 1 | 1 | 0.7763 | 0.5974 | 0.2395 | 0.15 | 0.15 | 0.15 | 0.15 | 0.15 | From eQ_Lib.dat in MASControl 2017
D17_MLI_LobWt_LF_Yr | Lighting | FRACTION | Wknd | 2014-01-01 | 2014-12-31 | Constant | 0.05 | [23 empty] | From eQ_Lib.dat in MASControl 2017
D17_MLI_LobWt_LF_Yr | Lighting | FRACTION | WntrDsn | 2014-01-01 | 2014-12-31 | Constant | 0 | [23 empty] | From eQ_Lib.dat in MASControl 2017
D17_MLI_LobWt_LF_Yr | Lighting | FRACTION | SmrDsn | 2014-01-01 | 2014-12-31 | Constant | 1 | [23 empty] | From eQ_Lib.dat in MASControl 2017
D17_MLI_LobWt_LF_Yr | Lighting | FRACTION | Hol | 2014-01-01 | 2014-12-31 | Constant | 0.05 | [23 empty] | From eQ_Lib.dat in MASControl 2017
D17_MLI_Mech_CFL_Yr | Lighting | FRACTION | Default¦Wkdy | 2014-01-01 | 2014-12-31 | Hourly | 0.15 | 0.15 | 0.15 | 0.15 | 0.15 | 0.8211 | 0.8211 | 0.9 | 0.9 | 0.9 | 0.9 | 0.9 | 0.9 | 0.9 | 0.9 | 0.9 | 0.9 | 0.4263 | 0.2289 | 0.15 | 0.15 | 0.15 | 0.15 | 0.15 | From eQ_Lib.dat in MASControl 2017
D17_MLI_Mech_CFL_Yr | Lighting | FRACTION | Wknd | 2014-01-01 | 2014-12-31 | Constant | 0.05 | [23 empty] | From eQ_Lib.dat in MASControl 2017
D17_MLI_Mech_CFL_Yr | Lighting | FRACTION | WntrDsn | 2014-01-01 | 2014-12-31 | Constant | 0 | [23 empty] | From eQ_Lib.dat in MASControl 2017
D17_MLI_Mech_CFL_Yr | Lighting | FRACTION | SmrDsn | 2014-01-01 | 2014-12-31 | Constant | 1 | [23 empty] | From eQ_Lib.dat in MASControl 2017
D17_MLI_Mech_CFL_Yr | Lighting | FRACTION | Hol | 2014-01-01 | 2014-12-31 | Constant | 0.05 | [23 empty] | From eQ_Lib.dat in MASControl 2017
D17_MLI_Mech_LF_Yr | Lighting | FRACTION | Default¦Wkdy | 2014-01-01 | 2014-12-31 | Hourly | 0.15 | 0.15 | 0.15 | 0.15 | 0.15 | 0.8211 | 0.8211 | 0.9 | 0.9 | 0.9 | 0.9 | 0.9 | 0.9 | 0.9 | 0.9 | 0.9 | 0.9 | 0.4263 | 0.2289 | 0.15 | 0.15 | 0.15 | 0.15 | 0.15 | From eQ_Lib.dat in MASControl 2017
D17_MLI_Mech_LF_Yr | Lighting | FRACTION | Wknd | 2014-01-01 | 2014-12-31 | Constant | 0.05 | [23 empty] | From eQ_Lib.dat in MASControl 2017
D17_MLI_Mech_LF_Yr | Lighting | FRACTION | WntrDsn | 2014-01-01 | 2014-12-31 | Constant | 0 | [23 empty] | From eQ_Lib.dat in MASControl 2017
D17_MLI_Mech_LF_Yr | Lighting | FRACTION | SmrDsn | 2014-01-01 | 2014-12-31 | Constant | 1 | [23 empty] | From eQ_Lib.dat in MASControl 2017
D17_MLI_Mech_LF_Yr | Lighting | FRACTION | Hol | 2014-01-01 | 2014-12-31 | Constant | 0.05 | [23 empty] | From eQ_Lib.dat in MASControl 2017
D17_MLI_OffGen_CFL_Yr | Lighting | FRACTION | Default¦Wkdy | 2014-01-01 | 2014-12-31 | Hourly | 0.15 | 0.15 | 0.15 | 0.15 | 0.15 | 0.15 | 0.2842 | 0.8211 | 1 | 1 | 1 | 1 | 0.8211 | 1 | 1 | 1 | 0.7763 | 0.5974 | 0.2395 | 0.15 | 0.15 | 0.15 | 0.15 | 0.15 | From eQ_Lib.dat in MASControl 2017
D17_MLI_OffGen_CFL_Yr | Lighting | FRACTION | Wknd | 2014-01-01 | 2014-12-31 | Constant | 0.05 | [23 empty] | From eQ_Lib.dat in MASControl 2017
D17_MLI_OffGen_CFL_Yr | Lighting | FRACTION | WntrDsn | 2014-01-01 | 2014-12-31 | Constant | 0 | [23 empty] | From eQ_Lib.dat in MASControl 2017
D17_MLI_OffGen_CFL_Yr | Lighting | FRACTION | SmrDsn | 2014-01-01 | 2014-12-31 | Constant | 1 | [23 empty] | From eQ_Lib.dat in MASControl 2017
D17_MLI_OffGen_CFL_Yr | Lighting | FRACTION | Hol | 2014-01-01 | 2014-12-31 | Constant | 0.05 | [23 empty] | From eQ_Lib.dat in MASControl 2017
D17_MLI_OffGen_HB_Yr | Lighting | FRACTION | Default¦Wkdy | 2014-01-01 | 2014-12-31 | Hourly | 0.15 | 0.15 | 0.15 | 0.15 | 0.15 | 0.15 | 0.2842 | 0.8211 | 1 | 1 | 1 | 1 | 0.8211 | 1 | 1 | 1 | 0.7763 | 0.5974 | 0.2395 | 0.15 | 0.15 | 0.15 | 0.15 | 0.15 | From eQ_Lib.dat in MASControl 2017
D17_MLI_OffGen_HB_Yr | Lighting | FRACTION | Wknd | 2014-01-01 | 2014-12-31 | Constant | 0.05 | [23 empty] | From eQ_Lib.dat in MASControl 2017
D17_MLI_OffGen_HB_Yr | Lighting | FRACTION | WntrDsn | 2014-01-01 | 2014-12-31 | Constant | 0 | [23 empty] | From eQ_Lib.dat in MASControl 2017
D17_MLI_OffGen_HB_Yr | Lighting | FRACTION | SmrDsn | 2014-01-01 | 2014-12-31 | Constant | 1 | [23 empty] | From eQ_Lib.dat in MASControl 2017
D17_MLI_OffGen_HB_Yr | Lighting | FRACTION | Hol | 2014-01-01 | 2014-12-31 | Constant | 0.05 | [23 empty] | From eQ_Lib.dat in MASControl 2017
D17_MLI_OffGen_LF_Yr | Lighting | FRACTION | Default¦Wkdy | 2014-01-01 | 2014-12-31 | Hourly | 0.15 | 0.15 | 0.15 | 0.15 | 0.15 | 0.15 | 0.2842 | 0.8211 | 1 | 1 | 1 | 1 | 0.8211 | 1 | 1 | 1 | 0.7763 | 0.5974 | 0.2395 | 0.15 | 0.15 | 0.15 | 0.15 | 0.15 | From eQ_Lib.dat in MASControl 2017
D17_MLI_OffGen_LF_Yr | Lighting | FRACTION | Wknd | 2014-01-01 | 2014-12-31 | Constant | 0.05 | [23 empty] | From eQ_Lib.dat in MASControl 2017
D17_MLI_OffGen_LF_Yr | Lighting | FRACTION | WntrDsn | 2014-01-01 | 2014-12-31 | Constant | 0 | [23 empty] | From eQ_Lib.dat in MASControl 2017
D17_MLI_OffGen_LF_Yr | Lighting | FRACTION | SmrDsn | 2014-01-01 | 2014-12-31 | Constant | 1 | [23 empty] | From eQ_Lib.dat in MASControl 2017
D17_MLI_OffGen_LF_Yr | Lighting | FRACTION | Hol | 2014-01-01 | 2014-12-31 | Constant | 0.05 | [23 empty] | From eQ_Lib.dat in MASControl 2017
D17_MLI_Restrm_CFL_Yr | Lighting | FRACTION | Default¦Wkdy | 2014-01-01 | 2014-12-31 | Hourly | 0.15 | 0.15 | 0.15 | 0.15 | 0.15 | 0.8211 | 0.8211 | 0.9 | 0.9 | 0.9 | 0.9 | 0.9 | 0.9 | 0.9 | 0.9 | 0.9 | 0.9 | 0.4263 | 0.2289 | 0.15 | 0.15 | 0.15 | 0.15 | 0.15 | From eQ_Lib.dat in MASControl 2017
D17_MLI_Restrm_CFL_Yr | Lighting | FRACTION | Wknd | 2014-01-01 | 2014-12-31 | Constant | 0.05 | [23 empty] | From eQ_Lib.dat in MASControl 2017
D17_MLI_Restrm_CFL_Yr | Lighting | FRACTION | WntrDsn | 2014-01-01 | 2014-12-31 | Constant | 0 | [23 empty] | From eQ_Lib.dat in MASControl 2017
D17_MLI_Restrm_CFL_Yr | Lighting | FRACTION | SmrDsn | 2014-01-01 | 2014-12-31 | Constant | 1 | [23 empty] | From eQ_Lib.dat in MASControl 2017
D17_MLI_Restrm_CFL_Yr | Lighting | FRACTION | Hol | 2014-01-01 | 2014-12-31 | Constant | 0.05 | [23 empty] | From eQ_Lib.dat in MASControl 2017
D17_MLI_Restrm_LF_Yr | Lighting | FRACTION | Default¦Wkdy | 2014-01-01 | 2014-12-31 | Hourly | 0.15 | 0.15 | 0.15 | 0.15 | 0.15 | 0.8211 | 0.8211 | 0.9 | 0.9 | 0.9 | 0.9 | 0.9 | 0.9 | 0.9 | 0.9 | 0.9 | 0.9 | 0.4263 | 0.2289 | 0.15 | 0.15 | 0.15 | 0.15 | 0.15 | From eQ_Lib.dat in MASControl 2017
D17_MLI_Restrm_LF_Yr | Lighting | FRACTION | Wknd | 2014-01-01 | 2014-12-31 | Constant | 0.05 | [23 empty] | From eQ_Lib.dat in MASControl 2017
D17_MLI_Restrm_LF_Yr | Lighting | FRACTION | WntrDsn | 2014-01-01 | 2014-12-31 | Constant | 0 | [23 empty] | From eQ_Lib.dat in MASControl 2017
D17_MLI_Restrm_LF_Yr | Lighting | FRACTION | SmrDsn | 2014-01-01 | 2014-12-31 | Constant | 1 | [23 empty] | From eQ_Lib.dat in MASControl 2017
D17_MLI_Restrm_LF_Yr | Lighting | FRACTION | Hol | 2014-01-01 | 2014-12-31 | Constant | 0.05 | [23 empty] | From eQ_Lib.dat in MASControl 2017
D17_MLI_Sales_CFL_Yr | Lighting | FRACTION | Default¦Wkdy | 2014-01-01 | 2014-12-31 | Hourly | 0.15 | 0.15 | 0.15 | 0.15 | 0.15 | 0.15 | 0.2842 | 0.8211 | 1 | 1 | 1 | 1 | 0.8211 | 1 | 1 | 1 | 0.7763 | 0.5974 | 0.2395 | 0.15 | 0.15 | 0.15 | 0.15 | 0.15 | From eQ_Lib.dat in MASControl 2017
D17_MLI_Sales_CFL_Yr | Lighting | FRACTION | Wknd | 2014-01-01 | 2014-12-31 | Constant | 0.05 | [23 empty] | From eQ_Lib.dat in MASControl 2017
D17_MLI_Sales_CFL_Yr | Lighting | FRACTION | WntrDsn | 2014-01-01 | 2014-12-31 | Constant | 0 | [23 empty] | From eQ_Lib.dat in MASControl 2017
D17_MLI_Sales_CFL_Yr | Lighting | FRACTION | SmrDsn | 2014-01-01 | 2014-12-31 | Constant | 1 | [23 empty] | From eQ_Lib.dat in MASControl 2017
D17_MLI_Sales_CFL_Yr | Lighting | FRACTION | Hol | 2014-01-01 | 2014-12-31 | Constant | 0.05 | [23 empty] | From eQ_Lib.dat in MASControl 2017
D17_MLI_Sales_LF_Yr | Lighting | FRACTION | Default¦Wkdy | 2014-01-01 | 2014-12-31 | Hourly | 0.15 | 0.15 | 0.15 | 0.15 | 0.15 | 0.15 | 0.2842 | 0.8211 | 1 | 1 | 1 | 1 | 0.8211 | 1 | 1 | 1 | 0.7763 | 0.5974 | 0.2395 | 0.15 | 0.15 | 0.15 | 0.15 | 0.15 | From eQ_Lib.dat in MASControl 2017
D17_MLI_Sales_LF_Yr | Lighting | FRACTION | Wknd | 2014-01-01 | 2014-12-31 | Constant | 0.05 | [23 empty] | From eQ_Lib.dat in MASControl 2017
D17_MLI_Sales_LF_Yr | Lighting | FRACTION | WntrDsn | 2014-01-01 | 2014-12-31 | Constant | 0 | [23 empty] | From eQ_Lib.dat in MASControl 2017
D17_MLI_Sales_LF_Yr | Lighting | FRACTION | SmrDsn | 2014-01-01 | 2014-12-31 | Constant | 1 | [23 empty] | From eQ_Lib.dat in MASControl 2017
D17_MLI_Sales_LF_Yr | Lighting | FRACTION | Hol | 2014-01-01 | 2014-12-31 | Constant | 0.05 | [23 empty] | From eQ_Lib.dat in MASControl 2017
D17_MLI_Stock_CFL_Yr | Lighting | FRACTION | Default¦Wkdy | 2014-01-01 | 2014-12-31 | Hourly | 0.15 | 0.15 | 0.15 | 0.15 | 0.15 | 0.8211 | 0.8211 | 0.9 | 0.9 | 0.9 | 0.9 | 0.9 | 0.9 | 0.9 | 0.9 | 0.9 | 0.9 | 0.4263 | 0.2289 | 0.15 | 0.15 | 0.15 | 0.15 | 0.15 | From eQ_Lib.dat in MASControl 2017
D17_MLI_Stock_CFL_Yr | Lighting | FRACTION | Wknd | 2014-01-01 | 2014-12-31 | Constant | 0.05 | [23 empty] | From eQ_Lib.dat in MASControl 2017
D17_MLI_Stock_CFL_Yr | Lighting | FRACTION | WntrDsn | 2014-01-01 | 2014-12-31 | Constant | 0 | [23 empty] | From eQ_Lib.dat in MASControl 2017
D17_MLI_Stock_CFL_Yr | Lighting | FRACTION | SmrDsn | 2014-01-01 | 2014-12-31 | Constant | 1 | [23 empty] | From eQ_Lib.dat in MASControl 2017
D17_MLI_Stock_CFL_Yr | Lighting | FRACTION | Hol | 2014-01-01 | 2014-12-31 | Constant | 0.05 | [23 empty] | From eQ_Lib.dat in MASControl 2017
D17_MLI_Stock_HB_Yr | Lighting | FRACTION | Default¦Wkdy | 2014-01-01 | 2014-12-31 | Hourly | 0.15 | 0.15 | 0.15 | 0.15 | 0.15 | 0.8211 | 0.8211 | 0.9 | 0.9 | 0.9 | 0.9 | 0.9 | 0.9 | 0.9 | 0.9 | 0.9 | 0.9 | 0.4263 | 0.2289 | 0.15 | 0.15 | 0.15 | 0.15 | 0.15 | From eQ_Lib.dat in MASControl 2017
D17_MLI_Stock_HB_Yr | Lighting | FRACTION | Wknd | 2014-01-01 | 2014-12-31 | Constant | 0.05 | [23 empty] | From eQ_Lib.dat in MASControl 2017
D17_MLI_Stock_HB_Yr | Lighting | FRACTION | WntrDsn | 2014-01-01 | 2014-12-31 | Constant | 0 | [23 empty] | From eQ_Lib.dat in MASControl 2017
D17_MLI_Stock_HB_Yr | Lighting | FRACTION | SmrDsn | 2014-01-01 | 2014-12-31 | Constant | 1 | [23 empty] | From eQ_Lib.dat in MASControl 2017
D17_MLI_Stock_HB_Yr | Lighting | FRACTION | Hol | 2014-01-01 | 2014-12-31 | Constant | 0.05 | [23 empty] | From eQ_Lib.dat in MASControl 2017
D17_MLI_Stock_LF_Yr | Lighting | FRACTION | Default¦Wkdy | 2014-01-01 | 2014-12-31 | Hourly | 0.15 | 0.15 | 0.15 | 0.15 | 0.15 | 0.8211 | 0.8211 | 0.9 | 0.9 | 0.9 | 0.9 | 0.9 | 0.9 | 0.9 | 0.9 | 0.9 | 0.9 | 0.4263 | 0.2289 | 0.15 | 0.15 | 0.15 | 0.15 | 0.15 | From eQ_Lib.dat in MASControl 2017
D17_MLI_Stock_LF_Yr | Lighting | FRACTION | Wknd | 2014-01-01 | 2014-12-31 | Constant | 0.05 | [23 empty] | From eQ_Lib.dat in MASControl 2017
D17_MLI_Stock_LF_Yr | Lighting | FRACTION | WntrDsn | 2014-01-01 | 2014-12-31 | Constant | 0 | [23 empty] | From eQ_Lib.dat in MASControl 2017
D17_MLI_Stock_LF_Yr | Lighting | FRACTION | SmrDsn | 2014-01-01 | 2014-12-31 | Constant | 1 | [23 empty] | From eQ_Lib.dat in MASControl 2017
D17_MLI_Stock_LF_Yr | Lighting | FRACTION | Hol | 2014-01-01 | 2014-12-31 | Constant | 0.05 | [23 empty] | From eQ_Lib.dat in MASControl 2017
D17_MLI_Work_CFL_Yr | Lighting | FRACTION | Default¦Wkdy | 2014-01-01 | 2014-12-31 | Hourly | 0.15 | 0.15 | 0.15 | 0.15 | 0.15 | 0.15 | 0.2842 | 0.8211 | 1 | 1 | 1 | 1 | 0.8211 | 1 | 1 | 1 | 0.7763 | 0.5974 | 0.2395 | 0.15 | 0.15 | 0.15 | 0.15 | 0.15 | From eQ_Lib.dat in MASControl 2017
D17_MLI_Work_CFL_Yr | Lighting | FRACTION | Wknd | 2014-01-01 | 2014-12-31 | Constant | 0.05 | [23 empty] | From eQ_Lib.dat in MASControl 2017
D17_MLI_Work_CFL_Yr | Lighting | FRACTION | WntrDsn | 2014-01-01 | 2014-12-31 | Constant | 0 | [23 empty] | From eQ_Lib.dat in MASControl 2017
D17_MLI_Work_CFL_Yr | Lighting | FRACTION | SmrDsn | 2014-01-01 | 2014-12-31 | Constant | 1 | [23 empty] | From eQ_Lib.dat in MASControl 2017
D17_MLI_Work_CFL_Yr | Lighting | FRACTION | Hol | 2014-01-01 | 2014-12-31 | Constant | 0.05 | [23 empty] | From eQ_Lib.dat in MASControl 2017
D17_MLI_Work_HB_Yr | Lighting | FRACTION | Default¦Wkdy | 2014-01-01 | 2014-12-31 | Hourly | 0.15 | 0.15 | 0.15 | 0.15 | 0.15 | 0.15 | 0.2842 | 0.8211 | 1 | 1 | 1 | 1 | 0.8211 | 1 | 1 | 1 | 0.7763 | 0.5974 | 0.2395 | 0.15 | 0.15 | 0.15 | 0.15 | 0.15 | From eQ_Lib.dat in MASControl 2017
D17_MLI_Work_HB_Yr | Lighting | FRACTION | Wknd | 2014-01-01 | 2014-12-31 | Constant | 0.05 | [23 empty] | From eQ_Lib.dat in MASControl 2017
D17_MLI_Work_HB_Yr | Lighting | FRACTION | WntrDsn | 2014-01-01 | 2014-12-31 | Constant | 0 | [23 empty] | From eQ_Lib.dat in MASControl 2017
D17_MLI_Work_HB_Yr | Lighting | FRACTION | SmrDsn | 2014-01-01 | 2014-12-31 | Constant | 1 | [23 empty] | From eQ_Lib.dat in MASControl 2017
D17_MLI_Work_HB_Yr | Lighting | FRACTION | Hol | 2014-01-01 | 2014-12-31 | Constant | 0.05 | [23 empty] | From eQ_Lib.dat in MASControl 2017
D17_MLI_Work_LF_Yr | Lighting | FRACTION | Default¦Wkdy | 2014-01-01 | 2014-12-31 | Hourly | 0.15 | 0.15 | 0.15 | 0.15 | 0.15 | 0.15 | 0.2842 | 0.8211 | 1 | 1 | 1 | 1 | 0.8211 | 1 | 1 | 1 | 0.7763 | 0.5974 | 0.2395 | 0.15 | 0.15 | 0.15 | 0.15 | 0.15 | From eQ_Lib.dat in MASControl 2017
D17_MLI_Work_LF_Yr | Lighting | FRACTION | Wknd | 2014-01-01 | 2014-12-31 | Constant | 0.05 | [23 empty] | From eQ_Lib.dat in MASControl 2017
D17_MLI_Work_LF_Yr | Lighting | FRACTION | WntrDsn | 2014-01-01 | 2014-12-31 | Constant | 0 | [23 empty] | From eQ_Lib.dat in MASControl 2017
D17_MLI_Work_LF_Yr | Lighting | FRACTION | SmrDsn | 2014-01-01 | 2014-12-31 | Constant | 1 | [23 empty] | From eQ_Lib.dat in MASControl 2017
D17_MLI_Work_LF_Yr | Lighting | FRACTION | Hol | 2014-01-01 | 2014-12-31 | Constant | 0.05 | [23 empty] | From eQ_Lib.dat in MASControl 2017
D17_Mtl_Break_CFL_Yr | Lighting | FRACTION | SmrDsn | 2014-01-01 | 2014-12-31 | Constant | 1 | [23 empty] | From eQ_Lib.dat in MASControl 2017
D17_Mtl_Break_CFL_Yr | Lighting | FRACTION | WntrDsn | 2014-01-01 | 2014-12-31 | Constant | 0 | [23 empty] | From eQ_Lib.dat in MASControl 2017
D17_Mtl_Break_CFL_Yr | Lighting | FRACTION | Default¦Hol | 2014-01-01 | 2014-12-31 | Constant | 0.9 | [23 empty] | From eQ_Lib.dat in MASControl 2017
D17_Mtl_Break_LF_Yr | Lighting | FRACTION | SmrDsn | 2014-01-01 | 2014-12-31 | Constant | 1 | [23 empty] | From eQ_Lib.dat in MASControl 2017
D17_Mtl_Break_LF_Yr | Lighting | FRACTION | WntrDsn | 2014-01-01 | 2014-12-31 | Constant | 0 | [23 empty] | From eQ_Lib.dat in MASControl 2017
D17_Mtl_Break_LF_Yr | Lighting | FRACTION | Default¦Hol | 2014-01-01 | 2014-12-31 | Constant | 0.9 | [23 empty] | From eQ_Lib.dat in MASControl 2017
D17_Mtl_GRmCi_CFL_Yr | Lighting | FRACTION | SmrDsn | 2014-01-01 | 2014-12-31 | Constant | 1 | [23 empty] | From eQ_Lib.dat in MASControl 2017
D17_Mtl_GRmCi_CFL_Yr | Lighting | FRACTION | WntrDsn | 2014-01-01 | 2014-12-31 | Constant | 0 | [23 empty] | From eQ_Lib.dat in MASControl 2017
D17_Mtl_GRmCi_CFL_Yr | Lighting | FRACTION | Default¦Hol | 2014-01-01 | 2014-12-31 | Constant | 0.9 | [23 empty] | From eQ_Lib.dat in MASControl 2017
D17_Mtl_GRmCi_HB_Yr | Lighting | FRACTION | SmrDsn | 2014-01-01 | 2014-12-31 | Constant | 1 | [23 empty] | From eQ_Lib.dat in MASControl 2017
D17_Mtl_GRmCi_HB_Yr | Lighting | FRACTION | WntrDsn | 2014-01-01 | 2014-12-31 | Constant | 0 | [23 empty] | From eQ_Lib.dat in MASControl 2017
D17_Mtl_GRmCi_HB_Yr | Lighting | FRACTION | Default¦Hol | 2014-01-01 | 2014-12-31 | Constant | 0.9 | [23 empty] | From eQ_Lib.dat in MASControl 2017
D17_Mtl_GRmCi_LF_Yr | Lighting | FRACTION | SmrDsn | 2014-01-01 | 2014-12-31 | Constant | 1 | [23 empty] | From eQ_Lib.dat in MASControl 2017
D17_Mtl_GRmCi_LF_Yr | Lighting | FRACTION | WntrDsn | 2014-01-01 | 2014-12-31 | Constant | 0 | [23 empty] | From eQ_Lib.dat in MASControl 2017
D17_Mtl_GRmCi_LF_Yr | Lighting | FRACTION | Default¦Hol | 2014-01-01 | 2014-12-31 | Constant | 0.9 | [23 empty] | From eQ_Lib.dat in MASControl 2017
D17_Mtl_GRmO_CFL_Yr | Lighting | FRACTION | SmrDsn | 2014-01-01 | 2014-12-31 | Constant | 1 | [23 empty] | From eQ_Lib.dat in MASControl 2017
D17_Mtl_GRmO_CFL_Yr | Lighting | FRACTION | WntrDsn | 2014-01-01 | 2014-12-31 | Constant | 0 | [23 empty] | From eQ_Lib.dat in MASControl 2017
D17_Mtl_GRmO_CFL_Yr | Lighting | FRACTION | Default¦Hol | 2014-01-01 | 2014-12-31 | Hourly | 0.0867 | 0.0632 | 0.0512 | 0.0443 | 0.0426 | 0.0609 | 0.0818 | 0.1227 | 0.1585 | 0.163 | 0.1695 | 0.1465 | 0.1343 | 0.1325 | 0.1212 | 0.1062 | 0.1295 | 0.1545 | 0.1916 | 0.2064 | 0.2116 | 0.2088 | 0.1843 | 0.1285 | From eQ_Lib.dat in MASControl 2017
D17_Mtl_GRmO_LF_Yr | Lighting | FRACTION | SmrDsn | 2014-01-01 | 2014-12-31 | Constant | 1 | [23 empty] | From eQ_Lib.dat in MASControl 2017
D17_Mtl_GRmO_LF_Yr | Lighting | FRACTION | WntrDsn | 2014-01-01 | 2014-12-31 | Constant | 0 | [23 empty] | From eQ_Lib.dat in MASControl 2017
D17_Mtl_GRmO_LF_Yr | Lighting | FRACTION | Default¦Hol | 2014-01-01 | 2014-12-31 | Hourly | 0.0867 | 0.0632 | 0.0512 | 0.0443 | 0.0426 | 0.0609 | 0.0818 | 0.1227 | 0.1585 | 0.163 | 0.1695 | 0.1465 | 0.1343 | 0.1325 | 0.1212 | 0.1062 | 0.1295 | 0.1545 | 0.1916 | 0.2064 | 0.2116 | 0.2088 | 0.1843 | 0.1285 | From eQ_Lib.dat in MASControl 2017
D17_Mtl_GRmU_CFL_Yr | Lighting | FRACTION | SmrDsn | 2014-01-01 | 2014-12-31 | Constant | 1 | [23 empty] | From eQ_Lib.dat in MASControl 2017
D17_Mtl_GRmU_CFL_Yr | Lighting | FRACTION | WntrDsn | 2014-01-01 | 2014-12-31 | Constant | 0 | [23 empty] | From eQ_Lib.dat in MASControl 2017
D17_Mtl_GRmU_CFL_Yr | Lighting | FRACTION | Default¦Hol | 2014-01-01 | 2014-12-31 | Constant | 0 | [23 empty] | From eQ_Lib.dat in MASControl 2017
D17_Mtl_GRmU_LF_Yr | Lighting | FRACTION | SmrDsn | 2014-01-01 | 2014-12-31 | Constant | 1 | [23 empty] | From eQ_Lib.dat in MASControl 2017
D17_Mtl_GRmU_LF_Yr | Lighting | FRACTION | WntrDsn | 2014-01-01 | 2014-12-31 | Constant | 0 | [23 empty] | From eQ_Lib.dat in MASControl 2017
D17_Mtl_GRmU_LF_Yr | Lighting | FRACTION | Default¦Hol | 2014-01-01 | 2014-12-31 | Constant | 0 | [23 empty] | From eQ_Lib.dat in MASControl 2017
D17_Mtl_Laun_CFL_Yr | Lighting | FRACTION | SmrDsn | 2014-01-01 | 2014-12-31 | Constant | 1 | [23 empty] | From eQ_Lib.dat in MASControl 2017
D17_Mtl_Laun_CFL_Yr | Lighting | FRACTION | WntrDsn | 2014-01-01 | 2014-12-31 | Constant | 0 | [23 empty] | From eQ_Lib.dat in MASControl 2017
D17_Mtl_Laun_CFL_Yr | Lighting | FRACTION | Default¦Hol | 2014-01-01 | 2014-12-31 | Constant | 0.6 | [23 empty] | From eQ_Lib.dat in MASControl 2017
D17_Mtl_Laun_HB_Yr | Lighting | FRACTION | SmrDsn | 2014-01-01 | 2014-12-31 | Constant | 1 | [23 empty] | From eQ_Lib.dat in MASControl 2017
D17_Mtl_Laun_HB_Yr | Lighting | FRACTION | WntrDsn | 2014-01-01 | 2014-12-31 | Constant | 0 | [23 empty] | From eQ_Lib.dat in MASControl 2017
D17_Mtl_Laun_HB_Yr | Lighting | FRACTION | Default¦Hol | 2014-01-01 | 2014-12-31 | Constant | 0.6 | [23 empty] | From eQ_Lib.dat in MASControl 2017
D17_Mtl_Laun_LF_Yr | Lighting | FRACTION | SmrDsn | 2014-01-01 | 2014-12-31 | Constant | 1 | [23 empty] | From eQ_Lib.dat in MASControl 2017
D17_Mtl_Laun_LF_Yr | Lighting | FRACTION | WntrDsn | 2014-01-01 | 2014-12-31 | Constant | 0 | [23 empty] | From eQ_Lib.dat in MASControl 2017
D17_Mtl_Laun_LF_Yr | Lighting | FRACTION | Default¦Hol | 2014-01-01 | 2014-12-31 | Constant | 0.6 | [23 empty] | From eQ_Lib.dat in MASControl 2017
D17_Mtl_Mech_CFL_Yr | Lighting | FRACTION | SmrDsn | 2014-01-01 | 2014-12-31 | Constant | 1 | [23 empty] | From eQ_Lib.dat in MASControl 2017
D17_Mtl_Mech_CFL_Yr | Lighting | FRACTION | WntrDsn | 2014-01-01 | 2014-12-31 | Constant | 0 | [23 empty] | From eQ_Lib.dat in MASControl 2017
D17_Mtl_Mech_CFL_Yr | Lighting | FRACTION | Default¦Hol | 2014-01-01 | 2014-12-31 | Constant | 0.7 | [23 empty] | From eQ_Lib.dat in MASControl 2017
D17_Mtl_Mech_LF_Yr | Lighting | FRACTION | SmrDsn | 2014-01-01 | 2014-12-31 | Constant | 1 | [23 empty] | From eQ_Lib.dat in MASControl 2017
D17_Mtl_Mech_LF_Yr | Lighting | FRACTION | WntrDsn | 2014-01-01 | 2014-12-31 | Constant | 0 | [23 empty] | From eQ_Lib.dat in MASControl 2017
D17_Mtl_Mech_LF_Yr | Lighting | FRACTION | Default¦Hol | 2014-01-01 | 2014-12-31 | Constant | 0.7 | [23 empty] | From eQ_Lib.dat in MASControl 2017
D17_Mtl_OffGen_CFL_Yr | Lighting | FRACTION | SmrDsn | 2014-01-01 | 2014-12-31 | Constant | 1 | [23 empty] | From eQ_Lib.dat in MASControl 2017
D17_Mtl_OffGen_CFL_Yr | Lighting | FRACTION | WntrDsn | 2014-01-01 | 2014-12-31 | Constant | 0 | [23 empty] | From eQ_Lib.dat in MASControl 2017
D17_Mtl_OffGen_CFL_Yr | Lighting | FRACTION | Default¦Hol | 2014-01-01 | 2014-12-31 | Constant | 0.7 | [23 empty] | From eQ_Lib.dat in MASControl 2017
D17_Mtl_OffGen_HB_Yr | Lighting | FRACTION | SmrDsn | 2014-01-01 | 2014-12-31 | Constant | 1 | [23 empty] | From eQ_Lib.dat in MASControl 2017
D17_Mtl_OffGen_HB_Yr | Lighting | FRACTION | WntrDsn | 2014-01-01 | 2014-12-31 | Constant | 0 | [23 empty] | From eQ_Lib.dat in MASControl 2017
D17_Mtl_OffGen_HB_Yr | Lighting | FRACTION | Default¦Hol | 2014-01-01 | 2014-12-31 | Constant | 0.7 | [23 empty] | From eQ_Lib.dat in MASControl 2017
D17_Mtl_OffGen_LF_Yr | Lighting | FRACTION | SmrDsn | 2014-01-01 | 2014-12-31 | Constant | 1 | [23 empty] | From eQ_Lib.dat in MASControl 2017
D17_Mtl_OffGen_LF_Yr | Lighting | FRACTION | WntrDsn | 2014-01-01 | 2014-12-31 | Constant | 0 | [23 empty] | From eQ_Lib.dat in MASControl 2017
D17_Mtl_OffGen_LF_Yr | Lighting | FRACTION | Default¦Hol | 2014-01-01 | 2014-12-31 | Constant | 0.7 | [23 empty] | From eQ_Lib.dat in MASControl 2017
D17_Mtl_Restrm_CFL_Yr | Lighting | FRACTION | SmrDsn | 2014-01-01 | 2014-12-31 | Constant | 1 | [23 empty] | From eQ_Lib.dat in MASControl 2017
D17_Mtl_Restrm_CFL_Yr | Lighting | FRACTION | WntrDsn | 2014-01-01 | 2014-12-31 | Constant | 0 | [23 empty] | From eQ_Lib.dat in MASControl 2017
D17_Mtl_Restrm_CFL_Yr | Lighting | FRACTION | Default¦Hol | 2014-01-01 | 2014-12-31 | Constant | 0.7 | [23 empty] | From eQ_Lib.dat in MASControl 2017
D17_Mtl_Restrm_LF_Yr | Lighting | FRACTION | SmrDsn | 2014-01-01 | 2014-12-31 | Constant | 1 | [23 empty] | From eQ_Lib.dat in MASControl 2017
D17_Mtl_Restrm_LF_Yr | Lighting | FRACTION | WntrDsn | 2014-01-01 | 2014-12-31 | Constant | 0 | [23 empty] | From eQ_Lib.dat in MASControl 2017
D17_Mtl_Restrm_LF_Yr | Lighting | FRACTION | Default¦Hol | 2014-01-01 | 2014-12-31 | Constant | 0.7 | [23 empty] | From eQ_Lib.dat in MASControl 2017
D17_Mtl_StCond_CFL_Yr | Lighting | FRACTION | SmrDsn | 2014-01-01 | 2014-12-31 | Constant | 1 | [23 empty] | From eQ_Lib.dat in MASControl 2017
D17_Mtl_StCond_CFL_Yr | Lighting | FRACTION | WntrDsn | 2014-01-01 | 2014-12-31 | Constant | 0 | [23 empty] | From eQ_Lib.dat in MASControl 2017
D17_Mtl_StCond_CFL_Yr | Lighting | FRACTION | Default¦Hol | 2014-01-01 | 2014-12-31 | Constant | 0.7 | [23 empty] | From eQ_Lib.dat in MASControl 2017
D17_Mtl_StCond_LF_Yr | Lighting | FRACTION | SmrDsn | 2014-01-01 | 2014-12-31 | Constant | 1 | [23 empty] | From eQ_Lib.dat in MASControl 2017
D17_Mtl_StCond_LF_Yr | Lighting | FRACTION | WntrDsn | 2014-01-01 | 2014-12-31 | Constant | 0 | [23 empty] | From eQ_Lib.dat in MASControl 2017
D17_Mtl_StCond_LF_Yr | Lighting | FRACTION | Default¦Hol | 2014-01-01 | 2014-12-31 | Constant | 0.7 | [23 empty] | From eQ_Lib.dat in MASControl 2017
D17_Nrs_Cordr_CFL_Yr | Lighting | FRACTION | SmrDsn | 2014-01-01 | 2014-12-31 | Constant | 1 | [23 empty] | From eQ_Lib.dat in MASControl 2017
D17_Nrs_Cordr_CFL_Yr | Lighting | FRACTION | WntrDsn | 2014-01-01 | 2014-12-31 | Constant | 0 | [23 empty] | From eQ_Lib.dat in MASControl 2017
D17_Nrs_Cordr_CFL_Yr | Lighting | FRACTION | Default¦Hol | 2014-01-01 | 2014-12-31 | Constant | 0.9 | [23 empty] | From eQ_Lib.dat in MASControl 2017
D17_Nrs_Cordr_LF_Yr | Lighting | FRACTION | SmrDsn | 2014-01-01 | 2014-12-31 | Constant | 1 | [23 empty] | From eQ_Lib.dat in MASControl 2017
D17_Nrs_Cordr_LF_Yr | Lighting | FRACTION | WntrDsn | 2014-01-01 | 2014-12-31 | Constant | 0 | [23 empty] | From eQ_Lib.dat in MASControl 2017
D17_Nrs_Cordr_LF_Yr | Lighting | FRACTION | Default¦Hol | 2014-01-01 | 2014-12-31 | Constant | 0.9 | [23 empty] | From eQ_Lib.dat in MASControl 2017
D17_Nrs_Din_CFL_Yr | Lighting | FRACTION | SmrDsn | 2014-01-01 | 2014-12-31 | Constant | 1 | [23 empty] | From eQ_Lib.dat in MASControl 2017
D17_Nrs_Din_CFL_Yr | Lighting | FRACTION | WntrDsn | 2014-01-01 | 2014-12-31 | Constant | 0 | [23 empty] | From eQ_Lib.dat in MASControl 2017
D17_Nrs_Din_CFL_Yr | Lighting | FRACTION | Default¦Hol | 2014-01-01 | 2014-12-31 | Hourly | 0.1 | 0.1 | 0.1 | 0.1 | 0.1 | 0.1 | 0.1 | 0.675 | 0.675 | 0.675 | 0.675 | 0.675 | 0.675 | 0.675 | 0.675 | 0.675 | 0.675 | 0.675 | 0.675 | 0.675 | 0.675 | 0.1 | 0.1 | 0.1 | From eQ_Lib.dat in MASControl 2017
D17_Nrs_Din_HB_Yr | Lighting | FRACTION | SmrDsn | 2014-01-01 | 2014-12-31 | Constant | 1 | [23 empty] | From eQ_Lib.dat in MASControl 2017
D17_Nrs_Din_HB_Yr | Lighting | FRACTION | WntrDsn | 2014-01-01 | 2014-12-31 | Constant | 0 | [23 empty] | From eQ_Lib.dat in MASControl 2017
D17_Nrs_Din_HB_Yr | Lighting | FRACTION | Default¦Hol | 2014-01-01 | 2014-12-31 | Hourly | 0.1 | 0.1 | 0.1 | 0.1 | 0.1 | 0.1 | 0.1 | 0.675 | 0.675 | 0.675 | 0.675 | 0.675 | 0.675 | 0.675 | 0.675 | 0.675 | 0.675 | 0.675 | 0.675 | 0.675 | 0.675 | 0.1 | 0.1 | 0.1 | From eQ_Lib.dat in MASControl 2017
D17_Nrs_Din_LF_Yr | Lighting | FRACTION | SmrDsn | 2014-01-01 | 2014-12-31 | Constant | 1 | [23 empty] | From eQ_Lib.dat in MASControl 2017
D17_Nrs_Din_LF_Yr | Lighting | FRACTION | WntrDsn | 2014-01-01 | 2014-12-31 | Constant | 0 | [23 empty] | From eQ_Lib.dat in MASControl 2017
D17_Nrs_Din_LF_Yr | Lighting | FRACTION | Default¦Hol | 2014-01-01 | 2014-12-31 | Hourly | 0.1 | 0.1 | 0.1 | 0.1 | 0.1 | 0.1 | 0.1 | 0.675 | 0.675 | 0.675 | 0.675 | 0.675 | 0.675 | 0.675 | 0.675 | 0.675 | 0.675 | 0.675 | 0.675 | 0.675 | 0.675 | 0.1 | 0.1 | 0.1 | From eQ_Lib.dat in MASControl 2017
D17_Nrs_Ktchn_CFL_Yr | Lighting | FRACTION | SmrDsn | 2014-01-01 | 2014-12-31 | Constant | 1 | [23 empty] | From eQ_Lib.dat in MASControl 2017
D17_Nrs_Ktchn_CFL_Yr | Lighting | FRACTION | WntrDsn | 2014-01-01 | 2014-12-31 | Constant | 0 | [23 empty] | From eQ_Lib.dat in MASControl 2017
D17_Nrs_Ktchn_CFL_Yr | Lighting | FRACTION | Default¦Hol | 2014-01-01 | 2014-12-31 | Hourly | 0.1 | 0.1 | 0.1 | 0.1 | 0.1 | 0.1 | 0.1 | 0.675 | 0.675 | 0.675 | 0.675 | 0.675 | 0.675 | 0.675 | 0.675 | 0.675 | 0.675 | 0.675 | 0.675 | 0.675 | 0.675 | 0.1 | 0.1 | 0.1 | From eQ_Lib.dat in MASControl 2017
D17_Nrs_Ktchn_LF_Yr | Lighting | FRACTION | SmrDsn | 2014-01-01 | 2014-12-31 | Constant | 1 | [23 empty] | From eQ_Lib.dat in MASControl 2017
D17_Nrs_Ktchn_LF_Yr | Lighting | FRACTION | WntrDsn | 2014-01-01 | 2014-12-31 | Constant | 0 | [23 empty] | From eQ_Lib.dat in MASControl 2017
D17_Nrs_Ktchn_LF_Yr | Lighting | FRACTION | Default¦Hol | 2014-01-01 | 2014-12-31 | Hourly | 0.1 | 0.1 | 0.1 | 0.1 | 0.1 | 0.1 | 0.1 | 0.675 | 0.675 | 0.675 | 0.675 | 0.675 | 0.675 | 0.675 | 0.675 | 0.675 | 0.675 | 0.675 | 0.675 | 0.675 | 0.675 | 0.1 | 0.1 | 0.1 | From eQ_Lib.dat in MASControl 2017
D17_Nrs_Laun_CFL_Yr | Lighting | FRACTION | SmrDsn | 2014-01-01 | 2014-12-31 | Constant | 1 | [23 empty] | From eQ_Lib.dat in MASControl 2017
D17_Nrs_Laun_CFL_Yr | Lighting | FRACTION | WntrDsn | 2014-01-01 | 2014-12-31 | Constant | 0 | [23 empty] | From eQ_Lib.dat in MASControl 2017
D17_Nrs_Laun_CFL_Yr | Lighting | FRACTION | Default¦Hol | 2014-01-01 | 2014-12-31 | Hourly | 0.1 | 0.1 | 0.1 | 0.1 | 0.1 | 0.1 | 0.1 | 0.7 | 0.7 | 0.7 | 0.7 | 0.7 | 0.7 | 0.7 | 0.7 | 0.7 | 0.7 | 0.7 | 0.7 | 0.7 | 0.7 | 0.1 | 0.1 | 0.1 | From eQ_Lib.dat in MASControl 2017
D17_Nrs_Laun_LF_Yr | Lighting | FRACTION | SmrDsn | 2014-01-01 | 2014-12-31 | Constant | 1 | [23 empty] | From eQ_Lib.dat in MASControl 2017
D17_Nrs_Laun_LF_Yr | Lighting | FRACTION | WntrDsn | 2014-01-01 | 2014-12-31 | Constant | 0 | [23 empty] | From eQ_Lib.dat in MASControl 2017
D17_Nrs_Laun_LF_Yr | Lighting | FRACTION | Default¦Hol | 2014-01-01 | 2014-12-31 | Hourly | 0.1 | 0.1 | 0.1 | 0.1 | 0.1 | 0.1 | 0.1 | 0.7 | 0.7 | 0.7 | 0.7 | 0.7 | 0.7 | 0.7 | 0.7 | 0.7 | 0.7 | 0.7 | 0.7 | 0.7 | 0.7 | 0.1 | 0.1 | 0.1 | From eQ_Lib.dat in MASControl 2017
D17_Nrs_LobWt_CFL_Yr | Lighting | FRACTION | SmrDsn | 2014-01-01 | 2014-12-31 | Constant | 1 | [23 empty] | From eQ_Lib.dat in MASControl 2017
D17_Nrs_LobWt_CFL_Yr | Lighting | FRACTION | WntrDsn | 2014-01-01 | 2014-12-31 | Constant | 0 | [23 empty] | From eQ_Lib.dat in MASControl 2017
D17_Nrs_LobWt_CFL_Yr | Lighting | FRACTION | Default¦Hol | 2014-01-01 | 2014-12-31 | Constant | 0.9 | [23 empty] | From eQ_Lib.dat in MASControl 2017
D17_Nrs_LobWt_LF_Yr | Lighting | FRACTION | SmrDsn | 2014-01-01 | 2014-12-31 | Constant | 1 | [23 empty] | From eQ_Lib.dat in MASControl 2017
D17_Nrs_LobWt_LF_Yr | Lighting | FRACTION | WntrDsn | 2014-01-01 | 2014-12-31 | Constant | 0 | [23 empty] | From eQ_Lib.dat in MASControl 2017
D17_Nrs_LobWt_LF_Yr | Lighting | FRACTION | Default¦Hol | 2014-01-01 | 2014-12-31 | Constant | 0.9 | [23 empty] | From eQ_Lib.dat in MASControl 2017
D17_Nrs_Mech_CFL_Yr | Lighting | FRACTION | SmrDsn | 2014-01-01 | 2014-12-31 | Constant | 1 | [23 empty] | From eQ_Lib.dat in MASControl 2017
D17_Nrs_Mech_CFL_Yr | Lighting | FRACTION | WntrDsn | 2014-01-01 | 2014-12-31 | Constant | 0 | [23 empty] | From eQ_Lib.dat in MASControl 2017
D17_Nrs_Mech_CFL_Yr | Lighting | FRACTION | Default¦Hol | 2014-01-01 | 2014-12-31 | Hourly | 0.1 | 0.1 | 0.1 | 0.1 | 0.1 | 0.1 | 0.1 | 0.1 | 0.7 | 0.7 | 0.7 | 0.7 | 0.7 | 0.7 | 0.7 | 0.7 | 0.7 | 0.7 | 0.7 | 0.7 | 0.7 | 0.1 | 0.1 | 0.1 | From eQ_Lib.dat in MASControl 2017
D17_Nrs_Mech_LF_Yr | Lighting | FRACTION | SmrDsn | 2014-01-01 | 2014-12-31 | Constant | 1 | [23 empty] | From eQ_Lib.dat in MASControl 2017
D17_Nrs_Mech_LF_Yr | Lighting | FRACTION | WntrDsn | 2014-01-01 | 2014-12-31 | Constant | 0 | [23 empty] | From eQ_Lib.dat in MASControl 2017
D17_Nrs_Mech_LF_Yr | Lighting | FRACTION | Default¦Hol | 2014-01-01 | 2014-12-31 | Hourly | 0.1 | 0.1 | 0.1 | 0.1 | 0.1 | 0.1 | 0.1 | 0.1 | 0.7 | 0.7 | 0.7 | 0.7 | 0.7 | 0.7 | 0.7 | 0.7 | 0.7 | 0.7 | 0.7 | 0.7 | 0.7 | 0.1 | 0.1 | 0.1 | From eQ_Lib.dat in MASControl 2017
D17_Nrs_OffGen_CFL_Yr | Lighting | FRACTION | SmrDsn | 2014-01-01 | 2014-12-31 | Constant | 1 | [23 empty] | From eQ_Lib.dat in MASControl 2017
D17_Nrs_OffGen_CFL_Yr | Lighting | FRACTION | WntrDsn | 2014-01-01 | 2014-12-31 | Constant | 0 | [23 empty] | From eQ_Lib.dat in MASControl 2017
D17_Nrs_OffGen_CFL_Yr | Lighting | FRACTION | Default¦Hol | 2014-01-01 | 2014-12-31 | Hourly | 0.1 | 0.1 | 0.1 | 0.1 | 0.1 | 0.1 | 0.1 | 0.7 | 0.7 | 0.7 | 0.7 | 0.7 | 0.7 | 0.7 | 0.7 | 0.7 | 0.7 | 0.7 | 0.7 | 0.7 | 0.7 | 0.1 | 0.1 | 0.1 | From eQ_Lib.dat in MASControl 2017
D17_Nrs_OffGen_LF_Yr | Lighting | FRACTION | SmrDsn | 2014-01-01 | 2014-12-31 | Constant | 1 | [23 empty] | From eQ_Lib.dat in MASControl 2017
D17_Nrs_OffGen_LF_Yr | Lighting | FRACTION | WntrDsn | 2014-01-01 | 2014-12-31 | Constant | 0 | [23 empty] | From eQ_Lib.dat in MASControl 2017
D17_Nrs_OffGen_LF_Yr | Lighting | FRACTION | Default¦Hol | 2014-01-01 | 2014-12-31 | Hourly | 0.1 | 0.1 | 0.1 | 0.1 | 0.1 | 0.1 | 0.1 | 0.7 | 0.7 | 0.7 | 0.7 | 0.7 | 0.7 | 0.7 | 0.7 | 0.7 | 0.7 | 0.7 | 0.7 | 0.7 | 0.7 | 0.1 | 0.1 | 0.1 | From eQ_Lib.dat in MASControl 2017
D17_Nrs_Patient_CFL_Yr | Lighting | FRACTION | SmrDsn | 2014-01-01 | 2014-12-31 | Constant | 1 | [23 empty] | From eQ_Lib.dat in MASControl 2017
D17_Nrs_Patient_CFL_Yr | Lighting | FRACTION | WntrDsn | 2014-01-01 | 2014-12-31 | Constant | 0 | [23 empty] | From eQ_Lib.dat in MASControl 2017
D17_Nrs_Patient_CFL_Yr | Lighting | FRACTION | Default¦Hol | 2014-01-01 | 2014-12-31 | Hourly | 0.15 | 0.15 | 0.15 | 0.15 | 0.15 | 0.54 | 0.8 | 0.6267 | 0.6267 | 0.6267 | 0.6267 | 0.6267 | 0.6267 | 0.6267 | 0.6267 | 0.6267 | 0.6267 | 0.6267 | 0.6267 | 0.6267 | 0.6267 | 0.54 | 0.28 | 0.28 | From eQ_Lib.dat in MASControl 2017
D17_Nrs_Patient_LF_Yr | Lighting | FRACTION | SmrDsn | 2014-01-01 | 2014-12-31 | Constant | 1 | [23 empty] | From eQ_Lib.dat in MASControl 2017
D17_Nrs_Patient_LF_Yr | Lighting | FRACTION | WntrDsn | 2014-01-01 | 2014-12-31 | Constant | 0 | [23 empty] | From eQ_Lib.dat in MASControl 2017
D17_Nrs_Patient_LF_Yr | Lighting | FRACTION | Default¦Hol | 2014-01-01 | 2014-12-31 | Hourly | 0.15 | 0.15 | 0.15 | 0.15 | 0.15 | 0.54 | 0.8 | 0.6267 | 0.6267 | 0.6267 | 0.6267 | 0.6267 | 0.6267 | 0.6267 | 0.6267 | 0.6267 | 0.6267 | 0.6267 | 0.6267 | 0.6267 | 0.6267 | 0.54 | 0.28 | 0.28 | From eQ_Lib.dat in MASControl 2017
D17_Nrs_Restrm_CFL_Yr | Lighting | FRACTION | SmrDsn | 2014-01-01 | 2014-12-31 | Constant | 1 | [23 empty] | From eQ_Lib.dat in MASControl 2017
D17_Nrs_Restrm_CFL_Yr | Lighting | FRACTION | WntrDsn | 2014-01-01 | 2014-12-31 | Constant | 0 | [23 empty] | From eQ_Lib.dat in MASControl 2017
D17_Nrs_Restrm_CFL_Yr | Lighting | FRACTION | Default¦Hol | 2014-01-01 | 2014-12-31 | Constant | 0.9 | [23 empty] | From eQ_Lib.dat in MASControl 2017
D17_Nrs_Restrm_LF_Yr | Lighting | FRACTION | SmrDsn | 2014-01-01 | 2014-12-31 | Constant | 1 | [23 empty] | From eQ_Lib.dat in MASControl 2017
D17_Nrs_Restrm_LF_Yr | Lighting | FRACTION | WntrDsn | 2014-01-01 | 2014-12-31 | Constant | 0 | [23 empty] | From eQ_Lib.dat in MASControl 2017
D17_Nrs_Restrm_LF_Yr | Lighting | FRACTION | Default¦Hol | 2014-01-01 | 2014-12-31 | Constant | 0.9 | [23 empty] | From eQ_Lib.dat in MASControl 2017
D17_Nrs_StCond_CFL_Yr | Lighting | FRACTION | SmrDsn | 2014-01-01 | 2014-12-31 | Constant | 1 | [23 empty] | From eQ_Lib.dat in MASControl 2017
D17_Nrs_StCond_CFL_Yr | Lighting | FRACTION | WntrDsn | 2014-01-01 | 2014-12-31 | Constant | 0 | [23 empty] | From eQ_Lib.dat in MASControl 2017
D17_Nrs_StCond_CFL_Yr | Lighting | FRACTION | Default¦Hol | 2014-01-01 | 2014-12-31 | Hourly | 0.1 | 0.1 | 0.1 | 0.1 | 0.1 | 0.1 | 0.1 | 0.7 | 0.7 | 0.7 | 0.7 | 0.7 | 0.7 | 0.7 | 0.7 | 0.7 | 0.7 | 0.7 | 0.7 | 0.7 | 0.7 | 0.1 | 0.1 | 0.1 | From eQ_Lib.dat in MASControl 2017
D17_Nrs_StCond_LF_Yr | Lighting | FRACTION | SmrDsn | 2014-01-01 | 2014-12-31 | Constant | 1 | [23 empty] | From eQ_Lib.dat in MASControl 2017
D17_Nrs_StCond_LF_Yr | Lighting | FRACTION | WntrDsn | 2014-01-01 | 2014-12-31 | Constant | 0 | [23 empty] | From eQ_Lib.dat in MASControl 2017
D17_Nrs_StCond_LF_Yr | Lighting | FRACTION | Default¦Hol | 2014-01-01 | 2014-12-31 | Hourly | 0.1 | 0.1 | 0.1 | 0.1 | 0.1 | 0.1 | 0.1 | 0.7 | 0.7 | 0.7 | 0.7 | 0.7 | 0.7 | 0.7 | 0.7 | 0.7 | 0.7 | 0.7 | 0.7 | 0.7 | 0.7 | 0.1 | 0.1 | 0.1 | From eQ_Lib.dat in MASControl 2017
D17_OfL_Break_CFL_Yr | Lighting | FRACTION | Default¦Wkdy | 2014-01-01 | 2014-12-31 | Hourly | 0.055 | 0.055 | 0.055 | 0.055 | 0.11 | 0.18 | 0.28 | 0.45 | 0.7 | 0.73 | 0.73 | 0.73 | 0.73 | 0.73 | 0.73 | 0.73 | 0.67 | 0.57 | 0.43 | 0.3 | 0.2 | 0.15 | 0.1 | 0.1 | From eQ_Lib.dat in MASControl 2017
D17_OfL_Break_CFL_Yr | Lighting | FRACTION | Wknd | 2014-01-01 | 2014-12-31 | Hourly | 0.05 | 0.05 | 0.05 | 0.05 | 0.05 | 0.05 | 0.05 | 0.2147 | 0.25 | 0.25 | 0.25 | 0.25 | 0.25 | 0.25 | 0.25 | 0.25 | 0.25 | 0.05 | 0.05 | 0.05 | 0.05 | 0.05 | 0.05 | 0.05 | From eQ_Lib.dat in MASControl 2017
D17_OfL_Break_CFL_Yr | Lighting | FRACTION | WntrDsn | 2014-01-01 | 2014-12-31 | Constant | 0 | [23 empty] | From eQ_Lib.dat in MASControl 2017
D17_OfL_Break_CFL_Yr | Lighting | FRACTION | SmrDsn | 2014-01-01 | 2014-12-31 | Constant | 1 | [23 empty] | From eQ_Lib.dat in MASControl 2017
D17_OfL_Break_CFL_Yr | Lighting | FRACTION | Hol | 2014-01-01 | 2014-12-31 | Hourly | 0.05 | 0.05 | 0.05 | 0.05 | 0.05 | 0.05 | 0.05 | 0.2147 | 0.25 | 0.25 | 0.25 | 0.25 | 0.25 | 0.25 | 0.25 | 0.25 | 0.25 | 0.05 | 0.05 | 0.05 | 0.05 | 0.05 | 0.05 | 0.05 | From eQ_Lib.dat in MASControl 2017
D17_OfL_Break_LF_Yr | Lighting | FRACTION | Default¦Wkdy | 2014-01-01 | 2014-12-31 | Hourly | 0.055 | 0.055 | 0.055 | 0.055 | 0.11 | 0.18 | 0.28 | 0.45 | 0.7 | 0.73 | 0.73 | 0.73 | 0.73 | 0.73 | 0.73 | 0.73 | 0.67 | 0.57 | 0.43 | 0.3 | 0.2 | 0.15 | 0.1 | 0.1 | From eQ_Lib.dat in MASControl 2017
D17_OfL_Break_LF_Yr | Lighting | FRACTION | Wknd | 2014-01-01 | 2014-12-31 | Hourly | 0.05 | 0.05 | 0.05 | 0.05 | 0.05 | 0.05 | 0.05 | 0.2147 | 0.25 | 0.25 | 0.25 | 0.25 | 0.25 | 0.25 | 0.25 | 0.25 | 0.25 | 0.05 | 0.05 | 0.05 | 0.05 | 0.05 | 0.05 | 0.05 | From eQ_Lib.dat in MASControl 2017
D17_OfL_Break_LF_Yr | Lighting | FRACTION | WntrDsn | 2014-01-01 | 2014-12-31 | Constant | 0 | [23 empty] | From eQ_Lib.dat in MASControl 2017
D17_OfL_Break_LF_Yr | Lighting | FRACTION | SmrDsn | 2014-01-01 | 2014-12-31 | Constant | 1 | [23 empty] | From eQ_Lib.dat in MASControl 2017
D17_OfL_Break_LF_Yr | Lighting | FRACTION | Hol | 2014-01-01 | 2014-12-31 | Hourly | 0.05 | 0.05 | 0.05 | 0.05 | 0.05 | 0.05 | 0.05 | 0.2147 | 0.25 | 0.25 | 0.25 | 0.25 | 0.25 | 0.25 | 0.25 | 0.25 | 0.25 | 0.05 | 0.05 | 0.05 | 0.05 | 0.05 | 0.05 | 0.05 | From eQ_Lib.dat in MASControl 2017
D17_OfL_Conf_CFL_Yr | Lighting | FRACTION | Default¦Wkdy | 2014-01-01 | 2014-12-31 | Hourly | 0.055 | 0.055 | 0.055 | 0.055 | 0.11 | 0.18 | 0.28 | 0.45 | 0.7 | 0.73 | 0.73 | 0.73 | 0.73 | 0.73 | 0.73 | 0.73 | 0.67 | 0.57 | 0.43 | 0.3 | 0.2 | 0.15 | 0.1 | 0.1 | From eQ_Lib.dat in MASControl 2017
D17_OfL_Conf_CFL_Yr | Lighting | FRACTION | Wknd | 2014-01-01 | 2014-12-31 | Hourly | 0.05 | 0.05 | 0.05 | 0.05 | 0.05 | 0.05 | 0.05 | 0.2147 | 0.25 | 0.25 | 0.25 | 0.25 | 0.25 | 0.25 | 0.25 | 0.25 | 0.25 | 0.05 | 0.05 | 0.05 | 0.05 | 0.05 | 0.05 | 0.05 | From eQ_Lib.dat in MASControl 2017
D17_OfL_Conf_CFL_Yr | Lighting | FRACTION | WntrDsn | 2014-01-01 | 2014-12-31 | Constant | 0 | [23 empty] | From eQ_Lib.dat in MASControl 2017
D17_OfL_Conf_CFL_Yr | Lighting | FRACTION | SmrDsn | 2014-01-01 | 2014-12-31 | Constant | 1 | [23 empty] | From eQ_Lib.dat in MASControl 2017
D17_OfL_Conf_CFL_Yr | Lighting | FRACTION | Hol | 2014-01-01 | 2014-12-31 | Hourly | 0.05 | 0.05 | 0.05 | 0.05 | 0.05 | 0.05 | 0.05 | 0.2147 | 0.25 | 0.25 | 0.25 | 0.25 | 0.25 | 0.25 | 0.25 | 0.25 | 0.25 | 0.05 | 0.05 | 0.05 | 0.05 | 0.05 | 0.05 | 0.05 | From eQ_Lib.dat in MASControl 2017
D17_OfL_Conf_LF_Yr | Lighting | FRACTION | Default¦Wkdy | 2014-01-01 | 2014-12-31 | Hourly | 0.055 | 0.055 | 0.055 | 0.055 | 0.11 | 0.18 | 0.28 | 0.45 | 0.7 | 0.73 | 0.73 | 0.73 | 0.73 | 0.73 | 0.73 | 0.73 | 0.67 | 0.57 | 0.43 | 0.3 | 0.2 | 0.15 | 0.1 | 0.1 | From eQ_Lib.dat in MASControl 2017
D17_OfL_Conf_LF_Yr | Lighting | FRACTION | Wknd | 2014-01-01 | 2014-12-31 | Hourly | 0.05 | 0.05 | 0.05 | 0.05 | 0.05 | 0.05 | 0.05 | 0.2147 | 0.25 | 0.25 | 0.25 | 0.25 | 0.25 | 0.25 | 0.25 | 0.25 | 0.25 | 0.05 | 0.05 | 0.05 | 0.05 | 0.05 | 0.05 | 0.05 | From eQ_Lib.dat in MASControl 2017
D17_OfL_Conf_LF_Yr | Lighting | FRACTION | WntrDsn | 2014-01-01 | 2014-12-31 | Constant | 0 | [23 empty] | From eQ_Lib.dat in MASControl 2017
D17_OfL_Conf_LF_Yr | Lighting | FRACTION | SmrDsn | 2014-01-01 | 2014-12-31 | Constant | 1 | [23 empty] | From eQ_Lib.dat in MASControl 2017
D17_OfL_Conf_LF_Yr | Lighting | FRACTION | Hol | 2014-01-01 | 2014-12-31 | Hourly | 0.05 | 0.05 | 0.05 | 0.05 | 0.05 | 0.05 | 0.05 | 0.2147 | 0.25 | 0.25 | 0.25 | 0.25 | 0.25 | 0.25 | 0.25 | 0.25 | 0.25 | 0.05 | 0.05 | 0.05 | 0.05 | 0.05 | 0.05 | 0.05 | From eQ_Lib.dat in MASControl 2017
D17_OfL_CopyRm_CFL_Yr | Lighting | FRACTION | Default¦Wkdy | 2014-01-01 | 2014-12-31 | Hourly | 0.055 | 0.055 | 0.055 | 0.055 | 0.11 | 0.18 | 0.28 | 0.45 | 0.7 | 0.73 | 0.73 | 0.73 | 0.73 | 0.73 | 0.73 | 0.73 | 0.67 | 0.57 | 0.43 | 0.3 | 0.2 | 0.15 | 0.1 | 0.1 | From eQ_Lib.dat in MASControl 2017
D17_OfL_CopyRm_CFL_Yr | Lighting | FRACTION | Wknd | 2014-01-01 | 2014-12-31 | Hourly | 0.05 | 0.05 | 0.05 | 0.05 | 0.05 | 0.05 | 0.05 | 0.2147 | 0.25 | 0.25 | 0.25 | 0.25 | 0.25 | 0.25 | 0.25 | 0.25 | 0.25 | 0.05 | 0.05 | 0.05 | 0.05 | 0.05 | 0.05 | 0.05 | From eQ_Lib.dat in MASControl 2017
D17_OfL_CopyRm_CFL_Yr | Lighting | FRACTION | WntrDsn | 2014-01-01 | 2014-12-31 | Constant | 0 | [23 empty] | From eQ_Lib.dat in MASControl 2017
D17_OfL_CopyRm_CFL_Yr | Lighting | FRACTION | SmrDsn | 2014-01-01 | 2014-12-31 | Constant | 1 | [23 empty] | From eQ_Lib.dat in MASControl 2017
D17_OfL_CopyRm_CFL_Yr | Lighting | FRACTION | Hol | 2014-01-01 | 2014-12-31 | Hourly | 0.05 | 0.05 | 0.05 | 0.05 | 0.05 | 0.05 | 0.05 | 0.2147 | 0.25 | 0.25 | 0.25 | 0.25 | 0.25 | 0.25 | 0.25 | 0.25 | 0.25 | 0.05 | 0.05 | 0.05 | 0.05 | 0.05 | 0.05 | 0.05 | From eQ_Lib.dat in MASControl 2017
D17_OfL_CopyRm_LF_Yr | Lighting | FRACTION | Default¦Wkdy | 2014-01-01 | 2014-12-31 | Hourly | 0.055 | 0.055 | 0.055 | 0.055 | 0.11 | 0.18 | 0.28 | 0.45 | 0.7 | 0.73 | 0.73 | 0.73 | 0.73 | 0.73 | 0.73 | 0.73 | 0.67 | 0.57 | 0.43 | 0.3 | 0.2 | 0.15 | 0.1 | 0.1 | From eQ_Lib.dat in MASControl 2017
D17_OfL_CopyRm_LF_Yr | Lighting | FRACTION | Wknd | 2014-01-01 | 2014-12-31 | Hourly | 0.05 | 0.05 | 0.05 | 0.05 | 0.05 | 0.05 | 0.05 | 0.2147 | 0.25 | 0.25 | 0.25 | 0.25 | 0.25 | 0.25 | 0.25 | 0.25 | 0.25 | 0.05 | 0.05 | 0.05 | 0.05 | 0.05 | 0.05 | 0.05 | From eQ_Lib.dat in MASControl 2017
D17_OfL_CopyRm_LF_Yr | Lighting | FRACTION | WntrDsn | 2014-01-01 | 2014-12-31 | Constant | 0 | [23 empty] | From eQ_Lib.dat in MASControl 2017
D17_OfL_CopyRm_LF_Yr | Lighting | FRACTION | SmrDsn | 2014-01-01 | 2014-12-31 | Constant | 1 | [23 empty] | From eQ_Lib.dat in MASControl 2017
D17_OfL_CopyRm_LF_Yr | Lighting | FRACTION | Hol | 2014-01-01 | 2014-12-31 | Hourly | 0.05 | 0.05 | 0.05 | 0.05 | 0.05 | 0.05 | 0.05 | 0.2147 | 0.25 | 0.25 | 0.25 | 0.25 | 0.25 | 0.25 | 0.25 | 0.25 | 0.25 | 0.05 | 0.05 | 0.05 | 0.05 | 0.05 | 0.05 | 0.05 | From eQ_Lib.dat in MASControl 2017
D17_OfL_Cordr_CFL_Yr | Lighting | FRACTION | Default¦Wkdy | 2014-01-01 | 2014-12-31 | Hourly | 0.055 | 0.055 | 0.055 | 0.055 | 0.11 | 0.18 | 0.28 | 0.45 | 0.7 | 0.73 | 0.73 | 0.73 | 0.73 | 0.73 | 0.73 | 0.73 | 0.67 | 0.57 | 0.43 | 0.3 | 0.2 | 0.15 | 0.1 | 0.1 | From eQ_Lib.dat in MASControl 2017
D17_OfL_Cordr_CFL_Yr | Lighting | FRACTION | Wknd | 2014-01-01 | 2014-12-31 | Hourly | 0.05 | 0.05 | 0.05 | 0.05 | 0.05 | 0.05 | 0.05 | 0.2147 | 0.25 | 0.25 | 0.25 | 0.25 | 0.25 | 0.25 | 0.25 | 0.25 | 0.25 | 0.05 | 0.05 | 0.05 | 0.05 | 0.05 | 0.05 | 0.05 | From eQ_Lib.dat in MASControl 2017
D17_OfL_Cordr_CFL_Yr | Lighting | FRACTION | WntrDsn | 2014-01-01 | 2014-12-31 | Constant | 0 | [23 empty] | From eQ_Lib.dat in MASControl 2017
D17_OfL_Cordr_CFL_Yr | Lighting | FRACTION | SmrDsn | 2014-01-01 | 2014-12-31 | Constant | 1 | [23 empty] | From eQ_Lib.dat in MASControl 2017
D17_OfL_Cordr_CFL_Yr | Lighting | FRACTION | Hol | 2014-01-01 | 2014-12-31 | Hourly | 0.05 | 0.05 | 0.05 | 0.05 | 0.05 | 0.05 | 0.05 | 0.2147 | 0.25 | 0.25 | 0.25 | 0.25 | 0.25 | 0.25 | 0.25 | 0.25 | 0.25 | 0.05 | 0.05 | 0.05 | 0.05 | 0.05 | 0.05 | 0.05 | From eQ_Lib.dat in MASControl 2017
D17_OfL_Cordr_LF_Yr | Lighting | FRACTION | Default¦Wkdy | 2014-01-01 | 2014-12-31 | Hourly | 0.055 | 0.055 | 0.055 | 0.055 | 0.11 | 0.18 | 0.28 | 0.45 | 0.7 | 0.73 | 0.73 | 0.73 | 0.73 | 0.73 | 0.73 | 0.73 | 0.67 | 0.57 | 0.43 | 0.3 | 0.2 | 0.15 | 0.1 | 0.1 | From eQ_Lib.dat in MASControl 2017
D17_OfL_Cordr_LF_Yr | Lighting | FRACTION | Wknd | 2014-01-01 | 2014-12-31 | Hourly | 0.05 | 0.05 | 0.05 | 0.05 | 0.05 | 0.05 | 0.05 | 0.2147 | 0.25 | 0.25 | 0.25 | 0.25 | 0.25 | 0.25 | 0.25 | 0.25 | 0.25 | 0.05 | 0.05 | 0.05 | 0.05 | 0.05 | 0.05 | 0.05 | From eQ_Lib.dat in MASControl 2017
D17_OfL_Cordr_LF_Yr | Lighting | FRACTION | WntrDsn | 2014-01-01 | 2014-12-31 | Constant | 0 | [23 empty] | From eQ_Lib.dat in MASControl 2017
D17_OfL_Cordr_LF_Yr | Lighting | FRACTION | SmrDsn | 2014-01-01 | 2014-12-31 | Constant | 1 | [23 empty] | From eQ_Lib.dat in MASControl 2017
D17_OfL_Cordr_LF_Yr | Lighting | FRACTION | Hol | 2014-01-01 | 2014-12-31 | Hourly | 0.05 | 0.05 | 0.05 | 0.05 | 0.05 | 0.05 | 0.05 | 0.2147 | 0.25 | 0.25 | 0.25 | 0.25 | 0.25 | 0.25 | 0.25 | 0.25 | 0.25 | 0.05 | 0.05 | 0.05 | 0.05 | 0.05 | 0.05 | 0.05 | From eQ_Lib.dat in MASControl 2017
D17_OfL_LobWt_CFL_Yr | Lighting | FRACTION | Default¦Wkdy | 2014-01-01 | 2014-12-31 | Hourly | 0.055 | 0.055 | 0.055 | 0.055 | 0.11 | 0.18 | 0.28 | 0.45 | 0.7 | 0.73 | 0.73 | 0.73 | 0.73 | 0.73 | 0.73 | 0.73 | 0.67 | 0.57 | 0.43 | 0.3 | 0.2 | 0.15 | 0.1 | 0.1 | From eQ_Lib.dat in MASControl 2017
D17_OfL_LobWt_CFL_Yr | Lighting | FRACTION | Wknd | 2014-01-01 | 2014-12-31 | Hourly | 0.05 | 0.05 | 0.05 | 0.05 | 0.05 | 0.05 | 0.05 | 0.2147 | 0.25 | 0.25 | 0.25 | 0.25 | 0.25 | 0.25 | 0.25 | 0.25 | 0.25 | 0.05 | 0.05 | 0.05 | 0.05 | 0.05 | 0.05 | 0.05 | From eQ_Lib.dat in MASControl 2017
D17_OfL_LobWt_CFL_Yr | Lighting | FRACTION | WntrDsn | 2014-01-01 | 2014-12-31 | Constant | 0 | [23 empty] | From eQ_Lib.dat in MASControl 2017
D17_OfL_LobWt_CFL_Yr | Lighting | FRACTION | SmrDsn | 2014-01-01 | 2014-12-31 | Constant | 1 | [23 empty] | From eQ_Lib.dat in MASControl 2017
D17_OfL_LobWt_CFL_Yr | Lighting | FRACTION | Hol | 2014-01-01 | 2014-12-31 | Hourly | 0.05 | 0.05 | 0.05 | 0.05 | 0.05 | 0.05 | 0.05 | 0.2147 | 0.25 | 0.25 | 0.25 | 0.25 | 0.25 | 0.25 | 0.25 | 0.25 | 0.25 | 0.05 | 0.05 | 0.05 | 0.05 | 0.05 | 0.05 | 0.05 | From eQ_Lib.dat in MASControl 2017
D17_OfL_LobWt_HB_Yr | Lighting | FRACTION | Default¦Wkdy | 2014-01-01 | 2014-12-31 | Hourly | 0.055 | 0.055 | 0.055 | 0.055 | 0.11 | 0.18 | 0.28 | 0.45 | 0.7 | 0.73 | 0.73 | 0.73 | 0.73 | 0.73 | 0.73 | 0.73 | 0.67 | 0.57 | 0.43 | 0.3 | 0.2 | 0.15 | 0.1 | 0.1 | From eQ_Lib.dat in MASControl 2017
D17_OfL_LobWt_HB_Yr | Lighting | FRACTION | Wknd | 2014-01-01 | 2014-12-31 | Hourly | 0.05 | 0.05 | 0.05 | 0.05 | 0.05 | 0.05 | 0.05 | 0.2147 | 0.25 | 0.25 | 0.25 | 0.25 | 0.25 | 0.25 | 0.25 | 0.25 | 0.25 | 0.05 | 0.05 | 0.05 | 0.05 | 0.05 | 0.05 | 0.05 | From eQ_Lib.dat in MASControl 2017
D17_OfL_LobWt_HB_Yr | Lighting | FRACTION | WntrDsn | 2014-01-01 | 2014-12-31 | Constant | 0 | [23 empty] | From eQ_Lib.dat in MASControl 2017
D17_OfL_LobWt_HB_Yr | Lighting | FRACTION | SmrDsn | 2014-01-01 | 2014-12-31 | Constant | 1 | [23 empty] | From eQ_Lib.dat in MASControl 2017
D17_OfL_LobWt_HB_Yr | Lighting | FRACTION | Hol | 2014-01-01 | 2014-12-31 | Hourly | 0.05 | 0.05 | 0.05 | 0.05 | 0.05 | 0.05 | 0.05 | 0.2147 | 0.25 | 0.25 | 0.25 | 0.25 | 0.25 | 0.25 | 0.25 | 0.25 | 0.25 | 0.05 | 0.05 | 0.05 | 0.05 | 0.05 | 0.05 | 0.05 | From eQ_Lib.dat in MASControl 2017
D17_OfL_LobWt_LF_Yr | Lighting | FRACTION | Default¦Wkdy | 2014-01-01 | 2014-12-31 | Hourly | 0.055 | 0.055 | 0.055 | 0.055 | 0.11 | 0.18 | 0.28 | 0.45 | 0.7 | 0.73 | 0.73 | 0.73 | 0.73 | 0.73 | 0.73 | 0.73 | 0.67 | 0.57 | 0.43 | 0.3 | 0.2 | 0.15 | 0.1 | 0.1 | From eQ_Lib.dat in MASControl 2017
D17_OfL_LobWt_LF_Yr | Lighting | FRACTION | Wknd | 2014-01-01 | 2014-12-31 | Hourly | 0.05 | 0.05 | 0.05 | 0.05 | 0.05 | 0.05 | 0.05 | 0.2147 | 0.25 | 0.25 | 0.25 | 0.25 | 0.25 | 0.25 | 0.25 | 0.25 | 0.25 | 0.05 | 0.05 | 0.05 | 0.05 | 0.05 | 0.05 | 0.05 | From eQ_Lib.dat in MASControl 2017
D17_OfL_LobWt_LF_Yr | Lighting | FRACTION | WntrDsn | 2014-01-01 | 2014-12-31 | Constant | 0 | [23 empty] | From eQ_Lib.dat in MASControl 2017
D17_OfL_LobWt_LF_Yr | Lighting | FRACTION | SmrDsn | 2014-01-01 | 2014-12-31 | Constant | 1 | [23 empty] | From eQ_Lib.dat in MASControl 2017
D17_OfL_LobWt_LF_Yr | Lighting | FRACTION | Hol | 2014-01-01 | 2014-12-31 | Hourly | 0.05 | 0.05 | 0.05 | 0.05 | 0.05 | 0.05 | 0.05 | 0.2147 | 0.25 | 0.25 | 0.25 | 0.25 | 0.25 | 0.25 | 0.25 | 0.25 | 0.25 | 0.05 | 0.05 | 0.05 | 0.05 | 0.05 | 0.05 | 0.05 | From eQ_Lib.dat in MASControl 2017
D17_OfL_Mech_CFL_Yr | Lighting | FRACTION | Default¦Wkdy | 2014-01-01 | 2014-12-31 | Hourly | 0.055 | 0.055 | 0.055 | 0.055 | 0.11 | 0.18 | 0.28 | 0.45 | 0.7 | 0.73 | 0.73 | 0.73 | 0.73 | 0.73 | 0.73 | 0.73 | 0.67 | 0.57 | 0.43 | 0.3 | 0.2 | 0.15 | 0.1 | 0.1 | From eQ_Lib.dat in MASControl 2017
D17_OfL_Mech_CFL_Yr | Lighting | FRACTION | Wknd | 2014-01-01 | 2014-12-31 | Hourly | 0.05 | 0.05 | 0.05 | 0.05 | 0.05 | 0.05 | 0.05 | 0.2147 | 0.25 | 0.25 | 0.25 | 0.25 | 0.25 | 0.25 | 0.25 | 0.25 | 0.25 | 0.05 | 0.05 | 0.05 | 0.05 | 0.05 | 0.05 | 0.05 | From eQ_Lib.dat in MASControl 2017
D17_OfL_Mech_CFL_Yr | Lighting | FRACTION | WntrDsn | 2014-01-01 | 2014-12-31 | Constant | 0 | [23 empty] | From eQ_Lib.dat in MASControl 2017
D17_OfL_Mech_CFL_Yr | Lighting | FRACTION | SmrDsn | 2014-01-01 | 2014-12-31 | Constant | 1 | [23 empty] | From eQ_Lib.dat in MASControl 2017
D17_OfL_Mech_CFL_Yr | Lighting | FRACTION | Hol | 2014-01-01 | 2014-12-31 | Hourly | 0.05 | 0.05 | 0.05 | 0.05 | 0.05 | 0.05 | 0.05 | 0.2147 | 0.25 | 0.25 | 0.25 | 0.25 | 0.25 | 0.25 | 0.25 | 0.25 | 0.25 | 0.05 | 0.05 | 0.05 | 0.05 | 0.05 | 0.05 | 0.05 | From eQ_Lib.dat in MASControl 2017
D17_OfL_Mech_LF_Yr | Lighting | FRACTION | Default¦Wkdy | 2014-01-01 | 2014-12-31 | Hourly | 0.055 | 0.055 | 0.055 | 0.055 | 0.11 | 0.18 | 0.28 | 0.45 | 0.7 | 0.73 | 0.73 | 0.73 | 0.73 | 0.73 | 0.73 | 0.73 | 0.67 | 0.57 | 0.43 | 0.3 | 0.2 | 0.15 | 0.1 | 0.1 | From eQ_Lib.dat in MASControl 2017
D17_OfL_Mech_LF_Yr | Lighting | FRACTION | Wknd | 2014-01-01 | 2014-12-31 | Hourly | 0.05 | 0.05 | 0.05 | 0.05 | 0.05 | 0.05 | 0.05 | 0.2147 | 0.25 | 0.25 | 0.25 | 0.25 | 0.25 | 0.25 | 0.25 | 0.25 | 0.25 | 0.05 | 0.05 | 0.05 | 0.05 | 0.05 | 0.05 | 0.05 | From eQ_Lib.dat in MASControl 2017
D17_OfL_Mech_LF_Yr | Lighting | FRACTION | WntrDsn | 2014-01-01 | 2014-12-31 | Constant | 0 | [23 empty] | From eQ_Lib.dat in MASControl 2017
D17_OfL_Mech_LF_Yr | Lighting | FRACTION | SmrDsn | 2014-01-01 | 2014-12-31 | Constant | 1 | [23 empty] | From eQ_Lib.dat in MASControl 2017
D17_OfL_Mech_LF_Yr | Lighting | FRACTION | Hol | 2014-01-01 | 2014-12-31 | Hourly | 0.05 | 0.05 | 0.05 | 0.05 | 0.05 | 0.05 | 0.05 | 0.2147 | 0.25 | 0.25 | 0.25 | 0.25 | 0.25 | 0.25 | 0.25 | 0.25 | 0.25 | 0.05 | 0.05 | 0.05 | 0.05 | 0.05 | 0.05 | 0.05 | From eQ_Lib.dat in MASControl 2017
D17_OfL_OffOpn_CFL_Yr | Lighting | FRACTION | Default¦Wkdy | 2014-01-01 | 2014-12-31 | Hourly | 0.055 | 0.055 | 0.055 | 0.055 | 0.11 | 0.18 | 0.28 | 0.45 | 0.7 | 0.73 | 0.73 | 0.73 | 0.73 | 0.73 | 0.73 | 0.73 | 0.67 | 0.57 | 0.43 | 0.3 | 0.2 | 0.15 | 0.1 | 0.1 | From eQ_Lib.dat in MASControl 2017
D17_OfL_OffOpn_CFL_Yr | Lighting | FRACTION | Wknd | 2014-01-01 | 2014-12-31 | Hourly | 0.05 | 0.05 | 0.05 | 0.05 | 0.05 | 0.05 | 0.05 | 0.2147 | 0.25 | 0.25 | 0.25 | 0.25 | 0.25 | 0.25 | 0.25 | 0.25 | 0.25 | 0.05 | 0.05 | 0.05 | 0.05 | 0.05 | 0.05 | 0.05 | From eQ_Lib.dat in MASControl 2017
D17_OfL_OffOpn_CFL_Yr | Lighting | FRACTION | WntrDsn | 2014-01-01 | 2014-12-31 | Constant | 0 | [23 empty] | From eQ_Lib.dat in MASControl 2017
D17_OfL_OffOpn_CFL_Yr | Lighting | FRACTION | SmrDsn | 2014-01-01 | 2014-12-31 | Constant | 1 | [23 empty] | From eQ_Lib.dat in MASControl 2017
D17_OfL_OffOpn_CFL_Yr | Lighting | FRACTION | Hol | 2014-01-01 | 2014-12-31 | Hourly | 0.05 | 0.05 | 0.05 | 0.05 | 0.05 | 0.05 | 0.05 | 0.2147 | 0.25 | 0.25 | 0.25 | 0.25 | 0.25 | 0.25 | 0.25 | 0.25 | 0.25 | 0.05 | 0.05 | 0.05 | 0.05 | 0.05 | 0.05 | 0.05 | From eQ_Lib.dat in MASControl 2017
D17_OfL_OffOpn_HB_Yr | Lighting | FRACTION | Default¦Wkdy | 2014-01-01 | 2014-12-31 | Hourly | 0.055 | 0.055 | 0.055 | 0.055 | 0.11 | 0.18 | 0.28 | 0.45 | 0.7 | 0.73 | 0.73 | 0.73 | 0.73 | 0.73 | 0.73 | 0.73 | 0.67 | 0.57 | 0.43 | 0.3 | 0.2 | 0.15 | 0.1 | 0.1 | From eQ_Lib.dat in MASControl 2017
D17_OfL_OffOpn_HB_Yr | Lighting | FRACTION | Wknd | 2014-01-01 | 2014-12-31 | Hourly | 0.05 | 0.05 | 0.05 | 0.05 | 0.05 | 0.05 | 0.05 | 0.2147 | 0.25 | 0.25 | 0.25 | 0.25 | 0.25 | 0.25 | 0.25 | 0.25 | 0.25 | 0.05 | 0.05 | 0.05 | 0.05 | 0.05 | 0.05 | 0.05 | From eQ_Lib.dat in MASControl 2017
D17_OfL_OffOpn_HB_Yr | Lighting | FRACTION | WntrDsn | 2014-01-01 | 2014-12-31 | Constant | 0 | [23 empty] | From eQ_Lib.dat in MASControl 2017
D17_OfL_OffOpn_HB_Yr | Lighting | FRACTION | SmrDsn | 2014-01-01 | 2014-12-31 | Constant | 1 | [23 empty] | From eQ_Lib.dat in MASControl 2017
D17_OfL_OffOpn_HB_Yr | Lighting | FRACTION | Hol | 2014-01-01 | 2014-12-31 | Hourly | 0.05 | 0.05 | 0.05 | 0.05 | 0.05 | 0.05 | 0.05 | 0.2147 | 0.25 | 0.25 | 0.25 | 0.25 | 0.25 | 0.25 | 0.25 | 0.25 | 0.25 | 0.05 | 0.05 | 0.05 | 0.05 | 0.05 | 0.05 | 0.05 | From eQ_Lib.dat in MASControl 2017
D17_OfL_OffOpn_LF_Yr | Lighting | FRACTION | Default¦Wkdy | 2014-01-01 | 2014-12-31 | Hourly | 0.055 | 0.055 | 0.055 | 0.055 | 0.11 | 0.18 | 0.28 | 0.45 | 0.7 | 0.73 | 0.73 | 0.73 | 0.73 | 0.73 | 0.73 | 0.73 | 0.67 | 0.57 | 0.43 | 0.3 | 0.2 | 0.15 | 0.1 | 0.1 | From eQ_Lib.dat in MASControl 2017
D17_OfL_OffOpn_LF_Yr | Lighting | FRACTION | Wknd | 2014-01-01 | 2014-12-31 | Hourly | 0.05 | 0.05 | 0.05 | 0.05 | 0.05 | 0.05 | 0.05 | 0.2147 | 0.25 | 0.25 | 0.25 | 0.25 | 0.25 | 0.25 | 0.25 | 0.25 | 0.25 | 0.05 | 0.05 | 0.05 | 0.05 | 0.05 | 0.05 | 0.05 | From eQ_Lib.dat in MASControl 2017
D17_OfL_OffOpn_LF_Yr | Lighting | FRACTION | WntrDsn | 2014-01-01 | 2014-12-31 | Constant | 0 | [23 empty] | From eQ_Lib.dat in MASControl 2017
D17_OfL_OffOpn_LF_Yr | Lighting | FRACTION | SmrDsn | 2014-01-01 | 2014-12-31 | Constant | 1 | [23 empty] | From eQ_Lib.dat in MASControl 2017
D17_OfL_OffOpn_LF_Yr | Lighting | FRACTION | Hol | 2014-01-01 | 2014-12-31 | Hourly | 0.05 | 0.05 | 0.05 | 0.05 | 0.05 | 0.05 | 0.05 | 0.2147 | 0.25 | 0.25 | 0.25 | 0.25 | 0.25 | 0.25 | 0.25 | 0.25 | 0.25 | 0.05 | 0.05 | 0.05 | 0.05 | 0.05 | 0.05 | 0.05 | From eQ_Lib.dat in MASControl 2017
D17_OfL_OffSm_CFL_Yr | Lighting | FRACTION | Default¦Wkdy | 2014-01-01 | 2014-12-31 | Hourly | 0.055 | 0.055 | 0.055 | 0.055 | 0.11 | 0.18 | 0.28 | 0.45 | 0.7 | 0.73 | 0.73 | 0.73 | 0.73 | 0.73 | 0.73 | 0.73 | 0.67 | 0.57 | 0.43 | 0.3 | 0.2 | 0.15 | 0.1 | 0.1 | From eQ_Lib.dat in MASControl 2017
D17_OfL_OffSm_CFL_Yr | Lighting | FRACTION | Wknd | 2014-01-01 | 2014-12-31 | Hourly | 0.05 | 0.05 | 0.05 | 0.05 | 0.05 | 0.05 | 0.05 | 0.2147 | 0.25 | 0.25 | 0.25 | 0.25 | 0.25 | 0.25 | 0.25 | 0.25 | 0.25 | 0.05 | 0.05 | 0.05 | 0.05 | 0.05 | 0.05 | 0.05 | From eQ_Lib.dat in MASControl 2017
D17_OfL_OffSm_CFL_Yr | Lighting | FRACTION | WntrDsn | 2014-01-01 | 2014-12-31 | Constant | 0 | [23 empty] | From eQ_Lib.dat in MASControl 2017
D17_OfL_OffSm_CFL_Yr | Lighting | FRACTION | SmrDsn | 2014-01-01 | 2014-12-31 | Constant | 1 | [23 empty] | From eQ_Lib.dat in MASControl 2017
D17_OfL_OffSm_CFL_Yr | Lighting | FRACTION | Hol | 2014-01-01 | 2014-12-31 | Hourly | 0.05 | 0.05 | 0.05 | 0.05 | 0.05 | 0.05 | 0.05 | 0.2147 | 0.25 | 0.25 | 0.25 | 0.25 | 0.25 | 0.25 | 0.25 | 0.25 | 0.25 | 0.05 | 0.05 | 0.05 | 0.05 | 0.05 | 0.05 | 0.05 | From eQ_Lib.dat in MASControl 2017
D17_OfL_OffSm_LF_Yr | Lighting | FRACTION | Default¦Wkdy | 2014-01-01 | 2014-12-31 | Hourly | 0.055 | 0.055 | 0.055 | 0.055 | 0.11 | 0.18 | 0.28 | 0.45 | 0.7 | 0.73 | 0.73 | 0.73 | 0.73 | 0.73 | 0.73 | 0.73 | 0.67 | 0.57 | 0.43 | 0.3 | 0.2 | 0.15 | 0.1 | 0.1 | From eQ_Lib.dat in MASControl 2017
D17_OfL_OffSm_LF_Yr | Lighting | FRACTION | Wknd | 2014-01-01 | 2014-12-31 | Hourly | 0.05 | 0.05 | 0.05 | 0.05 | 0.05 | 0.05 | 0.05 | 0.2147 | 0.25 | 0.25 | 0.25 | 0.25 | 0.25 | 0.25 | 0.25 | 0.25 | 0.25 | 0.05 | 0.05 | 0.05 | 0.05 | 0.05 | 0.05 | 0.05 | From eQ_Lib.dat in MASControl 2017
D17_OfL_OffSm_LF_Yr | Lighting | FRACTION | WntrDsn | 2014-01-01 | 2014-12-31 | Constant | 0 | [23 empty] | From eQ_Lib.dat in MASControl 2017
D17_OfL_OffSm_LF_Yr | Lighting | FRACTION | SmrDsn | 2014-01-01 | 2014-12-31 | Constant | 1 | [23 empty] | From eQ_Lib.dat in MASControl 2017
D17_OfL_OffSm_LF_Yr | Lighting | FRACTION | Hol | 2014-01-01 | 2014-12-31 | Hourly | 0.05 | 0.05 | 0.05 | 0.05 | 0.05 | 0.05 | 0.05 | 0.2147 | 0.25 | 0.25 | 0.25 | 0.25 | 0.25 | 0.25 | 0.25 | 0.25 | 0.25 | 0.05 | 0.05 | 0.05 | 0.05 | 0.05 | 0.05 | 0.05 | From eQ_Lib.dat in MASControl 2017
D17_OfL_Restrm_CFL_Yr | Lighting | FRACTION | Default¦Wkdy | 2014-01-01 | 2014-12-31 | Hourly | 0.055 | 0.055 | 0.055 | 0.055 | 0.11 | 0.18 | 0.28 | 0.45 | 0.7 | 0.73 | 0.73 | 0.73 | 0.73 | 0.73 | 0.73 | 0.73 | 0.67 | 0.57 | 0.43 | 0.3 | 0.2 | 0.15 | 0.1 | 0.1 | From eQ_Lib.dat in MASControl 2017
D17_OfL_Restrm_CFL_Yr | Lighting | FRACTION | Wknd | 2014-01-01 | 2014-12-31 | Hourly | 0.05 | 0.05 | 0.05 | 0.05 | 0.05 | 0.05 | 0.05 | 0.2147 | 0.25 | 0.25 | 0.25 | 0.25 | 0.25 | 0.25 | 0.25 | 0.25 | 0.25 | 0.05 | 0.05 | 0.05 | 0.05 | 0.05 | 0.05 | 0.05 | From eQ_Lib.dat in MASControl 2017
D17_OfL_Restrm_CFL_Yr | Lighting | FRACTION | WntrDsn | 2014-01-01 | 2014-12-31 | Constant | 0 | [23 empty] | From eQ_Lib.dat in MASControl 2017
D17_OfL_Restrm_CFL_Yr | Lighting | FRACTION | SmrDsn | 2014-01-01 | 2014-12-31 | Constant | 1 | [23 empty] | From eQ_Lib.dat in MASControl 2017
D17_OfL_Restrm_CFL_Yr | Lighting | FRACTION | Hol | 2014-01-01 | 2014-12-31 | Hourly | 0.05 | 0.05 | 0.05 | 0.05 | 0.05 | 0.05 | 0.05 | 0.2147 | 0.25 | 0.25 | 0.25 | 0.25 | 0.25 | 0.25 | 0.25 | 0.25 | 0.25 | 0.05 | 0.05 | 0.05 | 0.05 | 0.05 | 0.05 | 0.05 | From eQ_Lib.dat in MASControl 2017
D17_OfL_Restrm_LF_Yr | Lighting | FRACTION | Default¦Wkdy | 2014-01-01 | 2014-12-31 | Hourly | 0.055 | 0.055 | 0.055 | 0.055 | 0.11 | 0.18 | 0.28 | 0.45 | 0.7 | 0.73 | 0.73 | 0.73 | 0.73 | 0.73 | 0.73 | 0.73 | 0.67 | 0.57 | 0.43 | 0.3 | 0.2 | 0.15 | 0.1 | 0.1 | From eQ_Lib.dat in MASControl 2017
D17_OfL_Restrm_LF_Yr | Lighting | FRACTION | Wknd | 2014-01-01 | 2014-12-31 | Hourly | 0.05 | 0.05 | 0.05 | 0.05 | 0.05 | 0.05 | 0.05 | 0.2147 | 0.25 | 0.25 | 0.25 | 0.25 | 0.25 | 0.25 | 0.25 | 0.25 | 0.25 | 0.05 | 0.05 | 0.05 | 0.05 | 0.05 | 0.05 | 0.05 | From eQ_Lib.dat in MASControl 2017
D17_OfL_Restrm_LF_Yr | Lighting | FRACTION | WntrDsn | 2014-01-01 | 2014-12-31 | Constant | 0 | [23 empty] | From eQ_Lib.dat in MASControl 2017
D17_OfL_Restrm_LF_Yr | Lighting | FRACTION | SmrDsn | 2014-01-01 | 2014-12-31 | Constant | 1 | [23 empty] | From eQ_Lib.dat in MASControl 2017
D17_OfL_Restrm_LF_Yr | Lighting | FRACTION | Hol | 2014-01-01 | 2014-12-31 | Hourly | 0.05 | 0.05 | 0.05 | 0.05 | 0.05 | 0.05 | 0.05 | 0.2147 | 0.25 | 0.25 | 0.25 | 0.25 | 0.25 | 0.25 | 0.25 | 0.25 | 0.25 | 0.05 | 0.05 | 0.05 | 0.05 | 0.05 | 0.05 | 0.05 | From eQ_Lib.dat in MASControl 2017
D17_OfL_StCond_CFL_Yr | Lighting | FRACTION | Default¦Wkdy | 2014-01-01 | 2014-12-31 | Hourly | 0.055 | 0.055 | 0.055 | 0.055 | 0.11 | 0.18 | 0.28 | 0.45 | 0.7 | 0.73 | 0.73 | 0.73 | 0.73 | 0.73 | 0.73 | 0.73 | 0.67 | 0.57 | 0.43 | 0.3 | 0.2 | 0.15 | 0.1 | 0.1 | From eQ_Lib.dat in MASControl 2017
D17_OfL_StCond_CFL_Yr | Lighting | FRACTION | Wknd | 2014-01-01 | 2014-12-31 | Hourly | 0.05 | 0.05 | 0.05 | 0.05 | 0.05 | 0.05 | 0.05 | 0.2147 | 0.25 | 0.25 | 0.25 | 0.25 | 0.25 | 0.25 | 0.25 | 0.25 | 0.25 | 0.05 | 0.05 | 0.05 | 0.05 | 0.05 | 0.05 | 0.05 | From eQ_Lib.dat in MASControl 2017
D17_OfL_StCond_CFL_Yr | Lighting | FRACTION | WntrDsn | 2014-01-01 | 2014-12-31 | Constant | 0 | [23 empty] | From eQ_Lib.dat in MASControl 2017
D17_OfL_StCond_CFL_Yr | Lighting | FRACTION | SmrDsn | 2014-01-01 | 2014-12-31 | Constant | 1 | [23 empty] | From eQ_Lib.dat in MASControl 2017
D17_OfL_StCond_CFL_Yr | Lighting | FRACTION | Hol | 2014-01-01 | 2014-12-31 | Hourly | 0.05 | 0.05 | 0.05 | 0.05 | 0.05 | 0.05 | 0.05 | 0.2147 | 0.25 | 0.25 | 0.25 | 0.25 | 0.25 | 0.25 | 0.25 | 0.25 | 0.25 | 0.05 | 0.05 | 0.05 | 0.05 | 0.05 | 0.05 | 0.05 | From eQ_Lib.dat in MASControl 2017
D17_OfL_StCond_LF_Yr | Lighting | FRACTION | Default¦Wkdy | 2014-01-01 | 2014-12-31 | Hourly | 0.055 | 0.055 | 0.055 | 0.055 | 0.11 | 0.18 | 0.28 | 0.45 | 0.7 | 0.73 | 0.73 | 0.73 | 0.73 | 0.73 | 0.73 | 0.73 | 0.67 | 0.57 | 0.43 | 0.3 | 0.2 | 0.15 | 0.1 | 0.1 | From eQ_Lib.dat in MASControl 2017
D17_OfL_StCond_LF_Yr | Lighting | FRACTION | Wknd | 2014-01-01 | 2014-12-31 | Hourly | 0.05 | 0.05 | 0.05 | 0.05 | 0.05 | 0.05 | 0.05 | 0.2147 | 0.25 | 0.25 | 0.25 | 0.25 | 0.25 | 0.25 | 0.25 | 0.25 | 0.25 | 0.05 | 0.05 | 0.05 | 0.05 | 0.05 | 0.05 | 0.05 | From eQ_Lib.dat in MASControl 2017
D17_OfL_StCond_LF_Yr | Lighting | FRACTION | WntrDsn | 2014-01-01 | 2014-12-31 | Constant | 0 | [23 empty] | From eQ_Lib.dat in MASControl 2017
D17_OfL_StCond_LF_Yr | Lighting | FRACTION | SmrDsn | 2014-01-01 | 2014-12-31 | Constant | 1 | [23 empty] | From eQ_Lib.dat in MASControl 2017
D17_OfL_StCond_LF_Yr | Lighting | FRACTION | Hol | 2014-01-01 | 2014-12-31 | Hourly | 0.05 | 0.05 | 0.05 | 0.05 | 0.05 | 0.05 | 0.05 | 0.2147 | 0.25 | 0.25 | 0.25 | 0.25 | 0.25 | 0.25 | 0.25 | 0.25 | 0.25 | 0.05 | 0.05 | 0.05 | 0.05 | 0.05 | 0.05 | 0.05 | From eQ_Lib.dat in MASControl 2017
D17_OfS_Break_CFL_Yr | Lighting | FRACTION | Default¦Wkdy | 2014-01-01 | 2014-12-31 | Hourly | 0.055 | 0.055 | 0.055 | 0.055 | 0.11 | 0.16 | 0.26 | 0.5 | 0.67 | 0.74 | 0.74 | 0.74 | 0.74 | 0.74 | 0.74 | 0.7 | 0.64 | 0.5 | 0.31 | 0.22 | 0.18 | 0.14 | 0.1 | 0.1 | From eQ_Lib.dat in MASControl 2017
D17_OfS_Break_CFL_Yr | Lighting | FRACTION | Wknd | 2014-01-01 | 2014-12-31 | Hourly | 0.05 | 0.05 | 0.05 | 0.05 | 0.05 | 0.05 | 0.05 | 0.2167 | 0.32 | 0.32 | 0.32 | 0.32 | 0.32 | 0.32 | 0.32 | 0.32 | 0.32 | 0.05 | 0.05 | 0.05 | 0.05 | 0.05 | 0.05 | 0.05 | From eQ_Lib.dat in MASControl 2017
D17_OfS_Break_CFL_Yr | Lighting | FRACTION | WntrDsn | 2014-01-01 | 2014-12-31 | Constant | 0 | [23 empty] | From eQ_Lib.dat in MASControl 2017
D17_OfS_Break_CFL_Yr | Lighting | FRACTION | SmrDsn | 2014-01-01 | 2014-12-31 | Constant | 1 | [23 empty] | From eQ_Lib.dat in MASControl 2017
D17_OfS_Break_CFL_Yr | Lighting | FRACTION | Hol | 2014-01-01 | 2014-12-31 | Hourly | 0.05 | 0.05 | 0.05 | 0.05 | 0.05 | 0.05 | 0.05 | 0.2167 | 0.32 | 0.32 | 0.32 | 0.32 | 0.32 | 0.32 | 0.32 | 0.32 | 0.32 | 0.05 | 0.05 | 0.05 | 0.05 | 0.05 | 0.05 | 0.05 | From eQ_Lib.dat in MASControl 2017
D17_OfS_Break_LF_Yr | Lighting | FRACTION | Default¦Wkdy | 2014-01-01 | 2014-12-31 | Hourly | 0.055 | 0.055 | 0.055 | 0.055 | 0.11 | 0.16 | 0.26 | 0.5 | 0.67 | 0.74 | 0.74 | 0.74 | 0.74 | 0.74 | 0.74 | 0.7 | 0.64 | 0.5 | 0.31 | 0.22 | 0.18 | 0.14 | 0.1 | 0.1 | From eQ_Lib.dat in MASControl 2017
D17_OfS_Break_LF_Yr | Lighting | FRACTION | Wknd | 2014-01-01 | 2014-12-31 | Hourly | 0.05 | 0.05 | 0.05 | 0.05 | 0.05 | 0.05 | 0.05 | 0.2167 | 0.32 | 0.32 | 0.32 | 0.32 | 0.32 | 0.32 | 0.32 | 0.32 | 0.32 | 0.05 | 0.05 | 0.05 | 0.05 | 0.05 | 0.05 | 0.05 | From eQ_Lib.dat in MASControl 2017
D17_OfS_Break_LF_Yr | Lighting | FRACTION | WntrDsn | 2014-01-01 | 2014-12-31 | Constant | 0 | [23 empty] | From eQ_Lib.dat in MASControl 2017
D17_OfS_Break_LF_Yr | Lighting | FRACTION | SmrDsn | 2014-01-01 | 2014-12-31 | Constant | 1 | [23 empty] | From eQ_Lib.dat in MASControl 2017
D17_OfS_Break_LF_Yr | Lighting | FRACTION | Hol | 2014-01-01 | 2014-12-31 | Hourly | 0.05 | 0.05 | 0.05 | 0.05 | 0.05 | 0.05 | 0.05 | 0.2167 | 0.32 | 0.32 | 0.32 | 0.32 | 0.32 | 0.32 | 0.32 | 0.32 | 0.32 | 0.05 | 0.05 | 0.05 | 0.05 | 0.05 | 0.05 | 0.05 | From eQ_Lib.dat in MASControl 2017
D17_OfS_CompDC_CFL_Yr | Lighting | FRACTION | Default¦Wkdy | 2014-01-01 | 2014-12-31 | Hourly | 0.055 | 0.055 | 0.055 | 0.055 | 0.11 | 0.16 | 0.26 | 0.5 | 0.67 | 0.74 | 0.74 | 0.74 | 0.74 | 0.74 | 0.74 | 0.7 | 0.64 | 0.5 | 0.31 | 0.22 | 0.18 | 0.14 | 0.1 | 0.1 | From eQ_Lib.dat in MASControl 2017
D17_OfS_CompDC_CFL_Yr | Lighting | FRACTION | Wknd | 2014-01-01 | 2014-12-31 | Hourly | 0.05 | 0.05 | 0.05 | 0.05 | 0.05 | 0.05 | 0.05 | 0.2167 | 0.32 | 0.32 | 0.32 | 0.32 | 0.32 | 0.32 | 0.32 | 0.32 | 0.32 | 0.05 | 0.05 | 0.05 | 0.05 | 0.05 | 0.05 | 0.05 | From eQ_Lib.dat in MASControl 2017
D17_OfS_CompDC_CFL_Yr | Lighting | FRACTION | WntrDsn | 2014-01-01 | 2014-12-31 | Constant | 0 | [23 empty] | From eQ_Lib.dat in MASControl 2017
D17_OfS_CompDC_CFL_Yr | Lighting | FRACTION | SmrDsn | 2014-01-01 | 2014-12-31 | Constant | 1 | [23 empty] | From eQ_Lib.dat in MASControl 2017
D17_OfS_CompDC_CFL_Yr | Lighting | FRACTION | Hol | 2014-01-01 | 2014-12-31 | Hourly | 0.05 | 0.05 | 0.05 | 0.05 | 0.05 | 0.05 | 0.05 | 0.2167 | 0.32 | 0.32 | 0.32 | 0.32 | 0.32 | 0.32 | 0.32 | 0.32 | 0.32 | 0.05 | 0.05 | 0.05 | 0.05 | 0.05 | 0.05 | 0.05 | From eQ_Lib.dat in MASControl 2017
D17_OfS_CompDC_LF_Yr | Lighting | FRACTION | Default¦Wkdy | 2014-01-01 | 2014-12-31 | Hourly | 0.055 | 0.055 | 0.055 | 0.055 | 0.11 | 0.16 | 0.26 | 0.5 | 0.67 | 0.74 | 0.74 | 0.74 | 0.74 | 0.74 | 0.74 | 0.7 | 0.64 | 0.5 | 0.31 | 0.22 | 0.18 | 0.14 | 0.1 | 0.1 | From eQ_Lib.dat in MASControl 2017
D17_OfS_CompDC_LF_Yr | Lighting | FRACTION | Wknd | 2014-01-01 | 2014-12-31 | Hourly | 0.05 | 0.05 | 0.05 | 0.05 | 0.05 | 0.05 | 0.05 | 0.2167 | 0.32 | 0.32 | 0.32 | 0.32 | 0.32 | 0.32 | 0.32 | 0.32 | 0.32 | 0.05 | 0.05 | 0.05 | 0.05 | 0.05 | 0.05 | 0.05 | From eQ_Lib.dat in MASControl 2017
D17_OfS_CompDC_LF_Yr | Lighting | FRACTION | WntrDsn | 2014-01-01 | 2014-12-31 | Constant | 0 | [23 empty] | From eQ_Lib.dat in MASControl 2017
D17_OfS_CompDC_LF_Yr | Lighting | FRACTION | SmrDsn | 2014-01-01 | 2014-12-31 | Constant | 1 | [23 empty] | From eQ_Lib.dat in MASControl 2017
D17_OfS_CompDC_LF_Yr | Lighting | FRACTION | Hol | 2014-01-01 | 2014-12-31 | Hourly | 0.05 | 0.05 | 0.05 | 0.05 | 0.05 | 0.05 | 0.05 | 0.2167 | 0.32 | 0.32 | 0.32 | 0.32 | 0.32 | 0.32 | 0.32 | 0.32 | 0.32 | 0.05 | 0.05 | 0.05 | 0.05 | 0.05 | 0.05 | 0.05 | From eQ_Lib.dat in MASControl 2017
D17_OfS_Conf_CFL_Yr | Lighting | FRACTION | Default¦Wkdy | 2014-01-01 | 2014-12-31 | Hourly | 0.055 | 0.055 | 0.055 | 0.055 | 0.11 | 0.16 | 0.26 | 0.5 | 0.67 | 0.74 | 0.74 | 0.74 | 0.74 | 0.74 | 0.74 | 0.7 | 0.64 | 0.5 | 0.31 | 0.22 | 0.18 | 0.14 | 0.1 | 0.1 | From eQ_Lib.dat in MASControl 2017
D17_OfS_Conf_CFL_Yr | Lighting | FRACTION | Wknd | 2014-01-01 | 2014-12-31 | Hourly | 0.05 | 0.05 | 0.05 | 0.05 | 0.05 | 0.05 | 0.05 | 0.2167 | 0.32 | 0.32 | 0.32 | 0.32 | 0.32 | 0.32 | 0.32 | 0.32 | 0.32 | 0.05 | 0.05 | 0.05 | 0.05 | 0.05 | 0.05 | 0.05 | From eQ_Lib.dat in MASControl 2017
D17_OfS_Conf_CFL_Yr | Lighting | FRACTION | WntrDsn | 2014-01-01 | 2014-12-31 | Constant | 0 | [23 empty] | From eQ_Lib.dat in MASControl 2017
D17_OfS_Conf_CFL_Yr | Lighting | FRACTION | SmrDsn | 2014-01-01 | 2014-12-31 | Constant | 1 | [23 empty] | From eQ_Lib.dat in MASControl 2017
D17_OfS_Conf_CFL_Yr | Lighting | FRACTION | Hol | 2014-01-01 | 2014-12-31 | Hourly | 0.05 | 0.05 | 0.05 | 0.05 | 0.05 | 0.05 | 0.05 | 0.2167 | 0.32 | 0.32 | 0.32 | 0.32 | 0.32 | 0.32 | 0.32 | 0.32 | 0.32 | 0.05 | 0.05 | 0.05 | 0.05 | 0.05 | 0.05 | 0.05 | From eQ_Lib.dat in MASControl 2017
D17_OfS_Conf_LF_Yr | Lighting | FRACTION | Default¦Wkdy | 2014-01-01 | 2014-12-31 | Hourly | 0.055 | 0.055 | 0.055 | 0.055 | 0.11 | 0.16 | 0.26 | 0.5 | 0.67 | 0.74 | 0.74 | 0.74 | 0.74 | 0.74 | 0.74 | 0.7 | 0.64 | 0.5 | 0.31 | 0.22 | 0.18 | 0.14 | 0.1 | 0.1 | From eQ_Lib.dat in MASControl 2017
D17_OfS_Conf_LF_Yr | Lighting | FRACTION | Wknd | 2014-01-01 | 2014-12-31 | Hourly | 0.05 | 0.05 | 0.05 | 0.05 | 0.05 | 0.05 | 0.05 | 0.2167 | 0.32 | 0.32 | 0.32 | 0.32 | 0.32 | 0.32 | 0.32 | 0.32 | 0.32 | 0.05 | 0.05 | 0.05 | 0.05 | 0.05 | 0.05 | 0.05 | From eQ_Lib.dat in MASControl 2017
D17_OfS_Conf_LF_Yr | Lighting | FRACTION | WntrDsn | 2014-01-01 | 2014-12-31 | Constant | 0 | [23 empty] | From eQ_Lib.dat in MASControl 2017
D17_OfS_Conf_LF_Yr | Lighting | FRACTION | SmrDsn | 2014-01-01 | 2014-12-31 | Constant | 1 | [23 empty] | From eQ_Lib.dat in MASControl 2017
D17_OfS_Conf_LF_Yr | Lighting | FRACTION | Hol | 2014-01-01 | 2014-12-31 | Hourly | 0.05 | 0.05 | 0.05 | 0.05 | 0.05 | 0.05 | 0.05 | 0.2167 | 0.32 | 0.32 | 0.32 | 0.32 | 0.32 | 0.32 | 0.32 | 0.32 | 0.32 | 0.05 | 0.05 | 0.05 | 0.05 | 0.05 | 0.05 | 0.05 | From eQ_Lib.dat in MASControl 2017
D17_OfS_CopyRm_CFL_Yr | Lighting | FRACTION | Default¦Wkdy | 2014-01-01 | 2014-12-31 | Hourly | 0.055 | 0.055 | 0.055 | 0.055 | 0.11 | 0.16 | 0.26 | 0.5 | 0.67 | 0.74 | 0.74 | 0.74 | 0.74 | 0.74 | 0.74 | 0.7 | 0.64 | 0.5 | 0.31 | 0.22 | 0.18 | 0.14 | 0.1 | 0.1 | From eQ_Lib.dat in MASControl 2017
D17_OfS_CopyRm_CFL_Yr | Lighting | FRACTION | Wknd | 2014-01-01 | 2014-12-31 | Hourly | 0.05 | 0.05 | 0.05 | 0.05 | 0.05 | 0.05 | 0.05 | 0.2167 | 0.32 | 0.32 | 0.32 | 0.32 | 0.32 | 0.32 | 0.32 | 0.32 | 0.32 | 0.05 | 0.05 | 0.05 | 0.05 | 0.05 | 0.05 | 0.05 | From eQ_Lib.dat in MASControl 2017
D17_OfS_CopyRm_CFL_Yr | Lighting | FRACTION | WntrDsn | 2014-01-01 | 2014-12-31 | Constant | 0 | [23 empty] | From eQ_Lib.dat in MASControl 2017
D17_OfS_CopyRm_CFL_Yr | Lighting | FRACTION | SmrDsn | 2014-01-01 | 2014-12-31 | Constant | 1 | [23 empty] | From eQ_Lib.dat in MASControl 2017
D17_OfS_CopyRm_CFL_Yr | Lighting | FRACTION | Hol | 2014-01-01 | 2014-12-31 | Hourly | 0.05 | 0.05 | 0.05 | 0.05 | 0.05 | 0.05 | 0.05 | 0.2167 | 0.32 | 0.32 | 0.32 | 0.32 | 0.32 | 0.32 | 0.32 | 0.32 | 0.32 | 0.05 | 0.05 | 0.05 | 0.05 | 0.05 | 0.05 | 0.05 | From eQ_Lib.dat in MASControl 2017
D17_OfS_CopyRm_LF_Yr | Lighting | FRACTION | Default¦Wkdy | 2014-01-01 | 2014-12-31 | Hourly | 0.055 | 0.055 | 0.055 | 0.055 | 0.11 | 0.16 | 0.26 | 0.5 | 0.67 | 0.74 | 0.74 | 0.74 | 0.74 | 0.74 | 0.74 | 0.7 | 0.64 | 0.5 | 0.31 | 0.22 | 0.18 | 0.14 | 0.1 | 0.1 | From eQ_Lib.dat in MASControl 2017
D17_OfS_CopyRm_LF_Yr | Lighting | FRACTION | Wknd | 2014-01-01 | 2014-12-31 | Hourly | 0.05 | 0.05 | 0.05 | 0.05 | 0.05 | 0.05 | 0.05 | 0.2167 | 0.32 | 0.32 | 0.32 | 0.32 | 0.32 | 0.32 | 0.32 | 0.32 | 0.32 | 0.05 | 0.05 | 0.05 | 0.05 | 0.05 | 0.05 | 0.05 | From eQ_Lib.dat in MASControl 2017
D17_OfS_CopyRm_LF_Yr | Lighting | FRACTION | WntrDsn | 2014-01-01 | 2014-12-31 | Constant | 0 | [23 empty] | From eQ_Lib.dat in MASControl 2017
D17_OfS_CopyRm_LF_Yr | Lighting | FRACTION | SmrDsn | 2014-01-01 | 2014-12-31 | Constant | 1 | [23 empty] | From eQ_Lib.dat in MASControl 2017
D17_OfS_CopyRm_LF_Yr | Lighting | FRACTION | Hol | 2014-01-01 | 2014-12-31 | Hourly | 0.05 | 0.05 | 0.05 | 0.05 | 0.05 | 0.05 | 0.05 | 0.2167 | 0.32 | 0.32 | 0.32 | 0.32 | 0.32 | 0.32 | 0.32 | 0.32 | 0.32 | 0.05 | 0.05 | 0.05 | 0.05 | 0.05 | 0.05 | 0.05 | From eQ_Lib.dat in MASControl 2017
D17_OfS_Hall_CFL_Yr | Lighting | FRACTION | Default¦Wkdy | 2014-01-01 | 2014-12-31 | Hourly | 0.055 | 0.055 | 0.055 | 0.055 | 0.11 | 0.16 | 0.26 | 0.5 | 0.67 | 0.74 | 0.74 | 0.74 | 0.74 | 0.74 | 0.74 | 0.7 | 0.64 | 0.5 | 0.31 | 0.22 | 0.18 | 0.14 | 0.1 | 0.1 | From eQ_Lib.dat in MASControl 2017
D17_OfS_Hall_CFL_Yr | Lighting | FRACTION | Wknd | 2014-01-01 | 2014-12-31 | Hourly | 0.05 | 0.05 | 0.05 | 0.05 | 0.05 | 0.05 | 0.05 | 0.2167 | 0.32 | 0.32 | 0.32 | 0.32 | 0.32 | 0.32 | 0.32 | 0.32 | 0.32 | 0.05 | 0.05 | 0.05 | 0.05 | 0.05 | 0.05 | 0.05 | From eQ_Lib.dat in MASControl 2017
D17_OfS_Hall_CFL_Yr | Lighting | FRACTION | WntrDsn | 2014-01-01 | 2014-12-31 | Constant | 0 | [23 empty] | From eQ_Lib.dat in MASControl 2017
D17_OfS_Hall_CFL_Yr | Lighting | FRACTION | SmrDsn | 2014-01-01 | 2014-12-31 | Constant | 1 | [23 empty] | From eQ_Lib.dat in MASControl 2017
D17_OfS_Hall_CFL_Yr | Lighting | FRACTION | Hol | 2014-01-01 | 2014-12-31 | Hourly | 0.05 | 0.05 | 0.05 | 0.05 | 0.05 | 0.05 | 0.05 | 0.2167 | 0.32 | 0.32 | 0.32 | 0.32 | 0.32 | 0.32 | 0.32 | 0.32 | 0.32 | 0.05 | 0.05 | 0.05 | 0.05 | 0.05 | 0.05 | 0.05 | From eQ_Lib.dat in MASControl 2017
D17_OfS_Hall_LF_Yr | Lighting | FRACTION | Default¦Wkdy | 2014-01-01 | 2014-12-31 | Hourly | 0.055 | 0.055 | 0.055 | 0.055 | 0.11 | 0.16 | 0.26 | 0.5 | 0.67 | 0.74 | 0.74 | 0.74 | 0.74 | 0.74 | 0.74 | 0.7 | 0.64 | 0.5 | 0.31 | 0.22 | 0.18 | 0.14 | 0.1 | 0.1 | From eQ_Lib.dat in MASControl 2017
D17_OfS_Hall_LF_Yr | Lighting | FRACTION | Wknd | 2014-01-01 | 2014-12-31 | Hourly | 0.05 | 0.05 | 0.05 | 0.05 | 0.05 | 0.05 | 0.05 | 0.2167 | 0.32 | 0.32 | 0.32 | 0.32 | 0.32 | 0.32 | 0.32 | 0.32 | 0.32 | 0.05 | 0.05 | 0.05 | 0.05 | 0.05 | 0.05 | 0.05 | From eQ_Lib.dat in MASControl 2017
D17_OfS_Hall_LF_Yr | Lighting | FRACTION | WntrDsn | 2014-01-01 | 2014-12-31 | Constant | 0 | [23 empty] | From eQ_Lib.dat in MASControl 2017
D17_OfS_Hall_LF_Yr | Lighting | FRACTION | SmrDsn | 2014-01-01 | 2014-12-31 | Constant | 1 | [23 empty] | From eQ_Lib.dat in MASControl 2017
D17_OfS_Hall_LF_Yr | Lighting | FRACTION | Hol | 2014-01-01 | 2014-12-31 | Hourly | 0.05 | 0.05 | 0.05 | 0.05 | 0.05 | 0.05 | 0.05 | 0.2167 | 0.32 | 0.32 | 0.32 | 0.32 | 0.32 | 0.32 | 0.32 | 0.32 | 0.32 | 0.05 | 0.05 | 0.05 | 0.05 | 0.05 | 0.05 | 0.05 | From eQ_Lib.dat in MASControl 2017
D17_OfS_LobWt_CFL_Yr | Lighting | FRACTION | Default¦Wkdy | 2014-01-01 | 2014-12-31 | Hourly | 0.055 | 0.055 | 0.055 | 0.055 | 0.11 | 0.16 | 0.26 | 0.5 | 0.67 | 0.74 | 0.74 | 0.74 | 0.74 | 0.74 | 0.74 | 0.7 | 0.64 | 0.5 | 0.31 | 0.22 | 0.18 | 0.14 | 0.1 | 0.1 | From eQ_Lib.dat in MASControl 2017
D17_OfS_LobWt_CFL_Yr | Lighting | FRACTION | Wknd | 2014-01-01 | 2014-12-31 | Hourly | 0.05 | 0.05 | 0.05 | 0.05 | 0.05 | 0.05 | 0.05 | 0.2167 | 0.32 | 0.32 | 0.32 | 0.32 | 0.32 | 0.32 | 0.32 | 0.32 | 0.32 | 0.05 | 0.05 | 0.05 | 0.05 | 0.05 | 0.05 | 0.05 | From eQ_Lib.dat in MASControl 2017
D17_OfS_LobWt_CFL_Yr | Lighting | FRACTION | WntrDsn | 2014-01-01 | 2014-12-31 | Constant | 0 | [23 empty] | From eQ_Lib.dat in MASControl 2017
D17_OfS_LobWt_CFL_Yr | Lighting | FRACTION | SmrDsn | 2014-01-01 | 2014-12-31 | Constant | 1 | [23 empty] | From eQ_Lib.dat in MASControl 2017
D17_OfS_LobWt_CFL_Yr | Lighting | FRACTION | Hol | 2014-01-01 | 2014-12-31 | Hourly | 0.05 | 0.05 | 0.05 | 0.05 | 0.05 | 0.05 | 0.05 | 0.2167 | 0.32 | 0.32 | 0.32 | 0.32 | 0.32 | 0.32 | 0.32 | 0.32 | 0.32 | 0.05 | 0.05 | 0.05 | 0.05 | 0.05 | 0.05 | 0.05 | From eQ_Lib.dat in MASControl 2017
D17_OfS_LobWt_HB_Yr | Lighting | FRACTION | Default¦Wkdy | 2014-01-01 | 2014-12-31 | Hourly | 0.055 | 0.055 | 0.055 | 0.055 | 0.11 | 0.16 | 0.26 | 0.5 | 0.67 | 0.74 | 0.74 | 0.74 | 0.74 | 0.74 | 0.74 | 0.7 | 0.64 | 0.5 | 0.31 | 0.22 | 0.18 | 0.14 | 0.1 | 0.1 | From eQ_Lib.dat in MASControl 2017
D17_OfS_LobWt_HB_Yr | Lighting | FRACTION | Wknd | 2014-01-01 | 2014-12-31 | Hourly | 0.05 | 0.05 | 0.05 | 0.05 | 0.05 | 0.05 | 0.05 | 0.2167 | 0.32 | 0.32 | 0.32 | 0.32 | 0.32 | 0.32 | 0.32 | 0.32 | 0.32 | 0.05 | 0.05 | 0.05 | 0.05 | 0.05 | 0.05 | 0.05 | From eQ_Lib.dat in MASControl 2017
D17_OfS_LobWt_HB_Yr | Lighting | FRACTION | WntrDsn | 2014-01-01 | 2014-12-31 | Constant | 0 | [23 empty] | From eQ_Lib.dat in MASControl 2017
D17_OfS_LobWt_HB_Yr | Lighting | FRACTION | SmrDsn | 2014-01-01 | 2014-12-31 | Constant | 1 | [23 empty] | From eQ_Lib.dat in MASControl 2017
D17_OfS_LobWt_HB_Yr | Lighting | FRACTION | Hol | 2014-01-01 | 2014-12-31 | Hourly | 0.05 | 0.05 | 0.05 | 0.05 | 0.05 | 0.05 | 0.05 | 0.2167 | 0.32 | 0.32 | 0.32 | 0.32 | 0.32 | 0.32 | 0.32 | 0.32 | 0.32 | 0.05 | 0.05 | 0.05 | 0.05 | 0.05 | 0.05 | 0.05 | From eQ_Lib.dat in MASControl 2017
D17_OfS_LobWt_LF_Yr | Lighting | FRACTION | Default¦Wkdy | 2014-01-01 | 2014-12-31 | Hourly | 0.055 | 0.055 | 0.055 | 0.055 | 0.11 | 0.16 | 0.26 | 0.5 | 0.67 | 0.74 | 0.74 | 0.74 | 0.74 | 0.74 | 0.74 | 0.7 | 0.64 | 0.5 | 0.31 | 0.22 | 0.18 | 0.14 | 0.1 | 0.1 | From eQ_Lib.dat in MASControl 2017
D17_OfS_LobWt_LF_Yr | Lighting | FRACTION | Wknd | 2014-01-01 | 2014-12-31 | Hourly | 0.05 | 0.05 | 0.05 | 0.05 | 0.05 | 0.05 | 0.05 | 0.2167 | 0.32 | 0.32 | 0.32 | 0.32 | 0.32 | 0.32 | 0.32 | 0.32 | 0.32 | 0.05 | 0.05 | 0.05 | 0.05 | 0.05 | 0.05 | 0.05 | From eQ_Lib.dat in MASControl 2017
D17_OfS_LobWt_LF_Yr | Lighting | FRACTION | WntrDsn | 2014-01-01 | 2014-12-31 | Constant | 0 | [23 empty] | From eQ_Lib.dat in MASControl 2017
D17_OfS_LobWt_LF_Yr | Lighting | FRACTION | SmrDsn | 2014-01-01 | 2014-12-31 | Constant | 1 | [23 empty] | From eQ_Lib.dat in MASControl 2017
D17_OfS_LobWt_LF_Yr | Lighting | FRACTION | Hol | 2014-01-01 | 2014-12-31 | Hourly | 0.05 | 0.05 | 0.05 | 0.05 | 0.05 | 0.05 | 0.05 | 0.2167 | 0.32 | 0.32 | 0.32 | 0.32 | 0.32 | 0.32 | 0.32 | 0.32 | 0.32 | 0.05 | 0.05 | 0.05 | 0.05 | 0.05 | 0.05 | 0.05 | From eQ_Lib.dat in MASControl 2017
D17_OfS_Mech_CFL_Yr | Lighting | FRACTION | Default¦Wkdy | 2014-01-01 | 2014-12-31 | Hourly | 0.055 | 0.055 | 0.055 | 0.055 | 0.11 | 0.16 | 0.26 | 0.5 | 0.67 | 0.74 | 0.74 | 0.74 | 0.74 | 0.74 | 0.74 | 0.7 | 0.64 | 0.5 | 0.31 | 0.22 | 0.18 | 0.14 | 0.1 | 0.1 | From eQ_Lib.dat in MASControl 2017
D17_OfS_Mech_CFL_Yr | Lighting | FRACTION | Wknd | 2014-01-01 | 2014-12-31 | Hourly | 0.05 | 0.05 | 0.05 | 0.05 | 0.05 | 0.05 | 0.05 | 0.2167 | 0.32 | 0.32 | 0.32 | 0.32 | 0.32 | 0.32 | 0.32 | 0.32 | 0.32 | 0.05 | 0.05 | 0.05 | 0.05 | 0.05 | 0.05 | 0.05 | From eQ_Lib.dat in MASControl 2017
D17_OfS_Mech_CFL_Yr | Lighting | FRACTION | WntrDsn | 2014-01-01 | 2014-12-31 | Constant | 0 | [23 empty] | From eQ_Lib.dat in MASControl 2017
D17_OfS_Mech_CFL_Yr | Lighting | FRACTION | SmrDsn | 2014-01-01 | 2014-12-31 | Constant | 1 | [23 empty] | From eQ_Lib.dat in MASControl 2017
D17_OfS_Mech_CFL_Yr | Lighting | FRACTION | Hol | 2014-01-01 | 2014-12-31 | Hourly | 0.05 | 0.05 | 0.05 | 0.05 | 0.05 | 0.05 | 0.05 | 0.2167 | 0.32 | 0.32 | 0.32 | 0.32 | 0.32 | 0.32 | 0.32 | 0.32 | 0.32 | 0.05 | 0.05 | 0.05 | 0.05 | 0.05 | 0.05 | 0.05 | From eQ_Lib.dat in MASControl 2017
D17_OfS_Mech_LF_Yr | Lighting | FRACTION | Default¦Wkdy | 2014-01-01 | 2014-12-31 | Hourly | 0.055 | 0.055 | 0.055 | 0.055 | 0.11 | 0.16 | 0.26 | 0.5 | 0.67 | 0.74 | 0.74 | 0.74 | 0.74 | 0.74 | 0.74 | 0.7 | 0.64 | 0.5 | 0.31 | 0.22 | 0.18 | 0.14 | 0.1 | 0.1 | From eQ_Lib.dat in MASControl 2017
D17_OfS_Mech_LF_Yr | Lighting | FRACTION | Wknd | 2014-01-01 | 2014-12-31 | Hourly | 0.05 | 0.05 | 0.05 | 0.05 | 0.05 | 0.05 | 0.05 | 0.2167 | 0.32 | 0.32 | 0.32 | 0.32 | 0.32 | 0.32 | 0.32 | 0.32 | 0.32 | 0.05 | 0.05 | 0.05 | 0.05 | 0.05 | 0.05 | 0.05 | From eQ_Lib.dat in MASControl 2017
D17_OfS_Mech_LF_Yr | Lighting | FRACTION | WntrDsn | 2014-01-01 | 2014-12-31 | Constant | 0 | [23 empty] | From eQ_Lib.dat in MASControl 2017
D17_OfS_Mech_LF_Yr | Lighting | FRACTION | SmrDsn | 2014-01-01 | 2014-12-31 | Constant | 1 | [23 empty] | From eQ_Lib.dat in MASControl 2017
D17_OfS_Mech_LF_Yr | Lighting | FRACTION | Hol | 2014-01-01 | 2014-12-31 | Hourly | 0.05 | 0.05 | 0.05 | 0.05 | 0.05 | 0.05 | 0.05 | 0.2167 | 0.32 | 0.32 | 0.32 | 0.32 | 0.32 | 0.32 | 0.32 | 0.32 | 0.32 | 0.05 | 0.05 | 0.05 | 0.05 | 0.05 | 0.05 | 0.05 | From eQ_Lib.dat in MASControl 2017
D17_OfS_OffOpn_CFL_Yr | Lighting | FRACTION | Default¦Wkdy | 2014-01-01 | 2014-12-31 | Hourly | 0.055 | 0.055 | 0.055 | 0.055 | 0.11 | 0.16 | 0.26 | 0.5 | 0.67 | 0.74 | 0.74 | 0.74 | 0.74 | 0.74 | 0.74 | 0.7 | 0.64 | 0.5 | 0.31 | 0.22 | 0.18 | 0.14 | 0.1 | 0.1 | From eQ_Lib.dat in MASControl 2017
D17_OfS_OffOpn_CFL_Yr | Lighting | FRACTION | Wknd | 2014-01-01 | 2014-12-31 | Hourly | 0.05 | 0.05 | 0.05 | 0.05 | 0.05 | 0.05 | 0.05 | 0.2167 | 0.32 | 0.32 | 0.32 | 0.32 | 0.32 | 0.32 | 0.32 | 0.32 | 0.32 | 0.05 | 0.05 | 0.05 | 0.05 | 0.05 | 0.05 | 0.05 | From eQ_Lib.dat in MASControl 2017
D17_OfS_OffOpn_CFL_Yr | Lighting | FRACTION | WntrDsn | 2014-01-01 | 2014-12-31 | Constant | 0 | [23 empty] | From eQ_Lib.dat in MASControl 2017
D17_OfS_OffOpn_CFL_Yr | Lighting | FRACTION | SmrDsn | 2014-01-01 | 2014-12-31 | Constant | 1 | [23 empty] | From eQ_Lib.dat in MASControl 2017
D17_OfS_OffOpn_CFL_Yr | Lighting | FRACTION | Hol | 2014-01-01 | 2014-12-31 | Hourly | 0.05 | 0.05 | 0.05 | 0.05 | 0.05 | 0.05 | 0.05 | 0.2167 | 0.32 | 0.32 | 0.32 | 0.32 | 0.32 | 0.32 | 0.32 | 0.32 | 0.32 | 0.05 | 0.05 | 0.05 | 0.05 | 0.05 | 0.05 | 0.05 | From eQ_Lib.dat in MASControl 2017
D17_OfS_OffOpn_HB_Yr | Lighting | FRACTION | Default¦Wkdy | 2014-01-01 | 2014-12-31 | Hourly | 0.055 | 0.055 | 0.055 | 0.055 | 0.11 | 0.16 | 0.26 | 0.5 | 0.67 | 0.74 | 0.74 | 0.74 | 0.74 | 0.74 | 0.74 | 0.7 | 0.64 | 0.5 | 0.31 | 0.22 | 0.18 | 0.14 | 0.1 | 0.1 | From eQ_Lib.dat in MASControl 2017
D17_OfS_OffOpn_HB_Yr | Lighting | FRACTION | Wknd | 2014-01-01 | 2014-12-31 | Hourly | 0.05 | 0.05 | 0.05 | 0.05 | 0.05 | 0.05 | 0.05 | 0.2167 | 0.32 | 0.32 | 0.32 | 0.32 | 0.32 | 0.32 | 0.32 | 0.32 | 0.32 | 0.05 | 0.05 | 0.05 | 0.05 | 0.05 | 0.05 | 0.05 | From eQ_Lib.dat in MASControl 2017
D17_OfS_OffOpn_HB_Yr | Lighting | FRACTION | WntrDsn | 2014-01-01 | 2014-12-31 | Constant | 0 | [23 empty] | From eQ_Lib.dat in MASControl 2017
D17_OfS_OffOpn_HB_Yr | Lighting | FRACTION | SmrDsn | 2014-01-01 | 2014-12-31 | Constant | 1 | [23 empty] | From eQ_Lib.dat in MASControl 2017
D17_OfS_OffOpn_HB_Yr | Lighting | FRACTION | Hol | 2014-01-01 | 2014-12-31 | Hourly | 0.05 | 0.05 | 0.05 | 0.05 | 0.05 | 0.05 | 0.05 | 0.2167 | 0.32 | 0.32 | 0.32 | 0.32 | 0.32 | 0.32 | 0.32 | 0.32 | 0.32 | 0.05 | 0.05 | 0.05 | 0.05 | 0.05 | 0.05 | 0.05 | From eQ_Lib.dat in MASControl 2017
D17_OfS_OffOpn_LF_Yr | Lighting | FRACTION | Default¦Wkdy | 2014-01-01 | 2014-12-31 | Hourly | 0.055 | 0.055 | 0.055 | 0.055 | 0.11 | 0.16 | 0.26 | 0.5 | 0.67 | 0.74 | 0.74 | 0.74 | 0.74 | 0.74 | 0.74 | 0.7 | 0.64 | 0.5 | 0.31 | 0.22 | 0.18 | 0.14 | 0.1 | 0.1 | From eQ_Lib.dat in MASControl 2017
D17_OfS_OffOpn_LF_Yr | Lighting | FRACTION | Wknd | 2014-01-01 | 2014-12-31 | Hourly | 0.05 | 0.05 | 0.05 | 0.05 | 0.05 | 0.05 | 0.05 | 0.2167 | 0.32 | 0.32 | 0.32 | 0.32 | 0.32 | 0.32 | 0.32 | 0.32 | 0.32 | 0.05 | 0.05 | 0.05 | 0.05 | 0.05 | 0.05 | 0.05 | From eQ_Lib.dat in MASControl 2017
D17_OfS_OffOpn_LF_Yr | Lighting | FRACTION | WntrDsn | 2014-01-01 | 2014-12-31 | Constant | 0 | [23 empty] | From eQ_Lib.dat in MASControl 2017
D17_OfS_OffOpn_LF_Yr | Lighting | FRACTION | SmrDsn | 2014-01-01 | 2014-12-31 | Constant | 1 | [23 empty] | From eQ_Lib.dat in MASControl 2017
D17_OfS_OffOpn_LF_Yr | Lighting | FRACTION | Hol | 2014-01-01 | 2014-12-31 | Hourly | 0.05 | 0.05 | 0.05 | 0.05 | 0.05 | 0.05 | 0.05 | 0.2167 | 0.32 | 0.32 | 0.32 | 0.32 | 0.32 | 0.32 | 0.32 | 0.32 | 0.32 | 0.05 | 0.05 | 0.05 | 0.05 | 0.05 | 0.05 | 0.05 | From eQ_Lib.dat in MASControl 2017
D17_OfS_OffSm_CFL_Yr | Lighting | FRACTION | Default¦Wkdy | 2014-01-01 | 2014-12-31 | Hourly | 0.055 | 0.055 | 0.055 | 0.055 | 0.11 | 0.16 | 0.26 | 0.5 | 0.67 | 0.74 | 0.74 | 0.74 | 0.74 | 0.74 | 0.74 | 0.7 | 0.64 | 0.5 | 0.31 | 0.22 | 0.18 | 0.14 | 0.1 | 0.1 | From eQ_Lib.dat in MASControl 2017
D17_OfS_OffSm_CFL_Yr | Lighting | FRACTION | Wknd | 2014-01-01 | 2014-12-31 | Hourly | 0.05 | 0.05 | 0.05 | 0.05 | 0.05 | 0.05 | 0.05 | 0.2167 | 0.32 | 0.32 | 0.32 | 0.32 | 0.32 | 0.32 | 0.32 | 0.32 | 0.32 | 0.05 | 0.05 | 0.05 | 0.05 | 0.05 | 0.05 | 0.05 | From eQ_Lib.dat in MASControl 2017
D17_OfS_OffSm_CFL_Yr | Lighting | FRACTION | WntrDsn | 2014-01-01 | 2014-12-31 | Constant | 0 | [23 empty] | From eQ_Lib.dat in MASControl 2017
D17_OfS_OffSm_CFL_Yr | Lighting | FRACTION | SmrDsn | 2014-01-01 | 2014-12-31 | Constant | 1 | [23 empty] | From eQ_Lib.dat in MASControl 2017
D17_OfS_OffSm_CFL_Yr | Lighting | FRACTION | Hol | 2014-01-01 | 2014-12-31 | Hourly | 0.05 | 0.05 | 0.05 | 0.05 | 0.05 | 0.05 | 0.05 | 0.2167 | 0.32 | 0.32 | 0.32 | 0.32 | 0.32 | 0.32 | 0.32 | 0.32 | 0.32 | 0.05 | 0.05 | 0.05 | 0.05 | 0.05 | 0.05 | 0.05 | From eQ_Lib.dat in MASControl 2017
D17_OfS_OffSm_LF_Yr | Lighting | FRACTION | Default¦Wkdy | 2014-01-01 | 2014-12-31 | Hourly | 0.055 | 0.055 | 0.055 | 0.055 | 0.11 | 0.16 | 0.26 | 0.5 | 0.67 | 0.74 | 0.74 | 0.74 | 0.74 | 0.74 | 0.74 | 0.7 | 0.64 | 0.5 | 0.31 | 0.22 | 0.18 | 0.14 | 0.1 | 0.1 | From eQ_Lib.dat in MASControl 2017
D17_OfS_OffSm_LF_Yr | Lighting | FRACTION | Wknd | 2014-01-01 | 2014-12-31 | Hourly | 0.05 | 0.05 | 0.05 | 0.05 | 0.05 | 0.05 | 0.05 | 0.2167 | 0.32 | 0.32 | 0.32 | 0.32 | 0.32 | 0.32 | 0.32 | 0.32 | 0.32 | 0.05 | 0.05 | 0.05 | 0.05 | 0.05 | 0.05 | 0.05 | From eQ_Lib.dat in MASControl 2017
D17_OfS_OffSm_LF_Yr | Lighting | FRACTION | WntrDsn | 2014-01-01 | 2014-12-31 | Constant | 0 | [23 empty] | From eQ_Lib.dat in MASControl 2017
D17_OfS_OffSm_LF_Yr | Lighting | FRACTION | SmrDsn | 2014-01-01 | 2014-12-31 | Constant | 1 | [23 empty] | From eQ_Lib.dat in MASControl 2017
D17_OfS_OffSm_LF_Yr | Lighting | FRACTION | Hol | 2014-01-01 | 2014-12-31 | Hourly | 0.05 | 0.05 | 0.05 | 0.05 | 0.05 | 0.05 | 0.05 | 0.2167 | 0.32 | 0.32 | 0.32 | 0.32 | 0.32 | 0.32 | 0.32 | 0.32 | 0.32 | 0.05 | 0.05 | 0.05 | 0.05 | 0.05 | 0.05 | 0.05 | From eQ_Lib.dat in MASControl 2017
D17_OfS_Restrm_CFL_Yr | Lighting | FRACTION | Default¦Wkdy | 2014-01-01 | 2014-12-31 | Hourly | 0.055 | 0.055 | 0.055 | 0.055 | 0.11 | 0.16 | 0.26 | 0.5 | 0.67 | 0.74 | 0.74 | 0.74 | 0.74 | 0.74 | 0.74 | 0.7 | 0.64 | 0.5 | 0.31 | 0.22 | 0.18 | 0.14 | 0.1 | 0.1 | From eQ_Lib.dat in MASControl 2017
D17_OfS_Restrm_CFL_Yr | Lighting | FRACTION | Wknd | 2014-01-01 | 2014-12-31 | Hourly | 0.05 | 0.05 | 0.05 | 0.05 | 0.05 | 0.05 | 0.05 | 0.2167 | 0.32 | 0.32 | 0.32 | 0.32 | 0.32 | 0.32 | 0.32 | 0.32 | 0.32 | 0.05 | 0.05 | 0.05 | 0.05 | 0.05 | 0.05 | 0.05 | From eQ_Lib.dat in MASControl 2017
D17_OfS_Restrm_CFL_Yr | Lighting | FRACTION | WntrDsn | 2014-01-01 | 2014-12-31 | Constant | 0 | [23 empty] | From eQ_Lib.dat in MASControl 2017
D17_OfS_Restrm_CFL_Yr | Lighting | FRACTION | SmrDsn | 2014-01-01 | 2014-12-31 | Constant | 1 | [23 empty] | From eQ_Lib.dat in MASControl 2017
D17_OfS_Restrm_CFL_Yr | Lighting | FRACTION | Hol | 2014-01-01 | 2014-12-31 | Hourly | 0.05 | 0.05 | 0.05 | 0.05 | 0.05 | 0.05 | 0.05 | 0.2167 | 0.32 | 0.32 | 0.32 | 0.32 | 0.32 | 0.32 | 0.32 | 0.32 | 0.32 | 0.05 | 0.05 | 0.05 | 0.05 | 0.05 | 0.05 | 0.05 | From eQ_Lib.dat in MASControl 2017
D17_OfS_Restrm_LF_Yr | Lighting | FRACTION | Default¦Wkdy | 2014-01-01 | 2014-12-31 | Hourly | 0.055 | 0.055 | 0.055 | 0.055 | 0.11 | 0.16 | 0.26 | 0.5 | 0.67 | 0.74 | 0.74 | 0.74 | 0.74 | 0.74 | 0.74 | 0.7 | 0.64 | 0.5 | 0.31 | 0.22 | 0.18 | 0.14 | 0.1 | 0.1 | From eQ_Lib.dat in MASControl 2017
D17_OfS_Restrm_LF_Yr | Lighting | FRACTION | Wknd | 2014-01-01 | 2014-12-31 | Hourly | 0.05 | 0.05 | 0.05 | 0.05 | 0.05 | 0.05 | 0.05 | 0.2167 | 0.32 | 0.32 | 0.32 | 0.32 | 0.32 | 0.32 | 0.32 | 0.32 | 0.32 | 0.05 | 0.05 | 0.05 | 0.05 | 0.05 | 0.05 | 0.05 | From eQ_Lib.dat in MASControl 2017
D17_OfS_Restrm_LF_Yr | Lighting | FRACTION | WntrDsn | 2014-01-01 | 2014-12-31 | Constant | 0 | [23 empty] | From eQ_Lib.dat in MASControl 2017
D17_OfS_Restrm_LF_Yr | Lighting | FRACTION | SmrDsn | 2014-01-01 | 2014-12-31 | Constant | 1 | [23 empty] | From eQ_Lib.dat in MASControl 2017
D17_OfS_Restrm_LF_Yr | Lighting | FRACTION | Hol | 2014-01-01 | 2014-12-31 | Hourly | 0.05 | 0.05 | 0.05 | 0.05 | 0.05 | 0.05 | 0.05 | 0.2167 | 0.32 | 0.32 | 0.32 | 0.32 | 0.32 | 0.32 | 0.32 | 0.32 | 0.32 | 0.05 | 0.05 | 0.05 | 0.05 | 0.05 | 0.05 | 0.05 | From eQ_Lib.dat in MASControl 2017
D17_OfS_StCond_CFL_Yr | Lighting | FRACTION | Default¦Wkdy | 2014-01-01 | 2014-12-31 | Hourly | 0.055 | 0.055 | 0.055 | 0.055 | 0.11 | 0.16 | 0.26 | 0.5 | 0.67 | 0.74 | 0.74 | 0.74 | 0.74 | 0.74 | 0.74 | 0.7 | 0.64 | 0.5 | 0.31 | 0.22 | 0.18 | 0.14 | 0.1 | 0.1 | From eQ_Lib.dat in MASControl 2017
D17_OfS_StCond_CFL_Yr | Lighting | FRACTION | Wknd | 2014-01-01 | 2014-12-31 | Hourly | 0.05 | 0.05 | 0.05 | 0.05 | 0.05 | 0.05 | 0.05 | 0.2167 | 0.32 | 0.32 | 0.32 | 0.32 | 0.32 | 0.32 | 0.32 | 0.32 | 0.32 | 0.05 | 0.05 | 0.05 | 0.05 | 0.05 | 0.05 | 0.05 | From eQ_Lib.dat in MASControl 2017
D17_OfS_StCond_CFL_Yr | Lighting | FRACTION | WntrDsn | 2014-01-01 | 2014-12-31 | Constant | 0 | [23 empty] | From eQ_Lib.dat in MASControl 2017
D17_OfS_StCond_CFL_Yr | Lighting | FRACTION | SmrDsn | 2014-01-01 | 2014-12-31 | Constant | 1 | [23 empty] | From eQ_Lib.dat in MASControl 2017
D17_OfS_StCond_CFL_Yr | Lighting | FRACTION | Hol | 2014-01-01 | 2014-12-31 | Hourly | 0.05 | 0.05 | 0.05 | 0.05 | 0.05 | 0.05 | 0.05 | 0.2167 | 0.32 | 0.32 | 0.32 | 0.32 | 0.32 | 0.32 | 0.32 | 0.32 | 0.32 | 0.05 | 0.05 | 0.05 | 0.05 | 0.05 | 0.05 | 0.05 | From eQ_Lib.dat in MASControl 2017
D17_OfS_StCond_LF_Yr | Lighting | FRACTION | Default¦Wkdy | 2014-01-01 | 2014-12-31 | Hourly | 0.055 | 0.055 | 0.055 | 0.055 | 0.11 | 0.16 | 0.26 | 0.5 | 0.67 | 0.74 | 0.74 | 0.74 | 0.74 | 0.74 | 0.74 | 0.7 | 0.64 | 0.5 | 0.31 | 0.22 | 0.18 | 0.14 | 0.1 | 0.1 | From eQ_Lib.dat in MASControl 2017
D17_OfS_StCond_LF_Yr | Lighting | FRACTION | Wknd | 2014-01-01 | 2014-12-31 | Hourly | 0.05 | 0.05 | 0.05 | 0.05 | 0.05 | 0.05 | 0.05 | 0.2167 | 0.32 | 0.32 | 0.32 | 0.32 | 0.32 | 0.32 | 0.32 | 0.32 | 0.32 | 0.05 | 0.05 | 0.05 | 0.05 | 0.05 | 0.05 | 0.05 | From eQ_Lib.dat in MASControl 2017
D17_OfS_StCond_LF_Yr | Lighting | FRACTION | WntrDsn | 2014-01-01 | 2014-12-31 | Constant | 0 | [23 empty] | From eQ_Lib.dat in MASControl 2017
D17_OfS_StCond_LF_Yr | Lighting | FRACTION | SmrDsn | 2014-01-01 | 2014-12-31 | Constant | 1 | [23 empty] | From eQ_Lib.dat in MASControl 2017
D17_OfS_StCond_LF_Yr | Lighting | FRACTION | Hol | 2014-01-01 | 2014-12-31 | Hourly | 0.05 | 0.05 | 0.05 | 0.05 | 0.05 | 0.05 | 0.05 | 0.2167 | 0.32 | 0.32 | 0.32 | 0.32 | 0.32 | 0.32 | 0.32 | 0.32 | 0.32 | 0.05 | 0.05 | 0.05 | 0.05 | 0.05 | 0.05 | 0.05 | From eQ_Lib.dat in MASControl 2017
D17_RFF_Cordr_CFL_Yr | Lighting | FRACTION | Default¦Wkdy | 2014-01-01 | 2014-12-31 | Hourly | 0.14 | 0.14 | 0.14 | 0.14 | 0.14 | 0.2482 | 0.3563 | 0.3924 | 0.3924 | 0.3924 | 0.6447 | 0.8125 | 0.8125 | 0.8125 | 0.8125 | 0.8125 | 0.8125 | 0.8125 | 0.8125 | 0.8125 | 0.8125 | 0.8125 | 0.6 | 0.6 | From eQ_Lib.dat in MASControl 2017
D17_RFF_Cordr_CFL_Yr | Lighting | FRACTION | Wknd | 2014-01-01 | 2014-12-31 | Hourly | 0.14 | 0.14 | 0.14 | 0.14 | 0.14 | 0.265 | 0.37 | 0.405 | 0.405 | 0.405 | 0.65 | 0.8125 | 0.8125 | 0.8125 | 0.8125 | 0.8125 | 0.8125 | 0.8125 | 0.8125 | 0.8125 | 0.8125 | 0.8125 | 0.6 | 0.6 | From eQ_Lib.dat in MASControl 2017
D17_RFF_Cordr_CFL_Yr | Lighting | FRACTION | WntrDsn | 2014-01-01 | 2014-12-31 | Constant | 0 | [23 empty] | From eQ_Lib.dat in MASControl 2017
D17_RFF_Cordr_CFL_Yr | Lighting | FRACTION | SmrDsn | 2014-01-01 | 2014-12-31 | Constant | 1 | [23 empty] | From eQ_Lib.dat in MASControl 2017
D17_RFF_Cordr_CFL_Yr | Lighting | FRACTION | Hol | 2014-01-01 | 2014-12-31 | Hourly | 0.14 | 0.14 | 0.14 | 0.14 | 0.14 | 0.265 | 0.37 | 0.405 | 0.405 | 0.405 | 0.65 | 0.8125 | 0.8125 | 0.8125 | 0.8125 | 0.8125 | 0.8125 | 0.8125 | 0.8125 | 0.8125 | 0.8125 | 0.8125 | 0.6 | 0.6 | From eQ_Lib.dat in MASControl 2017
D17_RFF_Cordr_LF_Yr | Lighting | FRACTION | Default¦Wkdy | 2014-01-01 | 2014-12-31 | Hourly | 0.14 | 0.14 | 0.14 | 0.14 | 0.14 | 0.2482 | 0.3563 | 0.3924 | 0.3924 | 0.3924 | 0.6447 | 0.8125 | 0.8125 | 0.8125 | 0.8125 | 0.8125 | 0.8125 | 0.8125 | 0.8125 | 0.8125 | 0.8125 | 0.8125 | 0.6 | 0.6 | From eQ_Lib.dat in MASControl 2017
D17_RFF_Cordr_LF_Yr | Lighting | FRACTION | Wknd | 2014-01-01 | 2014-12-31 | Hourly | 0.14 | 0.14 | 0.14 | 0.14 | 0.14 | 0.265 | 0.37 | 0.405 | 0.405 | 0.405 | 0.65 | 0.8125 | 0.8125 | 0.8125 | 0.8125 | 0.8125 | 0.8125 | 0.8125 | 0.8125 | 0.8125 | 0.8125 | 0.8125 | 0.6 | 0.6 | From eQ_Lib.dat in MASControl 2017
D17_RFF_Cordr_LF_Yr | Lighting | FRACTION | WntrDsn | 2014-01-01 | 2014-12-31 | Constant | 0 | [23 empty] | From eQ_Lib.dat in MASControl 2017
D17_RFF_Cordr_LF_Yr | Lighting | FRACTION | SmrDsn | 2014-01-01 | 2014-12-31 | Constant | 1 | [23 empty] | From eQ_Lib.dat in MASControl 2017
D17_RFF_Cordr_LF_Yr | Lighting | FRACTION | Hol | 2014-01-01 | 2014-12-31 | Hourly | 0.14 | 0.14 | 0.14 | 0.14 | 0.14 | 0.265 | 0.37 | 0.405 | 0.405 | 0.405 | 0.65 | 0.8125 | 0.8125 | 0.8125 | 0.8125 | 0.8125 | 0.8125 | 0.8125 | 0.8125 | 0.8125 | 0.8125 | 0.8125 | 0.6 | 0.6 | From eQ_Lib.dat in MASControl 2017
D17_RFF_Din_CFL_Yr | Lighting | FRACTION | Default¦Wkdy | 2014-01-01 | 2014-12-31 | Hourly | 0.14 | 0.14 | 0.14 | 0.14 | 0.14 | 0.2482 | 0.3563 | 0.3924 | 0.3924 | 0.3924 | 0.6447 | 0.8125 | 0.8125 | 0.8125 | 0.8125 | 0.8125 | 0.8125 | 0.8125 | 0.8125 | 0.8125 | 0.8125 | 0.8125 | 0.6 | 0.6 | From eQ_Lib.dat in MASControl 2017
D17_RFF_Din_CFL_Yr | Lighting | FRACTION | Wknd | 2014-01-01 | 2014-12-31 | Hourly | 0.14 | 0.14 | 0.14 | 0.14 | 0.14 | 0.265 | 0.37 | 0.405 | 0.405 | 0.405 | 0.65 | 0.8125 | 0.8125 | 0.8125 | 0.8125 | 0.8125 | 0.8125 | 0.8125 | 0.8125 | 0.8125 | 0.8125 | 0.8125 | 0.6 | 0.6 | From eQ_Lib.dat in MASControl 2017
D17_RFF_Din_CFL_Yr | Lighting | FRACTION | WntrDsn | 2014-01-01 | 2014-12-31 | Constant | 0 | [23 empty] | From eQ_Lib.dat in MASControl 2017
D17_RFF_Din_CFL_Yr | Lighting | FRACTION | SmrDsn | 2014-01-01 | 2014-12-31 | Constant | 1 | [23 empty] | From eQ_Lib.dat in MASControl 2017
D17_RFF_Din_CFL_Yr | Lighting | FRACTION | Hol | 2014-01-01 | 2014-12-31 | Hourly | 0.14 | 0.14 | 0.14 | 0.14 | 0.14 | 0.265 | 0.37 | 0.405 | 0.405 | 0.405 | 0.65 | 0.8125 | 0.8125 | 0.8125 | 0.8125 | 0.8125 | 0.8125 | 0.8125 | 0.8125 | 0.8125 | 0.8125 | 0.8125 | 0.6 | 0.6 | From eQ_Lib.dat in MASControl 2017
D17_RFF_Din_HB_Yr | Lighting | FRACTION | Default¦Wkdy | 2014-01-01 | 2014-12-31 | Hourly | 0.14 | 0.14 | 0.14 | 0.14 | 0.14 | 0.2482 | 0.3563 | 0.3924 | 0.3924 | 0.3924 | 0.6447 | 0.8125 | 0.8125 | 0.8125 | 0.8125 | 0.8125 | 0.8125 | 0.8125 | 0.8125 | 0.8125 | 0.8125 | 0.8125 | 0.6 | 0.6 | From eQ_Lib.dat in MASControl 2017
D17_RFF_Din_HB_Yr | Lighting | FRACTION | Wknd | 2014-01-01 | 2014-12-31 | Hourly | 0.14 | 0.14 | 0.14 | 0.14 | 0.14 | 0.265 | 0.37 | 0.405 | 0.405 | 0.405 | 0.65 | 0.8125 | 0.8125 | 0.8125 | 0.8125 | 0.8125 | 0.8125 | 0.8125 | 0.8125 | 0.8125 | 0.8125 | 0.8125 | 0.6 | 0.6 | From eQ_Lib.dat in MASControl 2017
D17_RFF_Din_HB_Yr | Lighting | FRACTION | WntrDsn | 2014-01-01 | 2014-12-31 | Constant | 0 | [23 empty] | From eQ_Lib.dat in MASControl 2017
D17_RFF_Din_HB_Yr | Lighting | FRACTION | SmrDsn | 2014-01-01 | 2014-12-31 | Constant | 1 | [23 empty] | From eQ_Lib.dat in MASControl 2017
D17_RFF_Din_HB_Yr | Lighting | FRACTION | Hol | 2014-01-01 | 2014-12-31 | Hourly | 0.14 | 0.14 | 0.14 | 0.14 | 0.14 | 0.265 | 0.37 | 0.405 | 0.405 | 0.405 | 0.65 | 0.8125 | 0.8125 | 0.8125 | 0.8125 | 0.8125 | 0.8125 | 0.8125 | 0.8125 | 0.8125 | 0.8125 | 0.8125 | 0.6 | 0.6 | From eQ_Lib.dat in MASControl 2017
D17_RFF_Din_LF_Yr | Lighting | FRACTION | Default¦Wkdy | 2014-01-01 | 2014-12-31 | Hourly | 0.14 | 0.14 | 0.14 | 0.14 | 0.14 | 0.2482 | 0.3563 | 0.3924 | 0.3924 | 0.3924 | 0.6447 | 0.8125 | 0.8125 | 0.8125 | 0.8125 | 0.8125 | 0.8125 | 0.8125 | 0.8125 | 0.8125 | 0.8125 | 0.8125 | 0.6 | 0.6 | From eQ_Lib.dat in MASControl 2017
D17_RFF_Din_LF_Yr | Lighting | FRACTION | Wknd | 2014-01-01 | 2014-12-31 | Hourly | 0.14 | 0.14 | 0.14 | 0.14 | 0.14 | 0.265 | 0.37 | 0.405 | 0.405 | 0.405 | 0.65 | 0.8125 | 0.8125 | 0.8125 | 0.8125 | 0.8125 | 0.8125 | 0.8125 | 0.8125 | 0.8125 | 0.8125 | 0.8125 | 0.6 | 0.6 | From eQ_Lib.dat in MASControl 2017
D17_RFF_Din_LF_Yr | Lighting | FRACTION | WntrDsn | 2014-01-01 | 2014-12-31 | Constant | 0 | [23 empty] | From eQ_Lib.dat in MASControl 2017
D17_RFF_Din_LF_Yr | Lighting | FRACTION | SmrDsn | 2014-01-01 | 2014-12-31 | Constant | 1 | [23 empty] | From eQ_Lib.dat in MASControl 2017
D17_RFF_Din_LF_Yr | Lighting | FRACTION | Hol | 2014-01-01 | 2014-12-31 | Hourly | 0.14 | 0.14 | 0.14 | 0.14 | 0.14 | 0.265 | 0.37 | 0.405 | 0.405 | 0.405 | 0.65 | 0.8125 | 0.8125 | 0.8125 | 0.8125 | 0.8125 | 0.8125 | 0.8125 | 0.8125 | 0.8125 | 0.8125 | 0.8125 | 0.6 | 0.6 | From eQ_Lib.dat in MASControl 2017
D17_RFF_Ktchn_CFL_Yr | Lighting | FRACTION | SmrDsn | 2014-01-01 | 2014-12-31 | Constant | 1 | [23 empty] | From eQ_Lib.dat in MASControl 2017
D17_RFF_Ktchn_CFL_Yr | Lighting | FRACTION | WntrDsn | 2014-01-01 | 2014-12-31 | Constant | 0 | [23 empty] | From eQ_Lib.dat in MASControl 2017
D17_RFF_Ktchn_CFL_Yr | Lighting | FRACTION | Default¦Hol | 2014-01-01 | 2014-12-31 | Hourly | 0.05 | 0.05 | 0.05 | 0.05 | 0.3 | 0.3 | 0.3395 | 0.3711 | 0.3711 | 0.3711 | 0.5921 | 0.8125 | 0.8125 | 0.8125 | 0.8125 | 0.8125 | 0.8125 | 0.8125 | 0.8125 | 0.8125 | 0.8125 | 0.8125 | 0.7 | 0.7 | From eQ_Lib.dat in MASControl 2017
D17_RFF_Ktchn_LF_Yr | Lighting | FRACTION | SmrDsn | 2014-01-01 | 2014-12-31 | Constant | 1 | [23 empty] | From eQ_Lib.dat in MASControl 2017
D17_RFF_Ktchn_LF_Yr | Lighting | FRACTION | WntrDsn | 2014-01-01 | 2014-12-31 | Constant | 0 | [23 empty] | From eQ_Lib.dat in MASControl 2017
D17_RFF_Ktchn_LF_Yr | Lighting | FRACTION | Default¦Hol | 2014-01-01 | 2014-12-31 | Hourly | 0.05 | 0.05 | 0.05 | 0.05 | 0.3 | 0.3 | 0.3395 | 0.3711 | 0.3711 | 0.3711 | 0.5921 | 0.8125 | 0.8125 | 0.8125 | 0.8125 | 0.8125 | 0.8125 | 0.8125 | 0.8125 | 0.8125 | 0.8125 | 0.8125 | 0.7 | 0.7 | From eQ_Lib.dat in MASControl 2017
D17_RFF_LobWt_CFL_Yr | Lighting | FRACTION | Default¦Wkdy | 2014-01-01 | 2014-12-31 | Hourly | 0.14 | 0.14 | 0.14 | 0.14 | 0.14 | 0.2482 | 0.3563 | 0.3924 | 0.3924 | 0.3924 | 0.6447 | 0.8125 | 0.8125 | 0.8125 | 0.8125 | 0.8125 | 0.8125 | 0.8125 | 0.8125 | 0.8125 | 0.8125 | 0.8125 | 0.6 | 0.6 | From eQ_Lib.dat in MASControl 2017
D17_RFF_LobWt_CFL_Yr | Lighting | FRACTION | Wknd | 2014-01-01 | 2014-12-31 | Hourly | 0.14 | 0.14 | 0.14 | 0.14 | 0.14 | 0.265 | 0.37 | 0.405 | 0.405 | 0.405 | 0.65 | 0.8125 | 0.8125 | 0.8125 | 0.8125 | 0.8125 | 0.8125 | 0.8125 | 0.8125 | 0.8125 | 0.8125 | 0.8125 | 0.6 | 0.6 | From eQ_Lib.dat in MASControl 2017
D17_RFF_LobWt_CFL_Yr | Lighting | FRACTION | WntrDsn | 2014-01-01 | 2014-12-31 | Constant | 0 | [23 empty] | From eQ_Lib.dat in MASControl 2017
D17_RFF_LobWt_CFL_Yr | Lighting | FRACTION | SmrDsn | 2014-01-01 | 2014-12-31 | Constant | 1 | [23 empty] | From eQ_Lib.dat in MASControl 2017
D17_RFF_LobWt_CFL_Yr | Lighting | FRACTION | Hol | 2014-01-01 | 2014-12-31 | Hourly | 0.14 | 0.14 | 0.14 | 0.14 | 0.14 | 0.265 | 0.37 | 0.405 | 0.405 | 0.405 | 0.65 | 0.8125 | 0.8125 | 0.8125 | 0.8125 | 0.8125 | 0.8125 | 0.8125 | 0.8125 | 0.8125 | 0.8125 | 0.8125 | 0.6 | 0.6 | From eQ_Lib.dat in MASControl 2017
D17_RFF_LobWt_HB_Yr | Lighting | FRACTION | Default¦Wkdy | 2014-01-01 | 2014-12-31 | Hourly | 0.14 | 0.14 | 0.14 | 0.14 | 0.14 | 0.2482 | 0.3563 | 0.3924 | 0.3924 | 0.3924 | 0.6447 | 0.8125 | 0.8125 | 0.8125 | 0.8125 | 0.8125 | 0.8125 | 0.8125 | 0.8125 | 0.8125 | 0.8125 | 0.8125 | 0.6 | 0.6 | From eQ_Lib.dat in MASControl 2017
D17_RFF_LobWt_HB_Yr | Lighting | FRACTION | Wknd | 2014-01-01 | 2014-12-31 | Hourly | 0.14 | 0.14 | 0.14 | 0.14 | 0.14 | 0.265 | 0.37 | 0.405 | 0.405 | 0.405 | 0.65 | 0.8125 | 0.8125 | 0.8125 | 0.8125 | 0.8125 | 0.8125 | 0.8125 | 0.8125 | 0.8125 | 0.8125 | 0.8125 | 0.6 | 0.6 | From eQ_Lib.dat in MASControl 2017
D17_RFF_LobWt_HB_Yr | Lighting | FRACTION | WntrDsn | 2014-01-01 | 2014-12-31 | Constant | 0 | [23 empty] | From eQ_Lib.dat in MASControl 2017
D17_RFF_LobWt_HB_Yr | Lighting | FRACTION | SmrDsn | 2014-01-01 | 2014-12-31 | Constant | 1 | [23 empty] | From eQ_Lib.dat in MASControl 2017
D17_RFF_LobWt_HB_Yr | Lighting | FRACTION | Hol | 2014-01-01 | 2014-12-31 | Hourly | 0.14 | 0.14 | 0.14 | 0.14 | 0.14 | 0.265 | 0.37 | 0.405 | 0.405 | 0.405 | 0.65 | 0.8125 | 0.8125 | 0.8125 | 0.8125 | 0.8125 | 0.8125 | 0.8125 | 0.8125 | 0.8125 | 0.8125 | 0.8125 | 0.6 | 0.6 | From eQ_Lib.dat in MASControl 2017
D17_RFF_LobWt_LF_Yr | Lighting | FRACTION | Default¦Wkdy | 2014-01-01 | 2014-12-31 | Hourly | 0.14 | 0.14 | 0.14 | 0.14 | 0.14 | 0.2482 | 0.3563 | 0.3924 | 0.3924 | 0.3924 | 0.6447 | 0.8125 | 0.8125 | 0.8125 | 0.8125 | 0.8125 | 0.8125 | 0.8125 | 0.8125 | 0.8125 | 0.8125 | 0.8125 | 0.6 | 0.6 | From eQ_Lib.dat in MASControl 2017
D17_RFF_LobWt_LF_Yr | Lighting | FRACTION | Wknd | 2014-01-01 | 2014-12-31 | Hourly | 0.14 | 0.14 | 0.14 | 0.14 | 0.14 | 0.265 | 0.37 | 0.405 | 0.405 | 0.405 | 0.65 | 0.8125 | 0.8125 | 0.8125 | 0.8125 | 0.8125 | 0.8125 | 0.8125 | 0.8125 | 0.8125 | 0.8125 | 0.8125 | 0.6 | 0.6 | From eQ_Lib.dat in MASControl 2017
D17_RFF_LobWt_LF_Yr | Lighting | FRACTION | WntrDsn | 2014-01-01 | 2014-12-31 | Constant | 0 | [23 empty] | From eQ_Lib.dat in MASControl 2017
D17_RFF_LobWt_LF_Yr | Lighting | FRACTION | SmrDsn | 2014-01-01 | 2014-12-31 | Constant | 1 | [23 empty] | From eQ_Lib.dat in MASControl 2017
D17_RFF_LobWt_LF_Yr | Lighting | FRACTION | Hol | 2014-01-01 | 2014-12-31 | Hourly | 0.14 | 0.14 | 0.14 | 0.14 | 0.14 | 0.265 | 0.37 | 0.405 | 0.405 | 0.405 | 0.65 | 0.8125 | 0.8125 | 0.8125 | 0.8125 | 0.8125 | 0.8125 | 0.8125 | 0.8125 | 0.8125 | 0.8125 | 0.8125 | 0.6 | 0.6 | From eQ_Lib.dat in MASControl 2017
D17_RFF_OffGen_CFL_Yr | Lighting | FRACTION | Default¦Wkdy | 2014-01-01 | 2014-12-31 | Hourly | 0.14 | 0.14 | 0.14 | 0.14 | 0.14 | 0.2482 | 0.3563 | 0.3924 | 0.3924 | 0.3924 | 0.6447 | 0.8125 | 0.8125 | 0.8125 | 0.8125 | 0.8125 | 0.8125 | 0.8125 | 0.8125 | 0.8125 | 0.8125 | 0.8125 | 0.6 | 0.6 | From eQ_Lib.dat in MASControl 2017
D17_RFF_OffGen_CFL_Yr | Lighting | FRACTION | Wknd | 2014-01-01 | 2014-12-31 | Hourly | 0.14 | 0.14 | 0.14 | 0.14 | 0.14 | 0.265 | 0.37 | 0.405 | 0.405 | 0.405 | 0.65 | 0.8125 | 0.8125 | 0.8125 | 0.8125 | 0.8125 | 0.8125 | 0.8125 | 0.8125 | 0.8125 | 0.8125 | 0.8125 | 0.6 | 0.6 | From eQ_Lib.dat in MASControl 2017
D17_RFF_OffGen_CFL_Yr | Lighting | FRACTION | WntrDsn | 2014-01-01 | 2014-12-31 | Constant | 0 | [23 empty] | From eQ_Lib.dat in MASControl 2017
D17_RFF_OffGen_CFL_Yr | Lighting | FRACTION | SmrDsn | 2014-01-01 | 2014-12-31 | Constant | 1 | [23 empty] | From eQ_Lib.dat in MASControl 2017
D17_RFF_OffGen_CFL_Yr | Lighting | FRACTION | Hol | 2014-01-01 | 2014-12-31 | Hourly | 0.14 | 0.14 | 0.14 | 0.14 | 0.14 | 0.265 | 0.37 | 0.405 | 0.405 | 0.405 | 0.65 | 0.8125 | 0.8125 | 0.8125 | 0.8125 | 0.8125 | 0.8125 | 0.8125 | 0.8125 | 0.8125 | 0.8125 | 0.8125 | 0.6 | 0.6 | From eQ_Lib.dat in MASControl 2017
D17_RFF_OffGen_LF_Yr | Lighting | FRACTION | Default¦Wkdy | 2014-01-01 | 2014-12-31 | Hourly | 0.14 | 0.14 | 0.14 | 0.14 | 0.14 | 0.2482 | 0.3563 | 0.3924 | 0.3924 | 0.3924 | 0.6447 | 0.8125 | 0.8125 | 0.8125 | 0.8125 | 0.8125 | 0.8125 | 0.8125 | 0.8125 | 0.8125 | 0.8125 | 0.8125 | 0.6 | 0.6 | From eQ_Lib.dat in MASControl 2017
D17_RFF_OffGen_LF_Yr | Lighting | FRACTION | Wknd | 2014-01-01 | 2014-12-31 | Hourly | 0.14 | 0.14 | 0.14 | 0.14 | 0.14 | 0.265 | 0.37 | 0.405 | 0.405 | 0.405 | 0.65 | 0.8125 | 0.8125 | 0.8125 | 0.8125 | 0.8125 | 0.8125 | 0.8125 | 0.8125 | 0.8125 | 0.8125 | 0.8125 | 0.6 | 0.6 | From eQ_Lib.dat in MASControl 2017
D17_RFF_OffGen_LF_Yr | Lighting | FRACTION | WntrDsn | 2014-01-01 | 2014-12-31 | Constant | 0 | [23 empty] | From eQ_Lib.dat in MASControl 2017
D17_RFF_OffGen_LF_Yr | Lighting | FRACTION | SmrDsn | 2014-01-01 | 2014-12-31 | Constant | 1 | [23 empty] | From eQ_Lib.dat in MASControl 2017
D17_RFF_OffGen_LF_Yr | Lighting | FRACTION | Hol | 2014-01-01 | 2014-12-31 | Hourly | 0.14 | 0.14 | 0.14 | 0.14 | 0.14 | 0.265 | 0.37 | 0.405 | 0.405 | 0.405 | 0.65 | 0.8125 | 0.8125 | 0.8125 | 0.8125 | 0.8125 | 0.8125 | 0.8125 | 0.8125 | 0.8125 | 0.8125 | 0.8125 | 0.6 | 0.6 | From eQ_Lib.dat in MASControl 2017
D17_RFF_Restrm_CFL_Yr | Lighting | FRACTION | Default¦Wkdy | 2014-01-01 | 2014-12-31 | Hourly | 0.14 | 0.14 | 0.14 | 0.14 | 0.14 | 0.2482 | 0.3563 | 0.3924 | 0.3924 | 0.3924 | 0.6447 | 0.8125 | 0.8125 | 0.8125 | 0.8125 | 0.8125 | 0.8125 | 0.8125 | 0.8125 | 0.8125 | 0.8125 | 0.8125 | 0.6 | 0.6 | From eQ_Lib.dat in MASControl 2017
D17_RFF_Restrm_CFL_Yr | Lighting | FRACTION | Wknd | 2014-01-01 | 2014-12-31 | Hourly | 0.14 | 0.14 | 0.14 | 0.14 | 0.14 | 0.265 | 0.37 | 0.405 | 0.405 | 0.405 | 0.65 | 0.8125 | 0.8125 | 0.8125 | 0.8125 | 0.8125 | 0.8125 | 0.8125 | 0.8125 | 0.8125 | 0.8125 | 0.8125 | 0.6 | 0.6 | From eQ_Lib.dat in MASControl 2017
D17_RFF_Restrm_CFL_Yr | Lighting | FRACTION | WntrDsn | 2014-01-01 | 2014-12-31 | Constant | 0 | [23 empty] | From eQ_Lib.dat in MASControl 2017
D17_RFF_Restrm_CFL_Yr | Lighting | FRACTION | SmrDsn | 2014-01-01 | 2014-12-31 | Constant | 1 | [23 empty] | From eQ_Lib.dat in MASControl 2017
D17_RFF_Restrm_CFL_Yr | Lighting | FRACTION | Hol | 2014-01-01 | 2014-12-31 | Hourly | 0.14 | 0.14 | 0.14 | 0.14 | 0.14 | 0.265 | 0.37 | 0.405 | 0.405 | 0.405 | 0.65 | 0.8125 | 0.8125 | 0.8125 | 0.8125 | 0.8125 | 0.8125 | 0.8125 | 0.8125 | 0.8125 | 0.8125 | 0.8125 | 0.6 | 0.6 | From eQ_Lib.dat in MASControl 2017
D17_RFF_Restrm_LF_Yr | Lighting | FRACTION | Default¦Wkdy | 2014-01-01 | 2014-12-31 | Hourly | 0.14 | 0.14 | 0.14 | 0.14 | 0.14 | 0.2482 | 0.3563 | 0.3924 | 0.3924 | 0.3924 | 0.6447 | 0.8125 | 0.8125 | 0.8125 | 0.8125 | 0.8125 | 0.8125 | 0.8125 | 0.8125 | 0.8125 | 0.8125 | 0.8125 | 0.6 | 0.6 | From eQ_Lib.dat in MASControl 2017
D17_RFF_Restrm_LF_Yr | Lighting | FRACTION | Wknd | 2014-01-01 | 2014-12-31 | Hourly | 0.14 | 0.14 | 0.14 | 0.14 | 0.14 | 0.265 | 0.37 | 0.405 | 0.405 | 0.405 | 0.65 | 0.8125 | 0.8125 | 0.8125 | 0.8125 | 0.8125 | 0.8125 | 0.8125 | 0.8125 | 0.8125 | 0.8125 | 0.8125 | 0.6 | 0.6 | From eQ_Lib.dat in MASControl 2017
D17_RFF_Restrm_LF_Yr | Lighting | FRACTION | WntrDsn | 2014-01-01 | 2014-12-31 | Constant | 0 | [23 empty] | From eQ_Lib.dat in MASControl 2017
D17_RFF_Restrm_LF_Yr | Lighting | FRACTION | SmrDsn | 2014-01-01 | 2014-12-31 | Constant | 1 | [23 empty] | From eQ_Lib.dat in MASControl 2017
D17_RFF_Restrm_LF_Yr | Lighting | FRACTION | Hol | 2014-01-01 | 2014-12-31 | Hourly | 0.14 | 0.14 | 0.14 | 0.14 | 0.14 | 0.265 | 0.37 | 0.405 | 0.405 | 0.405 | 0.65 | 0.8125 | 0.8125 | 0.8125 | 0.8125 | 0.8125 | 0.8125 | 0.8125 | 0.8125 | 0.8125 | 0.8125 | 0.8125 | 0.6 | 0.6 | From eQ_Lib.dat in MASControl 2017
D17_RFF_Stock_CFL_Yr | Lighting | FRACTION | SmrDsn | 2014-01-01 | 2014-12-31 | Constant | 1 | [23 empty] | From eQ_Lib.dat in MASControl 2017
D17_RFF_Stock_CFL_Yr | Lighting | FRACTION | WntrDsn | 2014-01-01 | 2014-12-31 | Constant | 0 | [23 empty] | From eQ_Lib.dat in MASControl 2017
D17_RFF_Stock_CFL_Yr | Lighting | FRACTION | Default¦Hol | 2014-01-01 | 2014-12-31 | Hourly | 0.05 | 0.05 | 0.05 | 0.05 | 0.3 | 0.3 | 0.3395 | 0.3711 | 0.3711 | 0.3711 | 0.5921 | 0.8125 | 0.8125 | 0.8125 | 0.8125 | 0.8125 | 0.8125 | 0.8125 | 0.8125 | 0.8125 | 0.8125 | 0.8125 | 0.7 | 0.7 | From eQ_Lib.dat in MASControl 2017
D17_RFF_Stock_LF_Yr | Lighting | FRACTION | SmrDsn | 2014-01-01 | 2014-12-31 | Constant | 1 | [23 empty] | From eQ_Lib.dat in MASControl 2017
D17_RFF_Stock_LF_Yr | Lighting | FRACTION | WntrDsn | 2014-01-01 | 2014-12-31 | Constant | 0 | [23 empty] | From eQ_Lib.dat in MASControl 2017
D17_RFF_Stock_LF_Yr | Lighting | FRACTION | Default¦Hol | 2014-01-01 | 2014-12-31 | Hourly | 0.05 | 0.05 | 0.05 | 0.05 | 0.3 | 0.3 | 0.3395 | 0.3711 | 0.3711 | 0.3711 | 0.5921 | 0.8125 | 0.8125 | 0.8125 | 0.8125 | 0.8125 | 0.8125 | 0.8125 | 0.8125 | 0.8125 | 0.8125 | 0.8125 | 0.7 | 0.7 | From eQ_Lib.dat in MASControl 2017
D17_RSD_Cordr_CFL_Yr | Lighting | FRACTION | Default¦Wkdy | 2014-01-01 | 2014-12-31 | Hourly | 0.14 | 0.14 | 0.14 | 0.14 | 0.14 | 0.14 | 0.14 | 0.4645 | 0.8 | 0.8 | 0.8 | 0.8 | 0.8 | 0.8 | 0.8 | 0.8 | 0.8 | 0.8 | 0.8 | 0.8 | 0.8 | 0.6087 | 0.4645 | 0.1761 | From eQ_Lib.dat in MASControl 2017
D17_RSD_Cordr_CFL_Yr | Lighting | FRACTION | Wknd | 2014-01-01 | 2014-12-31 | Hourly | 0.14 | 0.14 | 0.14 | 0.14 | 0.14 | 0.14 | 0.14 | 0.4645 | 0.8 | 0.8 | 0.8 | 0.8 | 0.8 | 0.8 | 0.8 | 0.8 | 0.8 | 0.8 | 0.8 | 0.8 | 0.8 | 0.8 | 0.475 | 0.475 | From eQ_Lib.dat in MASControl 2017
D17_RSD_Cordr_CFL_Yr | Lighting | FRACTION | WntrDsn | 2014-01-01 | 2014-12-31 | Constant | 0 | [23 empty] | From eQ_Lib.dat in MASControl 2017
D17_RSD_Cordr_CFL_Yr | Lighting | FRACTION | SmrDsn | 2014-01-01 | 2014-12-31 | Constant | 1 | [23 empty] | From eQ_Lib.dat in MASControl 2017
D17_RSD_Cordr_CFL_Yr | Lighting | FRACTION | Hol | 2014-01-01 | 2014-12-31 | Hourly | 0.14 | 0.14 | 0.14 | 0.14 | 0.14 | 0.14 | 0.14 | 0.4645 | 0.8 | 0.8 | 0.8 | 0.8 | 0.8 | 0.8 | 0.8 | 0.8 | 0.8 | 0.8 | 0.8 | 0.8 | 0.8 | 0.8 | 0.475 | 0.475 | From eQ_Lib.dat in MASControl 2017
D17_RSD_Cordr_LF_Yr | Lighting | FRACTION | Default¦Wkdy | 2014-01-01 | 2014-12-31 | Hourly | 0.14 | 0.14 | 0.14 | 0.14 | 0.14 | 0.14 | 0.14 | 0.4645 | 0.8 | 0.8 | 0.8 | 0.8 | 0.8 | 0.8 | 0.8 | 0.8 | 0.8 | 0.8 | 0.8 | 0.8 | 0.8 | 0.6087 | 0.4645 | 0.1761 | From eQ_Lib.dat in MASControl 2017
D17_RSD_Cordr_LF_Yr | Lighting | FRACTION | Wknd | 2014-01-01 | 2014-12-31 | Hourly | 0.14 | 0.14 | 0.14 | 0.14 | 0.14 | 0.14 | 0.14 | 0.4645 | 0.8 | 0.8 | 0.8 | 0.8 | 0.8 | 0.8 | 0.8 | 0.8 | 0.8 | 0.8 | 0.8 | 0.8 | 0.8 | 0.8 | 0.475 | 0.475 | From eQ_Lib.dat in MASControl 2017
D17_RSD_Cordr_LF_Yr | Lighting | FRACTION | WntrDsn | 2014-01-01 | 2014-12-31 | Constant | 0 | [23 empty] | From eQ_Lib.dat in MASControl 2017
D17_RSD_Cordr_LF_Yr | Lighting | FRACTION | SmrDsn | 2014-01-01 | 2014-12-31 | Constant | 1 | [23 empty] | From eQ_Lib.dat in MASControl 2017
D17_RSD_Cordr_LF_Yr | Lighting | FRACTION | Hol | 2014-01-01 | 2014-12-31 | Hourly | 0.14 | 0.14 | 0.14 | 0.14 | 0.14 | 0.14 | 0.14 | 0.4645 | 0.8 | 0.8 | 0.8 | 0.8 | 0.8 | 0.8 | 0.8 | 0.8 | 0.8 | 0.8 | 0.8 | 0.8 | 0.8 | 0.8 | 0.475 | 0.475 | From eQ_Lib.dat in MASControl 2017
D17_RSD_Din_CFL_Yr | Lighting | FRACTION | Default¦Wkdy | 2014-01-01 | 2014-12-31 | Hourly | 0.14 | 0.14 | 0.14 | 0.14 | 0.14 | 0.14 | 0.14 | 0.4645 | 0.8 | 0.8 | 0.8 | 0.8 | 0.8 | 0.8 | 0.8 | 0.8 | 0.8 | 0.8 | 0.8 | 0.8 | 0.8 | 0.6087 | 0.4645 | 0.1761 | From eQ_Lib.dat in MASControl 2017
D17_RSD_Din_CFL_Yr | Lighting | FRACTION | Wknd | 2014-01-01 | 2014-12-31 | Hourly | 0.14 | 0.14 | 0.14 | 0.14 | 0.14 | 0.14 | 0.14 | 0.4645 | 0.8 | 0.8 | 0.8 | 0.8 | 0.8 | 0.8 | 0.8 | 0.8 | 0.8 | 0.8 | 0.8 | 0.8 | 0.8 | 0.8 | 0.475 | 0.475 | From eQ_Lib.dat in MASControl 2017
D17_RSD_Din_CFL_Yr | Lighting | FRACTION | WntrDsn | 2014-01-01 | 2014-12-31 | Constant | 0 | [23 empty] | From eQ_Lib.dat in MASControl 2017
D17_RSD_Din_CFL_Yr | Lighting | FRACTION | SmrDsn | 2014-01-01 | 2014-12-31 | Constant | 1 | [23 empty] | From eQ_Lib.dat in MASControl 2017
D17_RSD_Din_CFL_Yr | Lighting | FRACTION | Hol | 2014-01-01 | 2014-12-31 | Hourly | 0.14 | 0.14 | 0.14 | 0.14 | 0.14 | 0.14 | 0.14 | 0.4645 | 0.8 | 0.8 | 0.8 | 0.8 | 0.8 | 0.8 | 0.8 | 0.8 | 0.8 | 0.8 | 0.8 | 0.8 | 0.8 | 0.8 | 0.475 | 0.475 | From eQ_Lib.dat in MASControl 2017
D17_RSD_Din_HB_Yr | Lighting | FRACTION | Default¦Wkdy | 2014-01-01 | 2014-12-31 | Hourly | 0.14 | 0.14 | 0.14 | 0.14 | 0.14 | 0.14 | 0.14 | 0.4645 | 0.8 | 0.8 | 0.8 | 0.8 | 0.8 | 0.8 | 0.8 | 0.8 | 0.8 | 0.8 | 0.8 | 0.8 | 0.8 | 0.6087 | 0.4645 | 0.1761 | From eQ_Lib.dat in MASControl 2017
D17_RSD_Din_HB_Yr | Lighting | FRACTION | Wknd | 2014-01-01 | 2014-12-31 | Hourly | 0.14 | 0.14 | 0.14 | 0.14 | 0.14 | 0.14 | 0.14 | 0.4645 | 0.8 | 0.8 | 0.8 | 0.8 | 0.8 | 0.8 | 0.8 | 0.8 | 0.8 | 0.8 | 0.8 | 0.8 | 0.8 | 0.8 | 0.475 | 0.475 | From eQ_Lib.dat in MASControl 2017
D17_RSD_Din_HB_Yr | Lighting | FRACTION | WntrDsn | 2014-01-01 | 2014-12-31 | Constant | 0 | [23 empty] | From eQ_Lib.dat in MASControl 2017
D17_RSD_Din_HB_Yr | Lighting | FRACTION | SmrDsn | 2014-01-01 | 2014-12-31 | Constant | 1 | [23 empty] | From eQ_Lib.dat in MASControl 2017
D17_RSD_Din_HB_Yr | Lighting | FRACTION | Hol | 2014-01-01 | 2014-12-31 | Hourly | 0.14 | 0.14 | 0.14 | 0.14 | 0.14 | 0.14 | 0.14 | 0.4645 | 0.8 | 0.8 | 0.8 | 0.8 | 0.8 | 0.8 | 0.8 | 0.8 | 0.8 | 0.8 | 0.8 | 0.8 | 0.8 | 0.8 | 0.475 | 0.475 | From eQ_Lib.dat in MASControl 2017
D17_RSD_Din_LF_Yr | Lighting | FRACTION | Default¦Wkdy | 2014-01-01 | 2014-12-31 | Hourly | 0.14 | 0.14 | 0.14 | 0.14 | 0.14 | 0.14 | 0.14 | 0.4645 | 0.8 | 0.8 | 0.8 | 0.8 | 0.8 | 0.8 | 0.8 | 0.8 | 0.8 | 0.8 | 0.8 | 0.8 | 0.8 | 0.6087 | 0.4645 | 0.1761 | From eQ_Lib.dat in MASControl 2017
D17_RSD_Din_LF_Yr | Lighting | FRACTION | Wknd | 2014-01-01 | 2014-12-31 | Hourly | 0.14 | 0.14 | 0.14 | 0.14 | 0.14 | 0.14 | 0.14 | 0.4645 | 0.8 | 0.8 | 0.8 | 0.8 | 0.8 | 0.8 | 0.8 | 0.8 | 0.8 | 0.8 | 0.8 | 0.8 | 0.8 | 0.8 | 0.475 | 0.475 | From eQ_Lib.dat in MASControl 2017
D17_RSD_Din_LF_Yr | Lighting | FRACTION | WntrDsn | 2014-01-01 | 2014-12-31 | Constant | 0 | [23 empty] | From eQ_Lib.dat in MASControl 2017
D17_RSD_Din_LF_Yr | Lighting | FRACTION | SmrDsn | 2014-01-01 | 2014-12-31 | Constant | 1 | [23 empty] | From eQ_Lib.dat in MASControl 2017
D17_RSD_Din_LF_Yr | Lighting | FRACTION | Hol | 2014-01-01 | 2014-12-31 | Hourly | 0.14 | 0.14 | 0.14 | 0.14 | 0.14 | 0.14 | 0.14 | 0.4645 | 0.8 | 0.8 | 0.8 | 0.8 | 0.8 | 0.8 | 0.8 | 0.8 | 0.8 | 0.8 | 0.8 | 0.8 | 0.8 | 0.8 | 0.475 | 0.475 | From eQ_Lib.dat in MASControl 2017
D17_RSD_Ktchn_CFL_Yr | Lighting | FRACTION | Default¦Wkdy | 2014-01-01 | 2014-12-31 | Hourly | 0.05 | 0.05 | 0.05 | 0.05 | 0.05 | 0.05 | 0.5 | 0.5 | 0.8 | 0.8 | 0.8 | 0.8 | 0.8 | 0.8 | 0.8 | 0.8 | 0.8 | 0.8 | 0.8 | 0.8 | 0.8 | 0.6087 | 0.5 | 0.2 | From eQ_Lib.dat in MASControl 2017
D17_RSD_Ktchn_CFL_Yr | Lighting | FRACTION | Wknd | 2014-01-01 | 2014-12-31 | Hourly | 0.05 | 0.05 | 0.05 | 0.05 | 0.05 | 0.05 | 0.5 | 0.5 | 0.8 | 0.8 | 0.8 | 0.8 | 0.8 | 0.8 | 0.8 | 0.8 | 0.8 | 0.8 | 0.8 | 0.8 | 0.8 | 0.8 | 0.5 | 0.5 | From eQ_Lib.dat in MASControl 2017
D17_RSD_Ktchn_CFL_Yr | Lighting | FRACTION | WntrDsn | 2014-01-01 | 2014-12-31 | Constant | 0 | [23 empty] | From eQ_Lib.dat in MASControl 2017
D17_RSD_Ktchn_CFL_Yr | Lighting | FRACTION | SmrDsn | 2014-01-01 | 2014-12-31 | Constant | 1 | [23 empty] | From eQ_Lib.dat in MASControl 2017
D17_RSD_Ktchn_CFL_Yr | Lighting | FRACTION | Hol | 2014-01-01 | 2014-12-31 | Hourly | 0.05 | 0.05 | 0.05 | 0.05 | 0.05 | 0.05 | 0.5 | 0.5 | 0.8 | 0.8 | 0.8 | 0.8 | 0.8 | 0.8 | 0.8 | 0.8 | 0.8 | 0.8 | 0.8 | 0.8 | 0.8 | 0.8 | 0.5 | 0.5 | From eQ_Lib.dat in MASControl 2017
D17_RSD_Ktchn_LF_Yr | Lighting | FRACTION | Default¦Wkdy | 2014-01-01 | 2014-12-31 | Hourly | 0.05 | 0.05 | 0.05 | 0.05 | 0.05 | 0.05 | 0.5 | 0.5 | 0.8 | 0.8 | 0.8 | 0.8 | 0.8 | 0.8 | 0.8 | 0.8 | 0.8 | 0.8 | 0.8 | 0.8 | 0.8 | 0.6087 | 0.5 | 0.2 | From eQ_Lib.dat in MASControl 2017
D17_RSD_Ktchn_LF_Yr | Lighting | FRACTION | Wknd | 2014-01-01 | 2014-12-31 | Hourly | 0.05 | 0.05 | 0.05 | 0.05 | 0.05 | 0.05 | 0.5 | 0.5 | 0.8 | 0.8 | 0.8 | 0.8 | 0.8 | 0.8 | 0.8 | 0.8 | 0.8 | 0.8 | 0.8 | 0.8 | 0.8 | 0.8 | 0.5 | 0.5 | From eQ_Lib.dat in MASControl 2017
D17_RSD_Ktchn_LF_Yr | Lighting | FRACTION | WntrDsn | 2014-01-01 | 2014-12-31 | Constant | 0 | [23 empty] | From eQ_Lib.dat in MASControl 2017
D17_RSD_Ktchn_LF_Yr | Lighting | FRACTION | SmrDsn | 2014-01-01 | 2014-12-31 | Constant | 1 | [23 empty] | From eQ_Lib.dat in MASControl 2017
D17_RSD_Ktchn_LF_Yr | Lighting | FRACTION | Hol | 2014-01-01 | 2014-12-31 | Hourly | 0.05 | 0.05 | 0.05 | 0.05 | 0.05 | 0.05 | 0.5 | 0.5 | 0.8 | 0.8 | 0.8 | 0.8 | 0.8 | 0.8 | 0.8 | 0.8 | 0.8 | 0.8 | 0.8 | 0.8 | 0.8 | 0.8 | 0.5 | 0.5 | From eQ_Lib.dat in MASControl 2017
D17_RSD_LobWt_CFL_Yr | Lighting | FRACTION | Default¦Wkdy | 2014-01-01 | 2014-12-31 | Hourly | 0.14 | 0.14 | 0.14 | 0.14 | 0.14 | 0.14 | 0.14 | 0.4645 | 0.8 | 0.8 | 0.8 | 0.8 | 0.8 | 0.8 | 0.8 | 0.8 | 0.8 | 0.8 | 0.8 | 0.8 | 0.8 | 0.6087 | 0.4645 | 0.1761 | From eQ_Lib.dat in MASControl 2017
D17_RSD_LobWt_CFL_Yr | Lighting | FRACTION | Wknd | 2014-01-01 | 2014-12-31 | Hourly | 0.14 | 0.14 | 0.14 | 0.14 | 0.14 | 0.14 | 0.14 | 0.4645 | 0.8 | 0.8 | 0.8 | 0.8 | 0.8 | 0.8 | 0.8 | 0.8 | 0.8 | 0.8 | 0.8 | 0.8 | 0.8 | 0.8 | 0.475 | 0.475 | From eQ_Lib.dat in MASControl 2017
D17_RSD_LobWt_CFL_Yr | Lighting | FRACTION | WntrDsn | 2014-01-01 | 2014-12-31 | Constant | 0 | [23 empty] | From eQ_Lib.dat in MASControl 2017
D17_RSD_LobWt_CFL_Yr | Lighting | FRACTION | SmrDsn | 2014-01-01 | 2014-12-31 | Constant | 1 | [23 empty] | From eQ_Lib.dat in MASControl 2017
D17_RSD_LobWt_CFL_Yr | Lighting | FRACTION | Hol | 2014-01-01 | 2014-12-31 | Hourly | 0.14 | 0.14 | 0.14 | 0.14 | 0.14 | 0.14 | 0.14 | 0.4645 | 0.8 | 0.8 | 0.8 | 0.8 | 0.8 | 0.8 | 0.8 | 0.8 | 0.8 | 0.8 | 0.8 | 0.8 | 0.8 | 0.8 | 0.475 | 0.475 | From eQ_Lib.dat in MASControl 2017
D17_RSD_LobWt_HB_Yr | Lighting | FRACTION | Default¦Wkdy | 2014-01-01 | 2014-12-31 | Hourly | 0.14 | 0.14 | 0.14 | 0.14 | 0.14 | 0.14 | 0.14 | 0.4645 | 0.8 | 0.8 | 0.8 | 0.8 | 0.8 | 0.8 | 0.8 | 0.8 | 0.8 | 0.8 | 0.8 | 0.8 | 0.8 | 0.6087 | 0.4645 | 0.1761 | From eQ_Lib.dat in MASControl 2017
D17_RSD_LobWt_HB_Yr | Lighting | FRACTION | Wknd | 2014-01-01 | 2014-12-31 | Hourly | 0.14 | 0.14 | 0.14 | 0.14 | 0.14 | 0.14 | 0.14 | 0.4645 | 0.8 | 0.8 | 0.8 | 0.8 | 0.8 | 0.8 | 0.8 | 0.8 | 0.8 | 0.8 | 0.8 | 0.8 | 0.8 | 0.8 | 0.475 | 0.475 | From eQ_Lib.dat in MASControl 2017
D17_RSD_LobWt_HB_Yr | Lighting | FRACTION | WntrDsn | 2014-01-01 | 2014-12-31 | Constant | 0 | [23 empty] | From eQ_Lib.dat in MASControl 2017
D17_RSD_LobWt_HB_Yr | Lighting | FRACTION | SmrDsn | 2014-01-01 | 2014-12-31 | Constant | 1 | [23 empty] | From eQ_Lib.dat in MASControl 2017
D17_RSD_LobWt_HB_Yr | Lighting | FRACTION | Hol | 2014-01-01 | 2014-12-31 | Hourly | 0.14 | 0.14 | 0.14 | 0.14 | 0.14 | 0.14 | 0.14 | 0.4645 | 0.8 | 0.8 | 0.8 | 0.8 | 0.8 | 0.8 | 0.8 | 0.8 | 0.8 | 0.8 | 0.8 | 0.8 | 0.8 | 0.8 | 0.475 | 0.475 | From eQ_Lib.dat in MASControl 2017
D17_RSD_LobWt_LF_Yr | Lighting | FRACTION | Default¦Wkdy | 2014-01-01 | 2014-12-31 | Hourly | 0.14 | 0.14 | 0.14 | 0.14 | 0.14 | 0.14 | 0.14 | 0.4645 | 0.8 | 0.8 | 0.8 | 0.8 | 0.8 | 0.8 | 0.8 | 0.8 | 0.8 | 0.8 | 0.8 | 0.8 | 0.8 | 0.6087 | 0.4645 | 0.1761 | From eQ_Lib.dat in MASControl 2017
D17_RSD_LobWt_LF_Yr | Lighting | FRACTION | Wknd | 2014-01-01 | 2014-12-31 | Hourly | 0.14 | 0.14 | 0.14 | 0.14 | 0.14 | 0.14 | 0.14 | 0.4645 | 0.8 | 0.8 | 0.8 | 0.8 | 0.8 | 0.8 | 0.8 | 0.8 | 0.8 | 0.8 | 0.8 | 0.8 | 0.8 | 0.8 | 0.475 | 0.475 | From eQ_Lib.dat in MASControl 2017
D17_RSD_LobWt_LF_Yr | Lighting | FRACTION | WntrDsn | 2014-01-01 | 2014-12-31 | Constant | 0 | [23 empty] | From eQ_Lib.dat in MASControl 2017
D17_RSD_LobWt_LF_Yr | Lighting | FRACTION | SmrDsn | 2014-01-01 | 2014-12-31 | Constant | 1 | [23 empty] | From eQ_Lib.dat in MASControl 2017
D17_RSD_LobWt_LF_Yr | Lighting | FRACTION | Hol | 2014-01-01 | 2014-12-31 | Hourly | 0.14 | 0.14 | 0.14 | 0.14 | 0.14 | 0.14 | 0.14 | 0.4645 | 0.8 | 0.8 | 0.8 | 0.8 | 0.8 | 0.8 | 0.8 | 0.8 | 0.8 | 0.8 | 0.8 | 0.8 | 0.8 | 0.8 | 0.475 | 0.475 | From eQ_Lib.dat in MASControl 2017
D17_RSD_OffGen_CFL_Yr | Lighting | FRACTION | Default¦Wkdy | 2014-01-01 | 2014-12-31 | Hourly | 0.14 | 0.14 | 0.14 | 0.14 | 0.14 | 0.14 | 0.14 | 0.4645 | 0.8 | 0.8 | 0.8 | 0.8 | 0.8 | 0.8 | 0.8 | 0.8 | 0.8 | 0.8 | 0.8 | 0.8 | 0.8 | 0.6087 | 0.4645 | 0.1761 | From eQ_Lib.dat in MASControl 2017
D17_RSD_OffGen_CFL_Yr | Lighting | FRACTION | Wknd | 2014-01-01 | 2014-12-31 | Hourly | 0.14 | 0.14 | 0.14 | 0.14 | 0.14 | 0.14 | 0.14 | 0.4645 | 0.8 | 0.8 | 0.8 | 0.8 | 0.8 | 0.8 | 0.8 | 0.8 | 0.8 | 0.8 | 0.8 | 0.8 | 0.8 | 0.8 | 0.475 | 0.475 | From eQ_Lib.dat in MASControl 2017
D17_RSD_OffGen_CFL_Yr | Lighting | FRACTION | WntrDsn | 2014-01-01 | 2014-12-31 | Constant | 0 | [23 empty] | From eQ_Lib.dat in MASControl 2017
D17_RSD_OffGen_CFL_Yr | Lighting | FRACTION | SmrDsn | 2014-01-01 | 2014-12-31 | Constant | 1 | [23 empty] | From eQ_Lib.dat in MASControl 2017
D17_RSD_OffGen_CFL_Yr | Lighting | FRACTION | Hol | 2014-01-01 | 2014-12-31 | Hourly | 0.14 | 0.14 | 0.14 | 0.14 | 0.14 | 0.14 | 0.14 | 0.4645 | 0.8 | 0.8 | 0.8 | 0.8 | 0.8 | 0.8 | 0.8 | 0.8 | 0.8 | 0.8 | 0.8 | 0.8 | 0.8 | 0.8 | 0.475 | 0.475 | From eQ_Lib.dat in MASControl 2017
D17_RSD_OffGen_LF_Yr | Lighting | FRACTION | Default¦Wkdy | 2014-01-01 | 2014-12-31 | Hourly | 0.14 | 0.14 | 0.14 | 0.14 | 0.14 | 0.14 | 0.14 | 0.4645 | 0.8 | 0.8 | 0.8 | 0.8 | 0.8 | 0.8 | 0.8 | 0.8 | 0.8 | 0.8 | 0.8 | 0.8 | 0.8 | 0.6087 | 0.4645 | 0.1761 | From eQ_Lib.dat in MASControl 2017
D17_RSD_OffGen_LF_Yr | Lighting | FRACTION | Wknd | 2014-01-01 | 2014-12-31 | Hourly | 0.14 | 0.14 | 0.14 | 0.14 | 0.14 | 0.14 | 0.14 | 0.4645 | 0.8 | 0.8 | 0.8 | 0.8 | 0.8 | 0.8 | 0.8 | 0.8 | 0.8 | 0.8 | 0.8 | 0.8 | 0.8 | 0.8 | 0.475 | 0.475 | From eQ_Lib.dat in MASControl 2017
D17_RSD_OffGen_LF_Yr | Lighting | FRACTION | WntrDsn | 2014-01-01 | 2014-12-31 | Constant | 0 | [23 empty] | From eQ_Lib.dat in MASControl 2017
D17_RSD_OffGen_LF_Yr | Lighting | FRACTION | SmrDsn | 2014-01-01 | 2014-12-31 | Constant | 1 | [23 empty] | From eQ_Lib.dat in MASControl 2017
D17_RSD_OffGen_LF_Yr | Lighting | FRACTION | Hol | 2014-01-01 | 2014-12-31 | Hourly | 0.14 | 0.14 | 0.14 | 0.14 | 0.14 | 0.14 | 0.14 | 0.4645 | 0.8 | 0.8 | 0.8 | 0.8 | 0.8 | 0.8 | 0.8 | 0.8 | 0.8 | 0.8 | 0.8 | 0.8 | 0.8 | 0.8 | 0.475 | 0.475 | From eQ_Lib.dat in MASControl 2017
D17_RSD_Restrm_CFL_Yr | Lighting | FRACTION | Default¦Wkdy | 2014-01-01 | 2014-12-31 | Hourly | 0.14 | 0.14 | 0.14 | 0.14 | 0.14 | 0.14 | 0.14 | 0.4645 | 0.8 | 0.8 | 0.8 | 0.8 | 0.8 | 0.8 | 0.8 | 0.8 | 0.8 | 0.8 | 0.8 | 0.8 | 0.8 | 0.6087 | 0.4645 | 0.1761 | From eQ_Lib.dat in MASControl 2017
D17_RSD_Restrm_CFL_Yr | Lighting | FRACTION | Wknd | 2014-01-01 | 2014-12-31 | Hourly | 0.14 | 0.14 | 0.14 | 0.14 | 0.14 | 0.14 | 0.14 | 0.4645 | 0.8 | 0.8 | 0.8 | 0.8 | 0.8 | 0.8 | 0.8 | 0.8 | 0.8 | 0.8 | 0.8 | 0.8 | 0.8 | 0.8 | 0.475 | 0.475 | From eQ_Lib.dat in MASControl 2017
D17_RSD_Restrm_CFL_Yr | Lighting | FRACTION | WntrDsn | 2014-01-01 | 2014-12-31 | Constant | 0 | [23 empty] | From eQ_Lib.dat in MASControl 2017
D17_RSD_Restrm_CFL_Yr | Lighting | FRACTION | SmrDsn | 2014-01-01 | 2014-12-31 | Constant | 1 | [23 empty] | From eQ_Lib.dat in MASControl 2017
D17_RSD_Restrm_CFL_Yr | Lighting | FRACTION | Hol | 2014-01-01 | 2014-12-31 | Hourly | 0.14 | 0.14 | 0.14 | 0.14 | 0.14 | 0.14 | 0.14 | 0.4645 | 0.8 | 0.8 | 0.8 | 0.8 | 0.8 | 0.8 | 0.8 | 0.8 | 0.8 | 0.8 | 0.8 | 0.8 | 0.8 | 0.8 | 0.475 | 0.475 | From eQ_Lib.dat in MASControl 2017
D17_RSD_Restrm_LF_Yr | Lighting | FRACTION | Default¦Wkdy | 2014-01-01 | 2014-12-31 | Hourly | 0.14 | 0.14 | 0.14 | 0.14 | 0.14 | 0.14 | 0.14 | 0.4645 | 0.8 | 0.8 | 0.8 | 0.8 | 0.8 | 0.8 | 0.8 | 0.8 | 0.8 | 0.8 | 0.8 | 0.8 | 0.8 | 0.6087 | 0.4645 | 0.1761 | From eQ_Lib.dat in MASControl 2017
D17_RSD_Restrm_LF_Yr | Lighting | FRACTION | Wknd | 2014-01-01 | 2014-12-31 | Hourly | 0.14 | 0.14 | 0.14 | 0.14 | 0.14 | 0.14 | 0.14 | 0.4645 | 0.8 | 0.8 | 0.8 | 0.8 | 0.8 | 0.8 | 0.8 | 0.8 | 0.8 | 0.8 | 0.8 | 0.8 | 0.8 | 0.8 | 0.475 | 0.475 | From eQ_Lib.dat in MASControl 2017
D17_RSD_Restrm_LF_Yr | Lighting | FRACTION | WntrDsn | 2014-01-01 | 2014-12-31 | Constant | 0 | [23 empty] | From eQ_Lib.dat in MASControl 2017
D17_RSD_Restrm_LF_Yr | Lighting | FRACTION | SmrDsn | 2014-01-01 | 2014-12-31 | Constant | 1 | [23 empty] | From eQ_Lib.dat in MASControl 2017
D17_RSD_Restrm_LF_Yr | Lighting | FRACTION | Hol | 2014-01-01 | 2014-12-31 | Hourly | 0.14 | 0.14 | 0.14 | 0.14 | 0.14 | 0.14 | 0.14 | 0.4645 | 0.8 | 0.8 | 0.8 | 0.8 | 0.8 | 0.8 | 0.8 | 0.8 | 0.8 | 0.8 | 0.8 | 0.8 | 0.8 | 0.8 | 0.475 | 0.475 | From eQ_Lib.dat in MASControl 2017
D17_RSD_Stock_CFL_Yr | Lighting | FRACTION | Default¦Wkdy | 2014-01-01 | 2014-12-31 | Hourly | 0.05 | 0.05 | 0.05 | 0.05 | 0.05 | 0.05 | 0.5 | 0.5 | 0.8 | 0.8 | 0.8 | 0.8 | 0.8 | 0.8 | 0.8 | 0.8 | 0.8 | 0.8 | 0.8 | 0.8 | 0.8 | 0.6087 | 0.5 | 0.2 | From eQ_Lib.dat in MASControl 2017
D17_RSD_Stock_CFL_Yr | Lighting | FRACTION | Wknd | 2014-01-01 | 2014-12-31 | Hourly | 0.05 | 0.05 | 0.05 | 0.05 | 0.05 | 0.05 | 0.5 | 0.5 | 0.8 | 0.8 | 0.8 | 0.8 | 0.8 | 0.8 | 0.8 | 0.8 | 0.8 | 0.8 | 0.8 | 0.8 | 0.8 | 0.8 | 0.5 | 0.5 | From eQ_Lib.dat in MASControl 2017
D17_RSD_Stock_CFL_Yr | Lighting | FRACTION | WntrDsn | 2014-01-01 | 2014-12-31 | Constant | 0 | [23 empty] | From eQ_Lib.dat in MASControl 2017
D17_RSD_Stock_CFL_Yr | Lighting | FRACTION | SmrDsn | 2014-01-01 | 2014-12-31 | Constant | 1 | [23 empty] | From eQ_Lib.dat in MASControl 2017
D17_RSD_Stock_CFL_Yr | Lighting | FRACTION | Hol | 2014-01-01 | 2014-12-31 | Hourly | 0.05 | 0.05 | 0.05 | 0.05 | 0.05 | 0.05 | 0.5 | 0.5 | 0.8 | 0.8 | 0.8 | 0.8 | 0.8 | 0.8 | 0.8 | 0.8 | 0.8 | 0.8 | 0.8 | 0.8 | 0.8 | 0.8 | 0.5 | 0.5 | From eQ_Lib.dat in MASControl 2017
D17_RSD_Stock_LF_Yr | Lighting | FRACTION | Default¦Wkdy | 2014-01-01 | 2014-12-31 | Hourly | 0.05 | 0.05 | 0.05 | 0.05 | 0.05 | 0.05 | 0.5 | 0.5 | 0.8 | 0.8 | 0.8 | 0.8 | 0.8 | 0.8 | 0.8 | 0.8 | 0.8 | 0.8 | 0.8 | 0.8 | 0.8 | 0.6087 | 0.5 | 0.2 | From eQ_Lib.dat in MASControl 2017
D17_RSD_Stock_LF_Yr | Lighting | FRACTION | Wknd | 2014-01-01 | 2014-12-31 | Hourly | 0.05 | 0.05 | 0.05 | 0.05 | 0.05 | 0.05 | 0.5 | 0.5 | 0.8 | 0.8 | 0.8 | 0.8 | 0.8 | 0.8 | 0.8 | 0.8 | 0.8 | 0.8 | 0.8 | 0.8 | 0.8 | 0.8 | 0.5 | 0.5 | From eQ_Lib.dat in MASControl 2017
D17_RSD_Stock_LF_Yr | Lighting | FRACTION | WntrDsn | 2014-01-01 | 2014-12-31 | Constant | 0 | [23 empty] | From eQ_Lib.dat in MASControl 2017
D17_RSD_Stock_LF_Yr | Lighting | FRACTION | SmrDsn | 2014-01-01 | 2014-12-31 | Constant | 1 | [23 empty] | From eQ_Lib.dat in MASControl 2017
D17_RSD_Stock_LF_Yr | Lighting | FRACTION | Hol | 2014-01-01 | 2014-12-31 | Hourly | 0.05 | 0.05 | 0.05 | 0.05 | 0.05 | 0.05 | 0.5 | 0.5 | 0.8 | 0.8 | 0.8 | 0.8 | 0.8 | 0.8 | 0.8 | 0.8 | 0.8 | 0.8 | 0.8 | 0.8 | 0.8 | 0.8 | 0.5 | 0.5 | From eQ_Lib.dat in MASControl 2017
D17_Rt3_Break_CFL_Yr | Lighting | FRACTION | Default¦Wkdy | 2014-01-01 | 2014-12-31 | Hourly | 0.05 | 0.05 | 0.05 | 0.05 | 0.05 | 0.05 | 0.05 | 0.05 | 0.2583 | 0.8 | 0.8 | 0.8 | 0.8 | 0.8 | 0.8 | 0.8 | 0.8 | 0.8 | 0.8 | 0.8 | 0.425 | 0.3417 | 0.05 | 0.05 | From eQ_Lib.dat in MASControl 2017
D17_Rt3_Break_CFL_Yr | Lighting | FRACTION | Wknd | 2014-01-01 | 2014-12-31 | Hourly | 0.05 | 0.05 | 0.05 | 0.05 | 0.05 | 0.05 | 0.05 | 0.05 | 0.2444 | 0.75 | 0.75 | 0.75 | 0.75 | 0.75 | 0.75 | 0.75 | 0.75 | 0.75 | 0.6333 | 0.4778 | 0.2444 | 0.05 | 0.05 | 0.05 | From eQ_Lib.dat in MASControl 2017
D17_Rt3_Break_CFL_Yr | Lighting | FRACTION | WntrDsn | 2014-01-01 | 2014-12-31 | Constant | 0 | [23 empty] | From eQ_Lib.dat in MASControl 2017
D17_Rt3_Break_CFL_Yr | Lighting | FRACTION | SmrDsn | 2014-01-01 | 2014-12-31 | Constant | 1 | [23 empty] | From eQ_Lib.dat in MASControl 2017
D17_Rt3_Break_CFL_Yr | Lighting | FRACTION | Hol | 2014-01-01 | 2014-12-31 | Hourly | 0.05 | 0.05 | 0.05 | 0.05 | 0.05 | 0.05 | 0.05 | 0.05 | 0.2444 | 0.5556 | 0.75 | 0.75 | 0.75 | 0.75 | 0.75 | 0.75 | 0.75 | 0.75 | 0.4778 | 0.05 | 0.05 | 0.05 | 0.05 | 0.05 | From eQ_Lib.dat in MASControl 2017
D17_Rt3_Break_LF_Yr | Lighting | FRACTION | Default¦Wkdy | 2014-01-01 | 2014-12-31 | Hourly | 0.05 | 0.05 | 0.05 | 0.05 | 0.05 | 0.05 | 0.05 | 0.05 | 0.2583 | 0.8 | 0.8 | 0.8 | 0.8 | 0.8 | 0.8 | 0.8 | 0.8 | 0.8 | 0.8 | 0.8 | 0.425 | 0.3417 | 0.05 | 0.05 | From eQ_Lib.dat in MASControl 2017
D17_Rt3_Break_LF_Yr | Lighting | FRACTION | Wknd | 2014-01-01 | 2014-12-31 | Hourly | 0.05 | 0.05 | 0.05 | 0.05 | 0.05 | 0.05 | 0.05 | 0.05 | 0.2444 | 0.75 | 0.75 | 0.75 | 0.75 | 0.75 | 0.75 | 0.75 | 0.75 | 0.75 | 0.6333 | 0.4778 | 0.2444 | 0.05 | 0.05 | 0.05 | From eQ_Lib.dat in MASControl 2017
D17_Rt3_Break_LF_Yr | Lighting | FRACTION | WntrDsn | 2014-01-01 | 2014-12-31 | Constant | 0 | [23 empty] | From eQ_Lib.dat in MASControl 2017
D17_Rt3_Break_LF_Yr | Lighting | FRACTION | SmrDsn | 2014-01-01 | 2014-12-31 | Constant | 1 | [23 empty] | From eQ_Lib.dat in MASControl 2017
D17_Rt3_Break_LF_Yr | Lighting | FRACTION | Hol | 2014-01-01 | 2014-12-31 | Hourly | 0.05 | 0.05 | 0.05 | 0.05 | 0.05 | 0.05 | 0.05 | 0.05 | 0.2444 | 0.5556 | 0.75 | 0.75 | 0.75 | 0.75 | 0.75 | 0.75 | 0.75 | 0.75 | 0.4778 | 0.05 | 0.05 | 0.05 | 0.05 | 0.05 | From eQ_Lib.dat in MASControl 2017
D17_Rt3_Cordr_CFL_Yr | Lighting | FRACTION | Default¦Wkdy | 2014-01-01 | 2014-12-31 | Hourly | 0.05 | 0.05 | 0.05 | 0.05 | 0.05 | 0.05 | 0.05 | 0.05 | 0.2583 | 0.8 | 0.8 | 0.8 | 0.8 | 0.8 | 0.8 | 0.8 | 0.8 | 0.8 | 0.8 | 0.8 | 0.425 | 0.3417 | 0.05 | 0.05 | From eQ_Lib.dat in MASControl 2017
D17_Rt3_Cordr_CFL_Yr | Lighting | FRACTION | Wknd | 2014-01-01 | 2014-12-31 | Hourly | 0.05 | 0.05 | 0.05 | 0.05 | 0.05 | 0.05 | 0.05 | 0.05 | 0.2444 | 0.75 | 0.75 | 0.75 | 0.75 | 0.75 | 0.75 | 0.75 | 0.75 | 0.75 | 0.6333 | 0.4778 | 0.2444 | 0.05 | 0.05 | 0.05 | From eQ_Lib.dat in MASControl 2017
D17_Rt3_Cordr_CFL_Yr | Lighting | FRACTION | WntrDsn | 2014-01-01 | 2014-12-31 | Constant | 0 | [23 empty] | From eQ_Lib.dat in MASControl 2017
D17_Rt3_Cordr_CFL_Yr | Lighting | FRACTION | SmrDsn | 2014-01-01 | 2014-12-31 | Constant | 1 | [23 empty] | From eQ_Lib.dat in MASControl 2017
D17_Rt3_Cordr_CFL_Yr | Lighting | FRACTION | Hol | 2014-01-01 | 2014-12-31 | Hourly | 0.05 | 0.05 | 0.05 | 0.05 | 0.05 | 0.05 | 0.05 | 0.05 | 0.2444 | 0.5556 | 0.75 | 0.75 | 0.75 | 0.75 | 0.75 | 0.75 | 0.75 | 0.75 | 0.4778 | 0.05 | 0.05 | 0.05 | 0.05 | 0.05 | From eQ_Lib.dat in MASControl 2017
D17_Rt3_Cordr_LF_Yr | Lighting | FRACTION | Default¦Wkdy | 2014-01-01 | 2014-12-31 | Hourly | 0.05 | 0.05 | 0.05 | 0.05 | 0.05 | 0.05 | 0.05 | 0.05 | 0.2583 | 0.8 | 0.8 | 0.8 | 0.8 | 0.8 | 0.8 | 0.8 | 0.8 | 0.8 | 0.8 | 0.8 | 0.425 | 0.3417 | 0.05 | 0.05 | From eQ_Lib.dat in MASControl 2017
D17_Rt3_Cordr_LF_Yr | Lighting | FRACTION | Wknd | 2014-01-01 | 2014-12-31 | Hourly | 0.05 | 0.05 | 0.05 | 0.05 | 0.05 | 0.05 | 0.05 | 0.05 | 0.2444 | 0.75 | 0.75 | 0.75 | 0.75 | 0.75 | 0.75 | 0.75 | 0.75 | 0.75 | 0.6333 | 0.4778 | 0.2444 | 0.05 | 0.05 | 0.05 | From eQ_Lib.dat in MASControl 2017
D17_Rt3_Cordr_LF_Yr | Lighting | FRACTION | WntrDsn | 2014-01-01 | 2014-12-31 | Constant | 0 | [23 empty] | From eQ_Lib.dat in MASControl 2017
D17_Rt3_Cordr_LF_Yr | Lighting | FRACTION | SmrDsn | 2014-01-01 | 2014-12-31 | Constant | 1 | [23 empty] | From eQ_Lib.dat in MASControl 2017
D17_Rt3_Cordr_LF_Yr | Lighting | FRACTION | Hol | 2014-01-01 | 2014-12-31 | Hourly | 0.05 | 0.05 | 0.05 | 0.05 | 0.05 | 0.05 | 0.05 | 0.05 | 0.2444 | 0.5556 | 0.75 | 0.75 | 0.75 | 0.75 | 0.75 | 0.75 | 0.75 | 0.75 | 0.4778 | 0.05 | 0.05 | 0.05 | 0.05 | 0.05 | From eQ_Lib.dat in MASControl 2017
D17_Rt3_Mech_CFL_Yr | Lighting | FRACTION | Default¦Wkdy | 2014-01-01 | 2014-12-31 | Hourly | 0.05 | 0.05 | 0.05 | 0.05 | 0.05 | 0.05 | 0.05 | 0.05 | 0.2028 | 0.6 | 0.6 | 0.6 | 0.6 | 0.6 | 0.6 | 0.6 | 0.6 | 0.6 | 0.6 | 0.6 | 0.325 | 0.2639 | 0.05 | 0.05 | From eQ_Lib.dat in MASControl 2017
D17_Rt3_Mech_CFL_Yr | Lighting | FRACTION | Wknd | 2014-01-01 | 2014-12-31 | Hourly | 0.05 | 0.05 | 0.05 | 0.05 | 0.05 | 0.05 | 0.05 | 0.05 | 0.1889 | 0.55 | 0.55 | 0.55 | 0.55 | 0.55 | 0.55 | 0.55 | 0.55 | 0.55 | 0.4667 | 0.3556 | 0.1889 | 0.05 | 0.05 | 0.05 | From eQ_Lib.dat in MASControl 2017
D17_Rt3_Mech_CFL_Yr | Lighting | FRACTION | WntrDsn | 2014-01-01 | 2014-12-31 | Constant | 0 | [23 empty] | From eQ_Lib.dat in MASControl 2017
D17_Rt3_Mech_CFL_Yr | Lighting | FRACTION | SmrDsn | 2014-01-01 | 2014-12-31 | Constant | 1 | [23 empty] | From eQ_Lib.dat in MASControl 2017
D17_Rt3_Mech_CFL_Yr | Lighting | FRACTION | Hol | 2014-01-01 | 2014-12-31 | Hourly | 0.05 | 0.05 | 0.05 | 0.05 | 0.05 | 0.05 | 0.05 | 0.05 | 0.1889 | 0.4111 | 0.55 | 0.55 | 0.55 | 0.55 | 0.55 | 0.55 | 0.55 | 0.55 | 0.3556 | 0.05 | 0.05 | 0.05 | 0.05 | 0.05 | From eQ_Lib.dat in MASControl 2017
D17_Rt3_Mech_LF_Yr | Lighting | FRACTION | Default¦Wkdy | 2014-01-01 | 2014-12-31 | Hourly | 0.05 | 0.05 | 0.05 | 0.05 | 0.05 | 0.05 | 0.05 | 0.05 | 0.2028 | 0.6 | 0.6 | 0.6 | 0.6 | 0.6 | 0.6 | 0.6 | 0.6 | 0.6 | 0.6 | 0.6 | 0.325 | 0.2639 | 0.05 | 0.05 | From eQ_Lib.dat in MASControl 2017
D17_Rt3_Mech_LF_Yr | Lighting | FRACTION | Wknd | 2014-01-01 | 2014-12-31 | Hourly | 0.05 | 0.05 | 0.05 | 0.05 | 0.05 | 0.05 | 0.05 | 0.05 | 0.1889 | 0.55 | 0.55 | 0.55 | 0.55 | 0.55 | 0.55 | 0.55 | 0.55 | 0.55 | 0.4667 | 0.3556 | 0.1889 | 0.05 | 0.05 | 0.05 | From eQ_Lib.dat in MASControl 2017
D17_Rt3_Mech_LF_Yr | Lighting | FRACTION | WntrDsn | 2014-01-01 | 2014-12-31 | Constant | 0 | [23 empty] | From eQ_Lib.dat in MASControl 2017
D17_Rt3_Mech_LF_Yr | Lighting | FRACTION | SmrDsn | 2014-01-01 | 2014-12-31 | Constant | 1 | [23 empty] | From eQ_Lib.dat in MASControl 2017
D17_Rt3_Mech_LF_Yr | Lighting | FRACTION | Hol | 2014-01-01 | 2014-12-31 | Hourly | 0.05 | 0.05 | 0.05 | 0.05 | 0.05 | 0.05 | 0.05 | 0.05 | 0.1889 | 0.4111 | 0.55 | 0.55 | 0.55 | 0.55 | 0.55 | 0.55 | 0.55 | 0.55 | 0.3556 | 0.05 | 0.05 | 0.05 | 0.05 | 0.05 | From eQ_Lib.dat in MASControl 2017
D17_Rt3_OffGen_CFL_Yr | Lighting | FRACTION | Default¦Wkdy | 2014-01-01 | 2014-12-31 | Hourly | 0.05 | 0.05 | 0.05 | 0.05 | 0.05 | 0.05 | 0.05 | 0.05 | 0.1958 | 0.575 | 0.575 | 0.575 | 0.575 | 0.575 | 0.575 | 0.575 | 0.575 | 0.575 | 0.575 | 0.575 | 0.3125 | 0.2542 | 0.05 | 0.05 | From eQ_Lib.dat in MASControl 2017
D17_Rt3_OffGen_CFL_Yr | Lighting | FRACTION | Wknd | 2014-01-01 | 2014-12-31 | Hourly | 0.05 | 0.05 | 0.05 | 0.05 | 0.05 | 0.05 | 0.05 | 0.05 | 0.1819 | 0.525 | 0.525 | 0.525 | 0.525 | 0.525 | 0.525 | 0.525 | 0.525 | 0.525 | 0.4458 | 0.3403 | 0.1819 | 0.05 | 0.05 | 0.05 | From eQ_Lib.dat in MASControl 2017
D17_Rt3_OffGen_CFL_Yr | Lighting | FRACTION | WntrDsn | 2014-01-01 | 2014-12-31 | Constant | 0 | [23 empty] | From eQ_Lib.dat in MASControl 2017
D17_Rt3_OffGen_CFL_Yr | Lighting | FRACTION | SmrDsn | 2014-01-01 | 2014-12-31 | Constant | 1 | [23 empty] | From eQ_Lib.dat in MASControl 2017
D17_Rt3_OffGen_CFL_Yr | Lighting | FRACTION | Hol | 2014-01-01 | 2014-12-31 | Hourly | 0.05 | 0.05 | 0.05 | 0.05 | 0.05 | 0.05 | 0.05 | 0.05 | 0.1819 | 0.3931 | 0.525 | 0.525 | 0.525 | 0.525 | 0.525 | 0.525 | 0.525 | 0.525 | 0.3403 | 0.05 | 0.05 | 0.05 | 0.05 | 0.05 | From eQ_Lib.dat in MASControl 2017
D17_Rt3_OffGen_LF_Yr | Lighting | FRACTION | Default¦Wkdy | 2014-01-01 | 2014-12-31 | Hourly | 0.05 | 0.05 | 0.05 | 0.05 | 0.05 | 0.05 | 0.05 | 0.05 | 0.1958 | 0.575 | 0.575 | 0.575 | 0.575 | 0.575 | 0.575 | 0.575 | 0.575 | 0.575 | 0.575 | 0.575 | 0.3125 | 0.2542 | 0.05 | 0.05 | From eQ_Lib.dat in MASControl 2017
D17_Rt3_OffGen_LF_Yr | Lighting | FRACTION | Wknd | 2014-01-01 | 2014-12-31 | Hourly | 0.05 | 0.05 | 0.05 | 0.05 | 0.05 | 0.05 | 0.05 | 0.05 | 0.1819 | 0.525 | 0.525 | 0.525 | 0.525 | 0.525 | 0.525 | 0.525 | 0.525 | 0.525 | 0.4458 | 0.3403 | 0.1819 | 0.05 | 0.05 | 0.05 | From eQ_Lib.dat in MASControl 2017
D17_Rt3_OffGen_LF_Yr | Lighting | FRACTION | WntrDsn | 2014-01-01 | 2014-12-31 | Constant | 0 | [23 empty] | From eQ_Lib.dat in MASControl 2017
D17_Rt3_OffGen_LF_Yr | Lighting | FRACTION | SmrDsn | 2014-01-01 | 2014-12-31 | Constant | 1 | [23 empty] | From eQ_Lib.dat in MASControl 2017
D17_Rt3_OffGen_LF_Yr | Lighting | FRACTION | Hol | 2014-01-01 | 2014-12-31 | Hourly | 0.05 | 0.05 | 0.05 | 0.05 | 0.05 | 0.05 | 0.05 | 0.05 | 0.1819 | 0.3931 | 0.525 | 0.525 | 0.525 | 0.525 | 0.525 | 0.525 | 0.525 | 0.525 | 0.3403 | 0.05 | 0.05 | 0.05 | 0.05 | 0.05 | From eQ_Lib.dat in MASControl 2017
D17_Rt3_Restrm_CFL_Yr | Lighting | FRACTION | Default¦Wkdy | 2014-01-01 | 2014-12-31 | Hourly | 0.05 | 0.05 | 0.05 | 0.05 | 0.05 | 0.05 | 0.05 | 0.05 | 0.1958 | 0.575 | 0.575 | 0.575 | 0.575 | 0.575 | 0.575 | 0.575 | 0.575 | 0.575 | 0.575 | 0.575 | 0.3125 | 0.2542 | 0.05 | 0.05 | From eQ_Lib.dat in MASControl 2017
D17_Rt3_Restrm_CFL_Yr | Lighting | FRACTION | Wknd | 2014-01-01 | 2014-12-31 | Hourly | 0.05 | 0.05 | 0.05 | 0.05 | 0.05 | 0.05 | 0.05 | 0.05 | 0.1819 | 0.525 | 0.525 | 0.525 | 0.525 | 0.525 | 0.525 | 0.525 | 0.525 | 0.525 | 0.4458 | 0.3403 | 0.1819 | 0.05 | 0.05 | 0.05 | From eQ_Lib.dat in MASControl 2017
D17_Rt3_Restrm_CFL_Yr | Lighting | FRACTION | WntrDsn | 2014-01-01 | 2014-12-31 | Constant | 0 | [23 empty] | From eQ_Lib.dat in MASControl 2017
D17_Rt3_Restrm_CFL_Yr | Lighting | FRACTION | SmrDsn | 2014-01-01 | 2014-12-31 | Constant | 1 | [23 empty] | From eQ_Lib.dat in MASControl 2017
D17_Rt3_Restrm_CFL_Yr | Lighting | FRACTION | Hol | 2014-01-01 | 2014-12-31 | Hourly | 0.05 | 0.05 | 0.05 | 0.05 | 0.05 | 0.05 | 0.05 | 0.05 | 0.1819 | 0.3931 | 0.525 | 0.525 | 0.525 | 0.525 | 0.525 | 0.525 | 0.525 | 0.525 | 0.3403 | 0.05 | 0.05 | 0.05 | 0.05 | 0.05 | From eQ_Lib.dat in MASControl 2017
D17_Rt3_Restrm_LF_Yr | Lighting | FRACTION | Default¦Wkdy | 2014-01-01 | 2014-12-31 | Hourly | 0.05 | 0.05 | 0.05 | 0.05 | 0.05 | 0.05 | 0.05 | 0.05 | 0.1958 | 0.575 | 0.575 | 0.575 | 0.575 | 0.575 | 0.575 | 0.575 | 0.575 | 0.575 | 0.575 | 0.575 | 0.3125 | 0.2542 | 0.05 | 0.05 | From eQ_Lib.dat in MASControl 2017
D17_Rt3_Restrm_LF_Yr | Lighting | FRACTION | Wknd | 2014-01-01 | 2014-12-31 | Hourly | 0.05 | 0.05 | 0.05 | 0.05 | 0.05 | 0.05 | 0.05 | 0.05 | 0.1819 | 0.525 | 0.525 | 0.525 | 0.525 | 0.525 | 0.525 | 0.525 | 0.525 | 0.525 | 0.4458 | 0.3403 | 0.1819 | 0.05 | 0.05 | 0.05 | From eQ_Lib.dat in MASControl 2017
D17_Rt3_Restrm_LF_Yr | Lighting | FRACTION | WntrDsn | 2014-01-01 | 2014-12-31 | Constant | 0 | [23 empty] | From eQ_Lib.dat in MASControl 2017
D17_Rt3_Restrm_LF_Yr | Lighting | FRACTION | SmrDsn | 2014-01-01 | 2014-12-31 | Constant | 1 | [23 empty] | From eQ_Lib.dat in MASControl 2017
D17_Rt3_Restrm_LF_Yr | Lighting | FRACTION | Hol | 2014-01-01 | 2014-12-31 | Hourly | 0.05 | 0.05 | 0.05 | 0.05 | 0.05 | 0.05 | 0.05 | 0.05 | 0.1819 | 0.3931 | 0.525 | 0.525 | 0.525 | 0.525 | 0.525 | 0.525 | 0.525 | 0.525 | 0.3403 | 0.05 | 0.05 | 0.05 | 0.05 | 0.05 | From eQ_Lib.dat in MASControl 2017
D17_Rt3_Sales_CFL_Yr | Lighting | FRACTION | Default¦Wkdy | 2014-01-01 | 2014-12-31 | Hourly | 0.05 | 0.05 | 0.05 | 0.05 | 0.05 | 0.05 | 0.05 | 0.05 | 0.2583 | 0.8 | 0.8 | 0.8 | 0.8 | 0.8 | 0.8 | 0.8 | 0.8 | 0.8 | 0.8 | 0.8 | 0.425 | 0.3417 | 0.05 | 0.05 | From eQ_Lib.dat in MASControl 2017
D17_Rt3_Sales_CFL_Yr | Lighting | FRACTION | Wknd | 2014-01-01 | 2014-12-31 | Hourly | 0.05 | 0.05 | 0.05 | 0.05 | 0.05 | 0.05 | 0.05 | 0.05 | 0.2444 | 0.75 | 0.75 | 0.75 | 0.75 | 0.75 | 0.75 | 0.75 | 0.75 | 0.75 | 0.6333 | 0.4778 | 0.2444 | 0.05 | 0.05 | 0.05 | From eQ_Lib.dat in MASControl 2017
D17_Rt3_Sales_CFL_Yr | Lighting | FRACTION | WntrDsn | 2014-01-01 | 2014-12-31 | Constant | 0 | [23 empty] | From eQ_Lib.dat in MASControl 2017
D17_Rt3_Sales_CFL_Yr | Lighting | FRACTION | SmrDsn | 2014-01-01 | 2014-12-31 | Constant | 1 | [23 empty] | From eQ_Lib.dat in MASControl 2017
D17_Rt3_Sales_CFL_Yr | Lighting | FRACTION | Hol | 2014-01-01 | 2014-12-31 | Hourly | 0.05 | 0.05 | 0.05 | 0.05 | 0.05 | 0.05 | 0.05 | 0.05 | 0.2444 | 0.5556 | 0.75 | 0.75 | 0.75 | 0.75 | 0.75 | 0.75 | 0.75 | 0.75 | 0.4778 | 0.05 | 0.05 | 0.05 | 0.05 | 0.05 | From eQ_Lib.dat in MASControl 2017
D17_Rt3_Sales_HB_Yr | Lighting | FRACTION | Default¦Wkdy | 2014-01-01 | 2014-12-31 | Hourly | 0.05 | 0.05 | 0.05 | 0.05 | 0.05 | 0.05 | 0.05 | 0.05 | 0.2583 | 0.8 | 0.8 | 0.8 | 0.8 | 0.8 | 0.8 | 0.8 | 0.8 | 0.8 | 0.8 | 0.8 | 0.425 | 0.3417 | 0.05 | 0.05 | From eQ_Lib.dat in MASControl 2017
D17_Rt3_Sales_HB_Yr | Lighting | FRACTION | Wknd | 2014-01-01 | 2014-12-31 | Hourly | 0.05 | 0.05 | 0.05 | 0.05 | 0.05 | 0.05 | 0.05 | 0.05 | 0.2444 | 0.75 | 0.75 | 0.75 | 0.75 | 0.75 | 0.75 | 0.75 | 0.75 | 0.75 | 0.6333 | 0.4778 | 0.2444 | 0.05 | 0.05 | 0.05 | From eQ_Lib.dat in MASControl 2017
D17_Rt3_Sales_HB_Yr | Lighting | FRACTION | WntrDsn | 2014-01-01 | 2014-12-31 | Constant | 0 | [23 empty] | From eQ_Lib.dat in MASControl 2017
D17_Rt3_Sales_HB_Yr | Lighting | FRACTION | SmrDsn | 2014-01-01 | 2014-12-31 | Constant | 1 | [23 empty] | From eQ_Lib.dat in MASControl 2017
D17_Rt3_Sales_HB_Yr | Lighting | FRACTION | Hol | 2014-01-01 | 2014-12-31 | Hourly | 0.05 | 0.05 | 0.05 | 0.05 | 0.05 | 0.05 | 0.05 | 0.05 | 0.2444 | 0.5556 | 0.75 | 0.75 | 0.75 | 0.75 | 0.75 | 0.75 | 0.75 | 0.75 | 0.4778 | 0.05 | 0.05 | 0.05 | 0.05 | 0.05 | From eQ_Lib.dat in MASControl 2017
D17_Rt3_Sales_LF_Yr | Lighting | FRACTION | Default¦Wkdy | 2014-01-01 | 2014-12-31 | Hourly | 0.05 | 0.05 | 0.05 | 0.05 | 0.05 | 0.05 | 0.05 | 0.05 | 0.2583 | 0.8 | 0.8 | 0.8 | 0.8 | 0.8 | 0.8 | 0.8 | 0.8 | 0.8 | 0.8 | 0.8 | 0.425 | 0.3417 | 0.05 | 0.05 | From eQ_Lib.dat in MASControl 2017
D17_Rt3_Sales_LF_Yr | Lighting | FRACTION | Wknd | 2014-01-01 | 2014-12-31 | Hourly | 0.05 | 0.05 | 0.05 | 0.05 | 0.05 | 0.05 | 0.05 | 0.05 | 0.2444 | 0.75 | 0.75 | 0.75 | 0.75 | 0.75 | 0.75 | 0.75 | 0.75 | 0.75 | 0.6333 | 0.4778 | 0.2444 | 0.05 | 0.05 | 0.05 | From eQ_Lib.dat in MASControl 2017
D17_Rt3_Sales_LF_Yr | Lighting | FRACTION | WntrDsn | 2014-01-01 | 2014-12-31 | Constant | 0 | [23 empty] | From eQ_Lib.dat in MASControl 2017
D17_Rt3_Sales_LF_Yr | Lighting | FRACTION | SmrDsn | 2014-01-01 | 2014-12-31 | Constant | 1 | [23 empty] | From eQ_Lib.dat in MASControl 2017
D17_Rt3_Sales_LF_Yr | Lighting | FRACTION | Hol | 2014-01-01 | 2014-12-31 | Hourly | 0.05 | 0.05 | 0.05 | 0.05 | 0.05 | 0.05 | 0.05 | 0.05 | 0.2444 | 0.5556 | 0.75 | 0.75 | 0.75 | 0.75 | 0.75 | 0.75 | 0.75 | 0.75 | 0.4778 | 0.05 | 0.05 | 0.05 | 0.05 | 0.05 | From eQ_Lib.dat in MASControl 2017
D17_Rt3_Stock_CFL_Yr | Lighting | FRACTION | Default¦Wkdy | 2014-01-01 | 2014-12-31 | Hourly | 0.05 | 0.05 | 0.05 | 0.05 | 0.05 | 0.05 | 0.05 | 0.05 | 0.2028 | 0.6 | 0.6 | 0.6 | 0.6 | 0.6 | 0.6 | 0.6 | 0.6 | 0.6 | 0.6 | 0.6 | 0.325 | 0.2639 | 0.05 | 0.05 | From eQ_Lib.dat in MASControl 2017
D17_Rt3_Stock_CFL_Yr | Lighting | FRACTION | Wknd | 2014-01-01 | 2014-12-31 | Hourly | 0.05 | 0.05 | 0.05 | 0.05 | 0.05 | 0.05 | 0.05 | 0.05 | 0.1889 | 0.55 | 0.55 | 0.55 | 0.55 | 0.55 | 0.55 | 0.55 | 0.55 | 0.55 | 0.4667 | 0.3556 | 0.1889 | 0.05 | 0.05 | 0.05 | From eQ_Lib.dat in MASControl 2017
D17_Rt3_Stock_CFL_Yr | Lighting | FRACTION | WntrDsn | 2014-01-01 | 2014-12-31 | Constant | 0 | [23 empty] | From eQ_Lib.dat in MASControl 2017
D17_Rt3_Stock_CFL_Yr | Lighting | FRACTION | SmrDsn | 2014-01-01 | 2014-12-31 | Constant | 1 | [23 empty] | From eQ_Lib.dat in MASControl 2017
D17_Rt3_Stock_CFL_Yr | Lighting | FRACTION | Hol | 2014-01-01 | 2014-12-31 | Hourly | 0.05 | 0.05 | 0.05 | 0.05 | 0.05 | 0.05 | 0.05 | 0.05 | 0.1889 | 0.4111 | 0.55 | 0.55 | 0.55 | 0.55 | 0.55 | 0.55 | 0.55 | 0.55 | 0.3556 | 0.05 | 0.05 | 0.05 | 0.05 | 0.05 | From eQ_Lib.dat in MASControl 2017
D17_Rt3_Stock_HB_Yr | Lighting | FRACTION | Default¦Wkdy | 2014-01-01 | 2014-12-31 | Hourly | 0.05 | 0.05 | 0.05 | 0.05 | 0.05 | 0.05 | 0.05 | 0.05 | 0.2028 | 0.6 | 0.6 | 0.6 | 0.6 | 0.6 | 0.6 | 0.6 | 0.6 | 0.6 | 0.6 | 0.6 | 0.325 | 0.2639 | 0.05 | 0.05 | From eQ_Lib.dat in MASControl 2017
D17_Rt3_Stock_HB_Yr | Lighting | FRACTION | Wknd | 2014-01-01 | 2014-12-31 | Hourly | 0.05 | 0.05 | 0.05 | 0.05 | 0.05 | 0.05 | 0.05 | 0.05 | 0.1889 | 0.55 | 0.55 | 0.55 | 0.55 | 0.55 | 0.55 | 0.55 | 0.55 | 0.55 | 0.4667 | 0.3556 | 0.1889 | 0.05 | 0.05 | 0.05 | From eQ_Lib.dat in MASControl 2017
D17_Rt3_Stock_HB_Yr | Lighting | FRACTION | WntrDsn | 2014-01-01 | 2014-12-31 | Constant | 0 | [23 empty] | From eQ_Lib.dat in MASControl 2017
D17_Rt3_Stock_HB_Yr | Lighting | FRACTION | SmrDsn | 2014-01-01 | 2014-12-31 | Constant | 1 | [23 empty] | From eQ_Lib.dat in MASControl 2017
D17_Rt3_Stock_HB_Yr | Lighting | FRACTION | Hol | 2014-01-01 | 2014-12-31 | Hourly | 0.05 | 0.05 | 0.05 | 0.05 | 0.05 | 0.05 | 0.05 | 0.05 | 0.1889 | 0.4111 | 0.55 | 0.55 | 0.55 | 0.55 | 0.55 | 0.55 | 0.55 | 0.55 | 0.3556 | 0.05 | 0.05 | 0.05 | 0.05 | 0.05 | From eQ_Lib.dat in MASControl 2017
D17_Rt3_Stock_LF_Yr | Lighting | FRACTION | Default¦Wkdy | 2014-01-01 | 2014-12-31 | Hourly | 0.05 | 0.05 | 0.05 | 0.05 | 0.05 | 0.05 | 0.05 | 0.05 | 0.2028 | 0.6 | 0.6 | 0.6 | 0.6 | 0.6 | 0.6 | 0.6 | 0.6 | 0.6 | 0.6 | 0.6 | 0.325 | 0.2639 | 0.05 | 0.05 | From eQ_Lib.dat in MASControl 2017
D17_Rt3_Stock_LF_Yr | Lighting | FRACTION | Wknd | 2014-01-01 | 2014-12-31 | Hourly | 0.05 | 0.05 | 0.05 | 0.05 | 0.05 | 0.05 | 0.05 | 0.05 | 0.1889 | 0.55 | 0.55 | 0.55 | 0.55 | 0.55 | 0.55 | 0.55 | 0.55 | 0.55 | 0.4667 | 0.3556 | 0.1889 | 0.05 | 0.05 | 0.05 | From eQ_Lib.dat in MASControl 2017
D17_Rt3_Stock_LF_Yr | Lighting | FRACTION | WntrDsn | 2014-01-01 | 2014-12-31 | Constant | 0 | [23 empty] | From eQ_Lib.dat in MASControl 2017
D17_Rt3_Stock_LF_Yr | Lighting | FRACTION | SmrDsn | 2014-01-01 | 2014-12-31 | Constant | 1 | [23 empty] | From eQ_Lib.dat in MASControl 2017
D17_Rt3_Stock_LF_Yr | Lighting | FRACTION | Hol | 2014-01-01 | 2014-12-31 | Hourly | 0.05 | 0.05 | 0.05 | 0.05 | 0.05 | 0.05 | 0.05 | 0.05 | 0.1889 | 0.4111 | 0.55 | 0.55 | 0.55 | 0.55 | 0.55 | 0.55 | 0.55 | 0.55 | 0.3556 | 0.05 | 0.05 | 0.05 | 0.05 | 0.05 | From eQ_Lib.dat in MASControl 2017
D17_Rt3_Work_CFL_Yr | Lighting | FRACTION | Default¦Wkdy | 2014-01-01 | 2014-12-31 | Hourly | 0.05 | 0.05 | 0.05 | 0.05 | 0.05 | 0.05 | 0.05 | 0.05 | 0.2583 | 0.8 | 0.8 | 0.8 | 0.8 | 0.8 | 0.8 | 0.8 | 0.8 | 0.8 | 0.8 | 0.8 | 0.425 | 0.3417 | 0.05 | 0.05 | From eQ_Lib.dat in MASControl 2017
D17_Rt3_Work_CFL_Yr | Lighting | FRACTION | Wknd | 2014-01-01 | 2014-12-31 | Hourly | 0.05 | 0.05 | 0.05 | 0.05 | 0.05 | 0.05 | 0.05 | 0.05 | 0.2444 | 0.75 | 0.75 | 0.75 | 0.75 | 0.75 | 0.75 | 0.75 | 0.75 | 0.75 | 0.6333 | 0.4778 | 0.2444 | 0.05 | 0.05 | 0.05 | From eQ_Lib.dat in MASControl 2017
D17_Rt3_Work_CFL_Yr | Lighting | FRACTION | WntrDsn | 2014-01-01 | 2014-12-31 | Constant | 0 | [23 empty] | From eQ_Lib.dat in MASControl 2017
D17_Rt3_Work_CFL_Yr | Lighting | FRACTION | SmrDsn | 2014-01-01 | 2014-12-31 | Constant | 1 | [23 empty] | From eQ_Lib.dat in MASControl 2017
D17_Rt3_Work_CFL_Yr | Lighting | FRACTION | Hol | 2014-01-01 | 2014-12-31 | Hourly | 0.05 | 0.05 | 0.05 | 0.05 | 0.05 | 0.05 | 0.05 | 0.05 | 0.2444 | 0.5556 | 0.75 | 0.75 | 0.75 | 0.75 | 0.75 | 0.75 | 0.75 | 0.75 | 0.4778 | 0.05 | 0.05 | 0.05 | 0.05 | 0.05 | From eQ_Lib.dat in MASControl 2017
D17_Rt3_Work_HB_Yr | Lighting | FRACTION | Default¦Wkdy | 2014-01-01 | 2014-12-31 | Hourly | 0.05 | 0.05 | 0.05 | 0.05 | 0.05 | 0.05 | 0.05 | 0.05 | 0.2583 | 0.8 | 0.8 | 0.8 | 0.8 | 0.8 | 0.8 | 0.8 | 0.8 | 0.8 | 0.8 | 0.8 | 0.425 | 0.3417 | 0.05 | 0.05 | From eQ_Lib.dat in MASControl 2017
D17_Rt3_Work_HB_Yr | Lighting | FRACTION | Wknd | 2014-01-01 | 2014-12-31 | Hourly | 0.05 | 0.05 | 0.05 | 0.05 | 0.05 | 0.05 | 0.05 | 0.05 | 0.2444 | 0.75 | 0.75 | 0.75 | 0.75 | 0.75 | 0.75 | 0.75 | 0.75 | 0.75 | 0.6333 | 0.4778 | 0.2444 | 0.05 | 0.05 | 0.05 | From eQ_Lib.dat in MASControl 2017
D17_Rt3_Work_HB_Yr | Lighting | FRACTION | WntrDsn | 2014-01-01 | 2014-12-31 | Constant | 0 | [23 empty] | From eQ_Lib.dat in MASControl 2017
D17_Rt3_Work_HB_Yr | Lighting | FRACTION | SmrDsn | 2014-01-01 | 2014-12-31 | Constant | 1 | [23 empty] | From eQ_Lib.dat in MASControl 2017
D17_Rt3_Work_HB_Yr | Lighting | FRACTION | Hol | 2014-01-01 | 2014-12-31 | Hourly | 0.05 | 0.05 | 0.05 | 0.05 | 0.05 | 0.05 | 0.05 | 0.05 | 0.2444 | 0.5556 | 0.75 | 0.75 | 0.75 | 0.75 | 0.75 | 0.75 | 0.75 | 0.75 | 0.4778 | 0.05 | 0.05 | 0.05 | 0.05 | 0.05 | From eQ_Lib.dat in MASControl 2017
D17_Rt3_Work_LF_Yr | Lighting | FRACTION | Default¦Wkdy | 2014-01-01 | 2014-12-31 | Hourly | 0.05 | 0.05 | 0.05 | 0.05 | 0.05 | 0.05 | 0.05 | 0.05 | 0.2583 | 0.8 | 0.8 | 0.8 | 0.8 | 0.8 | 0.8 | 0.8 | 0.8 | 0.8 | 0.8 | 0.8 | 0.425 | 0.3417 | 0.05 | 0.05 | From eQ_Lib.dat in MASControl 2017
D17_Rt3_Work_LF_Yr | Lighting | FRACTION | Wknd | 2014-01-01 | 2014-12-31 | Hourly | 0.05 | 0.05 | 0.05 | 0.05 | 0.05 | 0.05 | 0.05 | 0.05 | 0.2444 | 0.75 | 0.75 | 0.75 | 0.75 | 0.75 | 0.75 | 0.75 | 0.75 | 0.75 | 0.6333 | 0.4778 | 0.2444 | 0.05 | 0.05 | 0.05 | From eQ_Lib.dat in MASControl 2017
D17_Rt3_Work_LF_Yr | Lighting | FRACTION | WntrDsn | 2014-01-01 | 2014-12-31 | Constant | 0 | [23 empty] | From eQ_Lib.dat in MASControl 2017
D17_Rt3_Work_LF_Yr | Lighting | FRACTION | SmrDsn | 2014-01-01 | 2014-12-31 | Constant | 1 | [23 empty] | From eQ_Lib.dat in MASControl 2017
D17_Rt3_Work_LF_Yr | Lighting | FRACTION | Hol | 2014-01-01 | 2014-12-31 | Hourly | 0.05 | 0.05 | 0.05 | 0.05 | 0.05 | 0.05 | 0.05 | 0.05 | 0.2444 | 0.5556 | 0.75 | 0.75 | 0.75 | 0.75 | 0.75 | 0.75 | 0.75 | 0.75 | 0.4778 | 0.05 | 0.05 | 0.05 | 0.05 | 0.05 | From eQ_Lib.dat in MASControl 2017
D17_RtL_Break_CFL_Yr | Lighting | FRACTION | Default¦Wkdy | 2014-01-01 | 2014-12-31 | Hourly | 0.0363 | 0.0363 | 0.0363 | 0.0363 | 0.0363 | 0.0363 | 0.0363 | 0.0363 | 0.0363 | 0.725 | 0.725 | 0.725 | 0.725 | 0.725 | 0.725 | 0.725 | 0.725 | 0.725 | 0.725 | 0.725 | 0.725 | 0.725 | 0 | 0 | From eQ_Lib.dat in MASControl 2017
D17_RtL_Break_CFL_Yr | Lighting | FRACTION | Wknd | 2014-01-01 | 2014-12-31 | Hourly | 0.03 | 0.03 | 0.03 | 0.03 | 0.03 | 0.03 | 0.03 | 0.03 | 0.03 | 0.6 | 0.6 | 0.6 | 0.6 | 0.6 | 0.6 | 0.6 | 0.6 | 0.6 | 0.6 | 0.6 | 0.6 | 0.6 | 0 | 0 | From eQ_Lib.dat in MASControl 2017
D17_RtL_Break_CFL_Yr | Lighting | FRACTION | WntrDsn | 2014-01-01 | 2014-12-31 | Constant | 0 | [23 empty] | From eQ_Lib.dat in MASControl 2017
D17_RtL_Break_CFL_Yr | Lighting | FRACTION | SmrDsn | 2014-01-01 | 2014-12-31 | Constant | 1 | [23 empty] | From eQ_Lib.dat in MASControl 2017
D17_RtL_Break_CFL_Yr | Lighting | FRACTION | Hol | 2014-01-01 | 2014-12-31 | Hourly | 0.03 | 0.03 | 0.03 | 0.03 | 0.03 | 0.03 | 0.03 | 0.03 | 0.03 | 0.6 | 0.6 | 0.6 | 0.6 | 0.6 | 0.6 | 0.6 | 0.6 | 0.6 | 0.6 | 0.6 | 0.6 | 0.6 | 0 | 0 | From eQ_Lib.dat in MASControl 2017
D17_RtL_Break_LF_Yr | Lighting | FRACTION | Default¦Wkdy | 2014-01-01 | 2014-12-31 | Hourly | 0.0363 | 0.0363 | 0.0363 | 0.0363 | 0.0363 | 0.0363 | 0.0363 | 0.0363 | 0.0363 | 0.725 | 0.725 | 0.725 | 0.725 | 0.725 | 0.725 | 0.725 | 0.725 | 0.725 | 0.725 | 0.725 | 0.725 | 0.725 | 0 | 0 | From eQ_Lib.dat in MASControl 2017
D17_RtL_Break_LF_Yr | Lighting | FRACTION | Wknd | 2014-01-01 | 2014-12-31 | Hourly | 0.03 | 0.03 | 0.03 | 0.03 | 0.03 | 0.03 | 0.03 | 0.03 | 0.03 | 0.6 | 0.6 | 0.6 | 0.6 | 0.6 | 0.6 | 0.6 | 0.6 | 0.6 | 0.6 | 0.6 | 0.6 | 0.6 | 0 | 0 | From eQ_Lib.dat in MASControl 2017
D17_RtL_Break_LF_Yr | Lighting | FRACTION | WntrDsn | 2014-01-01 | 2014-12-31 | Constant | 0 | [23 empty] | From eQ_Lib.dat in MASControl 2017
D17_RtL_Break_LF_Yr | Lighting | FRACTION | SmrDsn | 2014-01-01 | 2014-12-31 | Constant | 1 | [23 empty] | From eQ_Lib.dat in MASControl 2017
D17_RtL_Break_LF_Yr | Lighting | FRACTION | Hol | 2014-01-01 | 2014-12-31 | Hourly | 0.03 | 0.03 | 0.03 | 0.03 | 0.03 | 0.03 | 0.03 | 0.03 | 0.03 | 0.6 | 0.6 | 0.6 | 0.6 | 0.6 | 0.6 | 0.6 | 0.6 | 0.6 | 0.6 | 0.6 | 0.6 | 0.6 | 0 | 0 | From eQ_Lib.dat in MASControl 2017
D17_RtL_Mech_CFL_Yr | Lighting | FRACTION | SmrDsn | 2014-01-01 | 2014-12-31 | Constant | 1 | [23 empty] | From eQ_Lib.dat in MASControl 2017
D17_RtL_Mech_CFL_Yr | Lighting | FRACTION | WntrDsn | 2014-01-01 | 2014-12-31 | Constant | 0 | [23 empty] | From eQ_Lib.dat in MASControl 2017
D17_RtL_Mech_CFL_Yr | Lighting | FRACTION | Default¦Hol | 2014-01-01 | 2014-12-31 | Hourly | 0.05 | 0.05 | 0.05 | 0.05 | 0.05 | 0.05 | 0.05 | 0.05 | 0.5 | 0.5 | 0.5 | 0.5 | 0.5 | 0.5 | 0.5 | 0.5 | 0.5 | 0.5 | 0.5 | 0.5 | 0.5 | 0.5 | 0.05 | 0.05 | From eQ_Lib.dat in MASControl 2017
D17_RtL_Mech_LF_Yr | Lighting | FRACTION | SmrDsn | 2014-01-01 | 2014-12-31 | Constant | 1 | [23 empty] | From eQ_Lib.dat in MASControl 2017
D17_RtL_Mech_LF_Yr | Lighting | FRACTION | WntrDsn | 2014-01-01 | 2014-12-31 | Constant | 0 | [23 empty] | From eQ_Lib.dat in MASControl 2017
D17_RtL_Mech_LF_Yr | Lighting | FRACTION | Default¦Hol | 2014-01-01 | 2014-12-31 | Hourly | 0.05 | 0.05 | 0.05 | 0.05 | 0.05 | 0.05 | 0.05 | 0.05 | 0.5 | 0.5 | 0.5 | 0.5 | 0.5 | 0.5 | 0.5 | 0.5 | 0.5 | 0.5 | 0.5 | 0.5 | 0.5 | 0.5 | 0.05 | 0.05 | From eQ_Lib.dat in MASControl 2017
D17_RtL_OffGen_CFL_Yr | Lighting | FRACTION | Default¦Wkdy | 2014-01-01 | 2014-12-31 | Hourly | 0.05 | 0.05 | 0.05 | 0.05 | 0.05 | 0.05 | 0.05 | 0.0921 | 0.85 | 0.85 | 0.85 | 0.85 | 0.85 | 0.85 | 0.85 | 0.85 | 0.85 | 0.85 | 0.05 | 0.05 | 0.05 | 0.05 | 0.05 | 0.05 | From eQ_Lib.dat in MASControl 2017
D17_RtL_OffGen_CFL_Yr | Lighting | FRACTION | Wknd | 2014-01-01 | 2014-12-31 | Hourly | 0.05 | 0.05 | 0.05 | 0.05 | 0.05 | 0.05 | 0.05 | 0.05 | 0.2618 | 0.45 | 0.45 | 0.45 | 0.45 | 0.45 | 0.45 | 0.45 | 0.45 | 0.45 | 0.0735 | 0.05 | 0.05 | 0.05 | 0.05 | 0.05 | From eQ_Lib.dat in MASControl 2017
D17_RtL_OffGen_CFL_Yr | Lighting | FRACTION | WntrDsn | 2014-01-01 | 2014-12-31 | Constant | 0 | [23 empty] | From eQ_Lib.dat in MASControl 2017
D17_RtL_OffGen_CFL_Yr | Lighting | FRACTION | SmrDsn | 2014-01-01 | 2014-12-31 | Constant | 1 | [23 empty] | From eQ_Lib.dat in MASControl 2017
D17_RtL_OffGen_CFL_Yr | Lighting | FRACTION | Hol | 2014-01-01 | 2014-12-31 | Hourly | 0.05 | 0.05 | 0.05 | 0.05 | 0.05 | 0.05 | 0.05 | 0.05 | 0.0944 | 0.45 | 0.45 | 0.0944 | 0.0944 | 0.05 | 0.05 | 0.05 | 0.05 | 0.05 | 0.05 | 0.05 | 0.05 | 0.05 | 0.05 | 0.05 | From eQ_Lib.dat in MASControl 2017
D17_RtL_OffGen_LF_Yr | Lighting | FRACTION | Default¦Wkdy | 2014-01-01 | 2014-12-31 | Hourly | 0.05 | 0.05 | 0.05 | 0.05 | 0.05 | 0.05 | 0.05 | 0.0921 | 0.85 | 0.85 | 0.85 | 0.85 | 0.85 | 0.85 | 0.85 | 0.85 | 0.85 | 0.85 | 0.05 | 0.05 | 0.05 | 0.05 | 0.05 | 0.05 | From eQ_Lib.dat in MASControl 2017
D17_RtL_OffGen_LF_Yr | Lighting | FRACTION | Wknd | 2014-01-01 | 2014-12-31 | Hourly | 0.05 | 0.05 | 0.05 | 0.05 | 0.05 | 0.05 | 0.05 | 0.05 | 0.2618 | 0.45 | 0.45 | 0.45 | 0.45 | 0.45 | 0.45 | 0.45 | 0.45 | 0.45 | 0.0735 | 0.05 | 0.05 | 0.05 | 0.05 | 0.05 | From eQ_Lib.dat in MASControl 2017
D17_RtL_OffGen_LF_Yr | Lighting | FRACTION | WntrDsn | 2014-01-01 | 2014-12-31 | Constant | 0 | [23 empty] | From eQ_Lib.dat in MASControl 2017
D17_RtL_OffGen_LF_Yr | Lighting | FRACTION | SmrDsn | 2014-01-01 | 2014-12-31 | Constant | 1 | [23 empty] | From eQ_Lib.dat in MASControl 2017
D17_RtL_OffGen_LF_Yr | Lighting | FRACTION | Hol | 2014-01-01 | 2014-12-31 | Hourly | 0.05 | 0.05 | 0.05 | 0.05 | 0.05 | 0.05 | 0.05 | 0.05 | 0.0944 | 0.45 | 0.45 | 0.0944 | 0.0944 | 0.05 | 0.05 | 0.05 | 0.05 | 0.05 | 0.05 | 0.05 | 0.05 | 0.05 | 0.05 | 0.05 | From eQ_Lib.dat in MASControl 2017
D17_RtL_Restrm_CFL_Yr | Lighting | FRACTION | SmrDsn | 2014-01-01 | 2014-12-31 | Constant | 1 | [23 empty] | From eQ_Lib.dat in MASControl 2017
D17_RtL_Restrm_CFL_Yr | Lighting | FRACTION | WntrDsn | 2014-01-01 | 2014-12-31 | Constant | 0 | [23 empty] | From eQ_Lib.dat in MASControl 2017
D17_RtL_Restrm_CFL_Yr | Lighting | FRACTION | Default¦Hol | 2014-01-01 | 2014-12-31 | Hourly | 0.05 | 0.05 | 0.05 | 0.05 | 0.05 | 0.05 | 0.05 | 0.05 | 0.5 | 0.5 | 0.5 | 0.5 | 0.5 | 0.5 | 0.5 | 0.5 | 0.5 | 0.5 | 0.5 | 0.5 | 0.5 | 0.5 | 0.05 | 0.05 | From eQ_Lib.dat in MASControl 2017
D17_RtL_Restrm_LF_Yr | Lighting | FRACTION | SmrDsn | 2014-01-01 | 2014-12-31 | Constant | 1 | [23 empty] | From eQ_Lib.dat in MASControl 2017
D17_RtL_Restrm_LF_Yr | Lighting | FRACTION | WntrDsn | 2014-01-01 | 2014-12-31 | Constant | 0 | [23 empty] | From eQ_Lib.dat in MASControl 2017
D17_RtL_Restrm_LF_Yr | Lighting | FRACTION | Default¦Hol | 2014-01-01 | 2014-12-31 | Hourly | 0.05 | 0.05 | 0.05 | 0.05 | 0.05 | 0.05 | 0.05 | 0.05 | 0.5 | 0.5 | 0.5 | 0.5 | 0.5 | 0.5 | 0.5 | 0.5 | 0.5 | 0.5 | 0.5 | 0.5 | 0.5 | 0.5 | 0.05 | 0.05 | From eQ_Lib.dat in MASControl 2017
D17_RtL_Sales_CFL_Yr | Lighting | FRACTION | Default¦Wkdy | 2014-01-01 | 2014-12-31 | Hourly | 0.05 | 0.05 | 0.05 | 0.05 | 0.05 | 0.05 | 0.05 | 0.05 | 0.875 | 0.875 | 0.875 | 0.875 | 0.875 | 0.875 | 0.875 | 0.875 | 0.875 | 0.875 | 0.875 | 0.875 | 0.875 | 0.875 | 0.05 | 0.05 | From eQ_Lib.dat in MASControl 2017
D17_RtL_Sales_CFL_Yr | Lighting | FRACTION | Wknd | 2014-01-01 | 2014-12-31 | Hourly | 0.05 | 0.05 | 0.05 | 0.05 | 0.05 | 0.05 | 0.05 | 0.05 | 0.75 | 0.75 | 0.75 | 0.75 | 0.75 | 0.75 | 0.75 | 0.75 | 0.75 | 0.75 | 0.75 | 0.75 | 0.75 | 0.75 | 0.05 | 0.05 | From eQ_Lib.dat in MASControl 2017
D17_RtL_Sales_CFL_Yr | Lighting | FRACTION | WntrDsn | 2014-01-01 | 2014-12-31 | Constant | 0 | [23 empty] | From eQ_Lib.dat in MASControl 2017
D17_RtL_Sales_CFL_Yr | Lighting | FRACTION | SmrDsn | 2014-01-01 | 2014-12-31 | Constant | 1 | [23 empty] | From eQ_Lib.dat in MASControl 2017
D17_RtL_Sales_CFL_Yr | Lighting | FRACTION | Hol | 2014-01-01 | 2014-12-31 | Hourly | 0.05 | 0.05 | 0.05 | 0.05 | 0.05 | 0.05 | 0.05 | 0.05 | 0.75 | 0.75 | 0.75 | 0.75 | 0.75 | 0.75 | 0.75 | 0.75 | 0.75 | 0.75 | 0.75 | 0.75 | 0.75 | 0.75 | 0.05 | 0.05 | From eQ_Lib.dat in MASControl 2017
D17_RtL_Sales_HB_Yr | Lighting | FRACTION | Default¦Wkdy | 2014-01-01 | 2014-12-31 | Hourly | 0.05 | 0.05 | 0.05 | 0.05 | 0.05 | 0.05 | 0.05 | 0.05 | 0.875 | 0.875 | 0.875 | 0.875 | 0.875 | 0.875 | 0.875 | 0.875 | 0.875 | 0.875 | 0.875 | 0.875 | 0.875 | 0.875 | 0.05 | 0.05 | From eQ_Lib.dat in MASControl 2017
D17_RtL_Sales_HB_Yr | Lighting | FRACTION | Wknd | 2014-01-01 | 2014-12-31 | Hourly | 0.05 | 0.05 | 0.05 | 0.05 | 0.05 | 0.05 | 0.05 | 0.05 | 0.75 | 0.75 | 0.75 | 0.75 | 0.75 | 0.75 | 0.75 | 0.75 | 0.75 | 0.75 | 0.75 | 0.75 | 0.75 | 0.75 | 0.05 | 0.05 | From eQ_Lib.dat in MASControl 2017
D17_RtL_Sales_HB_Yr | Lighting | FRACTION | WntrDsn | 2014-01-01 | 2014-12-31 | Constant | 0 | [23 empty] | From eQ_Lib.dat in MASControl 2017
D17_RtL_Sales_HB_Yr | Lighting | FRACTION | SmrDsn | 2014-01-01 | 2014-12-31 | Constant | 1 | [23 empty] | From eQ_Lib.dat in MASControl 2017
D17_RtL_Sales_HB_Yr | Lighting | FRACTION | Hol | 2014-01-01 | 2014-12-31 | Hourly | 0.05 | 0.05 | 0.05 | 0.05 | 0.05 | 0.05 | 0.05 | 0.05 | 0.75 | 0.75 | 0.75 | 0.75 | 0.75 | 0.75 | 0.75 | 0.75 | 0.75 | 0.75 | 0.75 | 0.75 | 0.75 | 0.75 | 0.05 | 0.05 | From eQ_Lib.dat in MASControl 2017
D17_RtL_Sales_LF_Yr | Lighting | FRACTION | Default¦Wkdy | 2014-01-01 | 2014-12-31 | Hourly | 0.05 | 0.05 | 0.05 | 0.05 | 0.05 | 0.05 | 0.05 | 0.05 | 0.875 | 0.875 | 0.875 | 0.875 | 0.875 | 0.875 | 0.875 | 0.875 | 0.875 | 0.875 | 0.875 | 0.875 | 0.875 | 0.875 | 0.05 | 0.05 | From eQ_Lib.dat in MASControl 2017
D17_RtL_Sales_LF_Yr | Lighting | FRACTION | Wknd | 2014-01-01 | 2014-12-31 | Hourly | 0.05 | 0.05 | 0.05 | 0.05 | 0.05 | 0.05 | 0.05 | 0.05 | 0.75 | 0.75 | 0.75 | 0.75 | 0.75 | 0.75 | 0.75 | 0.75 | 0.75 | 0.75 | 0.75 | 0.75 | 0.75 | 0.75 | 0.05 | 0.05 | From eQ_Lib.dat in MASControl 2017
D17_RtL_Sales_LF_Yr | Lighting | FRACTION | WntrDsn | 2014-01-01 | 2014-12-31 | Constant | 0 | [23 empty] | From eQ_Lib.dat in MASControl 2017
D17_RtL_Sales_LF_Yr | Lighting | FRACTION | SmrDsn | 2014-01-01 | 2014-12-31 | Constant | 1 | [23 empty] | From eQ_Lib.dat in MASControl 2017
D17_RtL_Sales_LF_Yr | Lighting | FRACTION | Hol | 2014-01-01 | 2014-12-31 | Hourly | 0.05 | 0.05 | 0.05 | 0.05 | 0.05 | 0.05 | 0.05 | 0.05 | 0.75 | 0.75 | 0.75 | 0.75 | 0.75 | 0.75 | 0.75 | 0.75 | 0.75 | 0.75 | 0.75 | 0.75 | 0.75 | 0.75 | 0.05 | 0.05 | From eQ_Lib.dat in MASControl 2017
D17_RtL_Stock_CFL_Yr | Lighting | FRACTION | SmrDsn | 2014-01-01 | 2014-12-31 | Constant | 1 | [23 empty] | From eQ_Lib.dat in MASControl 2017
D17_RtL_Stock_CFL_Yr | Lighting | FRACTION | WntrDsn | 2014-01-01 | 2014-12-31 | Constant | 0 | [23 empty] | From eQ_Lib.dat in MASControl 2017
D17_RtL_Stock_CFL_Yr | Lighting | FRACTION | Default¦Hol | 2014-01-01 | 2014-12-31 | Hourly | 0.05 | 0.05 | 0.05 | 0.05 | 0.05 | 0.05 | 0.05 | 0.05 | 0.5 | 0.5 | 0.5 | 0.5 | 0.5 | 0.5 | 0.5 | 0.5 | 0.5 | 0.5 | 0.5 | 0.5 | 0.5 | 0.5 | 0.05 | 0.05 | From eQ_Lib.dat in MASControl 2017
D17_RtL_Stock_HB_Yr | Lighting | FRACTION | SmrDsn | 2014-01-01 | 2014-12-31 | Constant | 1 | [23 empty] | From eQ_Lib.dat in MASControl 2017
D17_RtL_Stock_HB_Yr | Lighting | FRACTION | WntrDsn | 2014-01-01 | 2014-12-31 | Constant | 0 | [23 empty] | From eQ_Lib.dat in MASControl 2017
D17_RtL_Stock_HB_Yr | Lighting | FRACTION | Default¦Hol | 2014-01-01 | 2014-12-31 | Hourly | 0.05 | 0.05 | 0.05 | 0.05 | 0.05 | 0.05 | 0.05 | 0.05 | 0.5 | 0.5 | 0.5 | 0.5 | 0.5 | 0.5 | 0.5 | 0.5 | 0.5 | 0.5 | 0.5 | 0.5 | 0.5 | 0.5 | 0.05 | 0.05 | From eQ_Lib.dat in MASControl 2017
D17_RtL_Stock_LF_Yr | Lighting | FRACTION | SmrDsn | 2014-01-01 | 2014-12-31 | Constant | 1 | [23 empty] | From eQ_Lib.dat in MASControl 2017
D17_RtL_Stock_LF_Yr | Lighting | FRACTION | WntrDsn | 2014-01-01 | 2014-12-31 | Constant | 0 | [23 empty] | From eQ_Lib.dat in MASControl 2017
D17_RtL_Stock_LF_Yr | Lighting | FRACTION | Default¦Hol | 2014-01-01 | 2014-12-31 | Hourly | 0.05 | 0.05 | 0.05 | 0.05 | 0.05 | 0.05 | 0.05 | 0.05 | 0.5 | 0.5 | 0.5 | 0.5 | 0.5 | 0.5 | 0.5 | 0.5 | 0.5 | 0.5 | 0.5 | 0.5 | 0.5 | 0.5 | 0.05 | 0.05 | From eQ_Lib.dat in MASControl 2017
D17_RtL_Work_CFL_Yr | Lighting | FRACTION | Default¦Wkdy | 2014-01-01 | 2014-12-31 | Hourly | 0.05 | 0.05 | 0.05 | 0.05 | 0.05 | 0.05 | 0.05 | 0.05 | 0.65 | 0.65 | 0.65 | 0.65 | 0.65 | 0.65 | 0.65 | 0.65 | 0.65 | 0.65 | 0.65 | 0.65 | 0.65 | 0.65 | 0.1763 | 0.05 | From eQ_Lib.dat in MASControl 2017
D17_RtL_Work_CFL_Yr | Lighting | FRACTION | Wknd | 2014-01-01 | 2014-12-31 | Hourly | 0.05 | 0.05 | 0.05 | 0.05 | 0.05 | 0.05 | 0.05 | 0.05 | 0.575 | 0.575 | 0.575 | 0.575 | 0.575 | 0.575 | 0.575 | 0.575 | 0.575 | 0.575 | 0.575 | 0.575 | 0.575 | 0.575 | 0.1605 | 0.05 | From eQ_Lib.dat in MASControl 2017
D17_RtL_Work_CFL_Yr | Lighting | FRACTION | WntrDsn | 2014-01-01 | 2014-12-31 | Constant | 0 | [23 empty] | From eQ_Lib.dat in MASControl 2017
D17_RtL_Work_CFL_Yr | Lighting | FRACTION | SmrDsn | 2014-01-01 | 2014-12-31 | Constant | 1 | [23 empty] | From eQ_Lib.dat in MASControl 2017
D17_RtL_Work_CFL_Yr | Lighting | FRACTION | Hol | 2014-01-01 | 2014-12-31 | Hourly | 0.05 | 0.05 | 0.05 | 0.05 | 0.05 | 0.05 | 0.05 | 0.05 | 0.575 | 0.575 | 0.575 | 0.575 | 0.575 | 0.575 | 0.575 | 0.575 | 0.575 | 0.575 | 0.575 | 0.575 | 0.575 | 0.575 | 0.1605 | 0.05 | From eQ_Lib.dat in MASControl 2017
D17_RtL_Work_HB_Yr | Lighting | FRACTION | Default¦Wkdy | 2014-01-01 | 2014-12-31 | Hourly | 0.05 | 0.05 | 0.05 | 0.05 | 0.05 | 0.05 | 0.05 | 0.05 | 0.65 | 0.65 | 0.65 | 0.65 | 0.65 | 0.65 | 0.65 | 0.65 | 0.65 | 0.65 | 0.65 | 0.65 | 0.65 | 0.65 | 0.1763 | 0.05 | From eQ_Lib.dat in MASControl 2017
D17_RtL_Work_HB_Yr | Lighting | FRACTION | Wknd | 2014-01-01 | 2014-12-31 | Hourly | 0.05 | 0.05 | 0.05 | 0.05 | 0.05 | 0.05 | 0.05 | 0.05 | 0.575 | 0.575 | 0.575 | 0.575 | 0.575 | 0.575 | 0.575 | 0.575 | 0.575 | 0.575 | 0.575 | 0.575 | 0.575 | 0.575 | 0.1605 | 0.05 | From eQ_Lib.dat in MASControl 2017
D17_RtL_Work_HB_Yr | Lighting | FRACTION | WntrDsn | 2014-01-01 | 2014-12-31 | Constant | 0 | [23 empty] | From eQ_Lib.dat in MASControl 2017
D17_RtL_Work_HB_Yr | Lighting | FRACTION | SmrDsn | 2014-01-01 | 2014-12-31 | Constant | 1 | [23 empty] | From eQ_Lib.dat in MASControl 2017
D17_RtL_Work_HB_Yr | Lighting | FRACTION | Hol | 2014-01-01 | 2014-12-31 | Hourly | 0.05 | 0.05 | 0.05 | 0.05 | 0.05 | 0.05 | 0.05 | 0.05 | 0.575 | 0.575 | 0.575 | 0.575 | 0.575 | 0.575 | 0.575 | 0.575 | 0.575 | 0.575 | 0.575 | 0.575 | 0.575 | 0.575 | 0.1605 | 0.05 | From eQ_Lib.dat in MASControl 2017
D17_RtL_Work_LF_Yr | Lighting | FRACTION | Default¦Wkdy | 2014-01-01 | 2014-12-31 | Hourly | 0.05 | 0.05 | 0.05 | 0.05 | 0.05 | 0.05 | 0.05 | 0.05 | 0.65 | 0.65 | 0.65 | 0.65 | 0.65 | 0.65 | 0.65 | 0.65 | 0.65 | 0.65 | 0.65 | 0.65 | 0.65 | 0.65 | 0.1763 | 0.05 | From eQ_Lib.dat in MASControl 2017
D17_RtL_Work_LF_Yr | Lighting | FRACTION | Wknd | 2014-01-01 | 2014-12-31 | Hourly | 0.05 | 0.05 | 0.05 | 0.05 | 0.05 | 0.05 | 0.05 | 0.05 | 0.575 | 0.575 | 0.575 | 0.575 | 0.575 | 0.575 | 0.575 | 0.575 | 0.575 | 0.575 | 0.575 | 0.575 | 0.575 | 0.575 | 0.1605 | 0.05 | From eQ_Lib.dat in MASControl 2017
D17_RtL_Work_LF_Yr | Lighting | FRACTION | WntrDsn | 2014-01-01 | 2014-12-31 | Constant | 0 | [23 empty] | From eQ_Lib.dat in MASControl 2017
D17_RtL_Work_LF_Yr | Lighting | FRACTION | SmrDsn | 2014-01-01 | 2014-12-31 | Constant | 1 | [23 empty] | From eQ_Lib.dat in MASControl 2017
D17_RtL_Work_LF_Yr | Lighting | FRACTION | Hol | 2014-01-01 | 2014-12-31 | Hourly | 0.05 | 0.05 | 0.05 | 0.05 | 0.05 | 0.05 | 0.05 | 0.05 | 0.575 | 0.575 | 0.575 | 0.575 | 0.575 | 0.575 | 0.575 | 0.575 | 0.575 | 0.575 | 0.575 | 0.575 | 0.575 | 0.575 | 0.1605 | 0.05 | From eQ_Lib.dat in MASControl 2017
D17_RtS_Break_CFL_Yr | Lighting | FRACTION | Default¦Wkdy | 2014-01-01 | 2014-12-31 | Hourly | 0.0128 | 0.0128 | 0.0128 | 0.0128 | 0.0128 | 0.013 | 0.0306 | 0.0518 | 0.0997 | 0.1386 | 0.1674 | 0.172 | 0.1499 | 0.1777 | 0.1573 | 0.1204 | 0.0851 | 0.0499 | 0.0301 | 0.036 | 0.0192 | 0.0133 | 0.0125 | 0.0125 | From eQ_Lib.dat in MASControl 2017
D17_RtS_Break_CFL_Yr | Lighting | FRACTION | Wknd | 2014-01-01 | 2014-12-31 | Hourly | 0 | 0 | 0 | 0 | 0 | 0.0001 | 0.003 | 0.0022 | 0.0019 | 0.0033 | 0.0045 | 0.025 | 0.0431 | 0.101 | 0.0861 | 0.0551 | 0.0447 | 0.0071 | 0.003 | 0.0027 | 0 | 0 | 0 | 0 | From eQ_Lib.dat in MASControl 2017
D17_RtS_Break_CFL_Yr | Lighting | FRACTION | WntrDsn | 2014-01-01 | 2014-12-31 | Constant | 0 | [23 empty] | From eQ_Lib.dat in MASControl 2017
D17_RtS_Break_CFL_Yr | Lighting | FRACTION | SmrDsn | 2014-01-01 | 2014-12-31 | Constant | 1 | [23 empty] | From eQ_Lib.dat in MASControl 2017
D17_RtS_Break_CFL_Yr | Lighting | FRACTION | Hol | 2014-01-01 | 2014-12-31 | Hourly | 0 | 0 | 0 | 0 | 0 | 0 | 0 | 0 | 0.0007 | 0 | 0 | 0 | 0 | 0.003 | 0.0344 | 0 | 0 | 0 | 0 | 0 | 0 | 0 | 0 | 0 | From eQ_Lib.dat in MASControl 2017
D17_RtS_Break_LF_Yr | Lighting | FRACTION | Default¦Wkdy | 2014-01-01 | 2014-12-31 | Hourly | 0.0394 | 0.0374 | 0.0371 | 0.0409 | 0.059 | 0.0716 | 0.1262 | 0.2174 | 0.3759 | 0.4719 | 0.5246 | 0.5446 | 0.5715 | 0.5552 | 0.5118 | 0.4829 | 0.4444 | 0.3786 | 0.2812 | 0.1947 | 0.1194 | 0.0842 | 0.0638 | 0.0509 | From eQ_Lib.dat in MASControl 2017
D17_RtS_Break_LF_Yr | Lighting | FRACTION | Wknd | 2014-01-01 | 2014-12-31 | Hourly | 0.0468 | 0.0467 | 0.0446 | 0.0437 | 0.0459 | 0.0511 | 0.0881 | 0.1046 | 0.1488 | 0.1968 | 0.237 | 0.2696 | 0.2893 | 0.2842 | 0.2715 | 0.26 | 0.2237 | 0.1875 | 0.1389 | 0.0976 | 0.0765 | 0.0626 | 0.0533 | 0.0442 | From eQ_Lib.dat in MASControl 2017
D17_RtS_Break_LF_Yr | Lighting | FRACTION | WntrDsn | 2014-01-01 | 2014-12-31 | Constant | 0 | [23 empty] | From eQ_Lib.dat in MASControl 2017
D17_RtS_Break_LF_Yr | Lighting | FRACTION | SmrDsn | 2014-01-01 | 2014-12-31 | Constant | 1 | [23 empty] | From eQ_Lib.dat in MASControl 2017
D17_RtS_Break_LF_Yr | Lighting | FRACTION | Hol | 2014-01-01 | 2014-12-31 | Hourly | 0.0051 | 0.0051 | 0.0051 | 0.0051 | 0.0051 | 0.0051 | 0.0316 | 0.0468 | 0.0734 | 0.0936 | 0.0889 | 0.0784 | 0.0954 | 0.0819 | 0.0637 | 0.063 | 0.0616 | 0.0344 | 0.0161 | 0.0137 | 0.0124 | 0.0075 | 0.0044 | 0.0021 | From eQ_Lib.dat in MASControl 2017
D17_RtS_Hall_CFL_Yr | Lighting | FRACTION | Default¦Wkdy | 2014-01-01 | 2014-12-31 | Hourly | 0.1781 | 0.1748 | 0.1739 | 0.1742 | 0.1742 | 0.176 | 0.2467 | 0.4302 | 0.5185 | 0.6354 | 0.6979 | 0.7026 | 0.6913 | 0.6843 | 0.6946 | 0.6995 | 0.6842 | 0.5319 | 0.3746 | 0.2806 | 0.254 | 0.2355 | 0.2027 | 0.1842 | From eQ_Lib.dat in MASControl 2017
D17_RtS_Hall_CFL_Yr | Lighting | FRACTION | Wknd | 2014-01-01 | 2014-12-31 | Hourly | 0.183 | 0.1777 | 0.1762 | 0.1762 | 0.1763 | 0.1766 | 0.1813 | 0.2079 | 0.2527 | 0.3118 | 0.3645 | 0.3707 | 0.3655 | 0.3518 | 0.3381 | 0.333 | 0.3203 | 0.2931 | 0.2583 | 0.2536 | 0.2526 | 0.2289 | 0.1936 | 0.1834 | From eQ_Lib.dat in MASControl 2017
D17_RtS_Hall_CFL_Yr | Lighting | FRACTION | WntrDsn | 2014-01-01 | 2014-12-31 | Constant | 0 | [23 empty] | From eQ_Lib.dat in MASControl 2017
D17_RtS_Hall_CFL_Yr | Lighting | FRACTION | SmrDsn | 2014-01-01 | 2014-12-31 | Constant | 1 | [23 empty] | From eQ_Lib.dat in MASControl 2017
D17_RtS_Hall_CFL_Yr | Lighting | FRACTION | Hol | 2014-01-01 | 2014-12-31 | Hourly | 0.162 | 0.162 | 0.162 | 0.162 | 0.162 | 0.162 | 0.1621 | 0.177 | 0.1879 | 0.1882 | 0.1881 | 0.1925 | 0.1806 | 0.1667 | 0.1754 | 0.1658 | 0.1658 | 0.1695 | 0.164 | 0.1629 | 0.1562 | 0.185 | 0.1567 | 0.1548 | From eQ_Lib.dat in MASControl 2017
D17_RtS_Hall_LF_Yr | Lighting | FRACTION | Default¦Wkdy | 2014-01-01 | 2014-12-31 | Hourly | 0.1781 | 0.1748 | 0.1739 | 0.1742 | 0.1742 | 0.176 | 0.2467 | 0.4302 | 0.5185 | 0.6354 | 0.6979 | 0.7026 | 0.6913 | 0.6843 | 0.6946 | 0.6995 | 0.6842 | 0.5319 | 0.3746 | 0.2806 | 0.254 | 0.2355 | 0.2027 | 0.1842 | From eQ_Lib.dat in MASControl 2017
D17_RtS_Hall_LF_Yr | Lighting | FRACTION | Wknd | 2014-01-01 | 2014-12-31 | Hourly | 0.183 | 0.1777 | 0.1762 | 0.1762 | 0.1763 | 0.1766 | 0.1813 | 0.2079 | 0.2527 | 0.3118 | 0.3645 | 0.3707 | 0.3655 | 0.3518 | 0.3381 | 0.333 | 0.3203 | 0.2931 | 0.2583 | 0.2536 | 0.2526 | 0.2289 | 0.1936 | 0.1834 | From eQ_Lib.dat in MASControl 2017
D17_RtS_Hall_LF_Yr | Lighting | FRACTION | WntrDsn | 2014-01-01 | 2014-12-31 | Constant | 0 | [23 empty] | From eQ_Lib.dat in MASControl 2017
D17_RtS_Hall_LF_Yr | Lighting | FRACTION | SmrDsn | 2014-01-01 | 2014-12-31 | Constant | 1 | [23 empty] | From eQ_Lib.dat in MASControl 2017
D17_RtS_Hall_LF_Yr | Lighting | FRACTION | Hol | 2014-01-01 | 2014-12-31 | Hourly | 0.162 | 0.162 | 0.162 | 0.162 | 0.162 | 0.162 | 0.1621 | 0.177 | 0.1879 | 0.1882 | 0.1881 | 0.1925 | 0.1806 | 0.1667 | 0.1754 | 0.1658 | 0.1658 | 0.1695 | 0.164 | 0.1629 | 0.1562 | 0.185 | 0.1567 | 0.1548 | From eQ_Lib.dat in MASControl 2017
D17_RtS_Mech_CFL_Yr | Lighting | FRACTION | Default¦Wkdy | 2014-01-01 | 2014-12-31 | Hourly | 0.0846 | 0.079 | 0.076 | 0.0749 | 0.0716 | 0.0698 | 0.0907 | 0.0994 | 0.2276 | 0.2433 | 0.2662 | 0.2741 | 0.2587 | 0.2614 | 0.2581 | 0.2436 | 0.1993 | 0.1242 | 0.1327 | 0.1641 | 0.1599 | 0.1389 | 0.1211 | 0.1013 | From eQ_Lib.dat in MASControl 2017
D17_RtS_Mech_CFL_Yr | Lighting | FRACTION | Wknd | 2014-01-01 | 2014-12-31 | Hourly | 0.0706 | 0.0562 | 0.056 | 0.0564 | 0.0559 | 0.0611 | 0.0659 | 0.0952 | 0.2017 | 0.2018 | 0.2163 | 0.2224 | 0.2305 | 0.2185 | 0.2235 | 0.2041 | 0.1635 | 0.1024 | 0.1184 | 0.1573 | 0.1487 | 0.1469 | 0.1419 | 0.1126 | From eQ_Lib.dat in MASControl 2017
D17_RtS_Mech_CFL_Yr | Lighting | FRACTION | WntrDsn | 2014-01-01 | 2014-12-31 | Constant | 0 | [23 empty] | From eQ_Lib.dat in MASControl 2017
D17_RtS_Mech_CFL_Yr | Lighting | FRACTION | SmrDsn | 2014-01-01 | 2014-12-31 | Constant | 1 | [23 empty] | From eQ_Lib.dat in MASControl 2017
D17_RtS_Mech_CFL_Yr | Lighting | FRACTION | Hol | 2014-01-01 | 2014-12-31 | Hourly | 0 | 0 | 0 | 0 | 0 | 0 | 0 | 0.0386 | 0.027 | 0 | 0 | 0.0157 | 0.0226 | 0 | 0 | 0 | 0.0001 | 0.0001 | 0.0001 | 0 | 0 | 0 | 0.0001 | 0 | From eQ_Lib.dat in MASControl 2017
D17_RtS_Mech_LF_Yr | Lighting | FRACTION | Default¦Wkdy | 2014-01-01 | 2014-12-31 | Hourly | 0.1829 | 0.1818 | 0.1799 | 0.1798 | 0.1868 | 0.1874 | 0.187 | 0.2012 | 0.2402 | 0.2945 | 0.3257 | 0.3487 | 0.3609 | 0.3727 | 0.3725 | 0.3624 | 0.3479 | 0.3335 | 0.3281 | 0.2927 | 0.2434 | 0.2198 | 0.209 | 0.2013 | From eQ_Lib.dat in MASControl 2017
D17_RtS_Mech_LF_Yr | Lighting | FRACTION | Wknd | 2014-01-01 | 2014-12-31 | Hourly | 0.199 | 0.1877 | 0.1863 | 0.1858 | 0.192 | 0.1925 | 0.1917 | 0.2008 | 0.2115 | 0.2471 | 0.2758 | 0.2899 | 0.2972 | 0.3112 | 0.3123 | 0.3016 | 0.2863 | 0.2709 | 0.2495 | 0.2377 | 0.2259 | 0.2039 | 0.1876 | 0.1758 | From eQ_Lib.dat in MASControl 2017
D17_RtS_Mech_LF_Yr | Lighting | FRACTION | WntrDsn | 2014-01-01 | 2014-12-31 | Constant | 0 | [23 empty] | From eQ_Lib.dat in MASControl 2017
D17_RtS_Mech_LF_Yr | Lighting | FRACTION | SmrDsn | 2014-01-01 | 2014-12-31 | Constant | 1 | [23 empty] | From eQ_Lib.dat in MASControl 2017
D17_RtS_Mech_LF_Yr | Lighting | FRACTION | Hol | 2014-01-01 | 2014-12-31 | Hourly | 0.1119 | 0.1119 | 0.1119 | 0.1119 | 0.1949 | 0.1952 | 0.1952 | 0.1952 | 0.1413 | 0.1094 | 0.1016 | 0.1208 | 0.1087 | 0.1192 | 0.1103 | 0.1 | 0.1 | 0.1 | 0.1 | 0.1 | 0.1 | 0.1 | 0.1002 | 0.1 | From eQ_Lib.dat in MASControl 2017
D17_RtS_OffGen_CFL_Yr | Lighting | FRACTION | Default¦Wkdy | 2014-01-01 | 2014-12-31 | Hourly | 0.074 | 0.072 | 0.0745 | 0.079 | 0.0718 | 0.0761 | 0.1132 | 0.2329 | 0.3482 | 0.512 | 0.6458 | 0.6766 | 0.6745 | 0.6726 | 0.6466 | 0.6329 | 0.6078 | 0.5136 | 0.316 | 0.196 | 0.1454 | 0.1462 | 0.1239 | 0.0956 | From eQ_Lib.dat in MASControl 2017
D17_RtS_OffGen_CFL_Yr | Lighting | FRACTION | Wknd | 2014-01-01 | 2014-12-31 | Hourly | 0.1049 | 0.0875 | 0.0668 | 0.0659 | 0.063 | 0.0627 | 0.0646 | 0.1174 | 0.187 | 0.2407 | 0.3347 | 0.3548 | 0.36 | 0.3604 | 0.3562 | 0.3522 | 0.3363 | 0.2593 | 0.1392 | 0.1097 | 0.1075 | 0.1041 | 0.0954 | 0.0852 | From eQ_Lib.dat in MASControl 2017
D17_RtS_OffGen_CFL_Yr | Lighting | FRACTION | WntrDsn | 2014-01-01 | 2014-12-31 | Constant | 0 | [23 empty] | From eQ_Lib.dat in MASControl 2017
D17_RtS_OffGen_CFL_Yr | Lighting | FRACTION | SmrDsn | 2014-01-01 | 2014-12-31 | Constant | 1 | [23 empty] | From eQ_Lib.dat in MASControl 2017
D17_RtS_OffGen_CFL_Yr | Lighting | FRACTION | Hol | 2014-01-01 | 2014-12-31 | Hourly | 0.0696 | 0.0696 | 0.0696 | 0.0696 | 0.0696 | 0.0696 | 0.0696 | 0.0696 | 0.0696 | 0.0757 | 0.113 | 0.113 | 0.113 | 0.113 | 0.119 | 0.1131 | 0.1008 | 0.0776 | 0.0696 | 0.0804 | 0.0696 | 0.0696 | 0.0696 | 0.0696 | From eQ_Lib.dat in MASControl 2017
D17_RtS_OffGen_LF_Yr | Lighting | FRACTION | Default¦Wkdy | 2014-01-01 | 2014-12-31 | Hourly | 0.0217 | 0.0185 | 0.017 | 0.0168 | 0.0214 | 0.0437 | 0.1052 | 0.2351 | 0.3996 | 0.5507 | 0.6312 | 0.6544 | 0.6542 | 0.6569 | 0.6631 | 0.6674 | 0.6177 | 0.4431 | 0.2676 | 0.1599 | 0.1001 | 0.0727 | 0.0542 | 0.0371 | From eQ_Lib.dat in MASControl 2017
D17_RtS_OffGen_LF_Yr | Lighting | FRACTION | Wknd | 2014-01-01 | 2014-12-31 | Hourly | 0.0239 | 0.0192 | 0.0183 | 0.0175 | 0.0174 | 0.0296 | 0.0457 | 0.069 | 0.1202 | 0.1846 | 0.2243 | 0.2406 | 0.2535 | 0.2504 | 0.2407 | 0.2237 | 0.1942 | 0.139 | 0.0902 | 0.0653 | 0.0527 | 0.0438 | 0.0266 | 0.0193 | From eQ_Lib.dat in MASControl 2017
D17_RtS_OffGen_LF_Yr | Lighting | FRACTION | WntrDsn | 2014-01-01 | 2014-12-31 | Constant | 0 | [23 empty] | From eQ_Lib.dat in MASControl 2017
D17_RtS_OffGen_LF_Yr | Lighting | FRACTION | SmrDsn | 2014-01-01 | 2014-12-31 | Constant | 1 | [23 empty] | From eQ_Lib.dat in MASControl 2017
D17_RtS_OffGen_LF_Yr | Lighting | FRACTION | Hol | 2014-01-01 | 2014-12-31 | Hourly | 0.0098 | 0.0091 | 0.0091 | 0.0091 | 0.0091 | 0.0099 | 0.0318 | 0.0595 | 0.0869 | 0.0971 | 0.1027 | 0.1074 | 0.1096 | 0.0909 | 0.0799 | 0.0714 | 0.069 | 0.0572 | 0.0418 | 0.0384 | 0.03 | 0.0306 | 0.0203 | 0.0182 | From eQ_Lib.dat in MASControl 2017
D17_RtS_Restrm_CFL_Yr | Lighting | FRACTION | Default¦Wkdy | 2014-01-01 | 2014-12-31 | Hourly | 0.0386 | 0.0347 | 0.0336 | 0.0335 | 0.0349 | 0.0342 | 0.0387 | 0.0654 | 0.0855 | 0.1112 | 0.1261 | 0.1259 | 0.1281 | 0.133 | 0.1339 | 0.1288 | 0.1273 | 0.1155 | 0.0898 | 0.0704 | 0.0592 | 0.0482 | 0.043 | 0.0409 | From eQ_Lib.dat in MASControl 2017
D17_RtS_Restrm_CFL_Yr | Lighting | FRACTION | Wknd | 2014-01-01 | 2014-12-31 | Hourly | 0.037 | 0.0325 | 0.0306 | 0.0303 | 0.0304 | 0.0319 | 0.0357 | 0.0542 | 0.0629 | 0.0865 | 0.1016 | 0.1061 | 0.1055 | 0.1087 | 0.108 | 0.1082 | 0.0964 | 0.081 | 0.0657 | 0.0621 | 0.0575 | 0.0457 | 0.0414 | 0.0398 | From eQ_Lib.dat in MASControl 2017
D17_RtS_Restrm_CFL_Yr | Lighting | FRACTION | WntrDsn | 2014-01-01 | 2014-12-31 | Constant | 0 | [23 empty] | From eQ_Lib.dat in MASControl 2017
D17_RtS_Restrm_CFL_Yr | Lighting | FRACTION | SmrDsn | 2014-01-01 | 2014-12-31 | Constant | 1 | [23 empty] | From eQ_Lib.dat in MASControl 2017
D17_RtS_Restrm_CFL_Yr | Lighting | FRACTION | Hol | 2014-01-01 | 2014-12-31 | Hourly | 0.0098 | 0.0098 | 0.0098 | 0.0098 | 0.0098 | 0.0099 | 0.0139 | 0.0203 | 0.0312 | 0.033 | 0.0207 | 0.0163 | 0.019 | 0.017 | 0.019 | 0.0187 | 0.0186 | 0.0218 | 0.0143 | 0.0106 | 0.0105 | 0.0113 | 0.0106 | 0.01 | From eQ_Lib.dat in MASControl 2017
D17_RtS_Restrm_LF_Yr | Lighting | FRACTION | Default¦Wkdy | 2014-01-01 | 2014-12-31 | Hourly | 0.0266 | 0.0254 | 0.0246 | 0.0242 | 0.0286 | 0.0585 | 0.0638 | 0.1008 | 0.1532 | 0.1859 | 0.2026 | 0.2025 | 0.2041 | 0.1959 | 0.2032 | 0.1922 | 0.1888 | 0.1868 | 0.1561 | 0.1051 | 0.0797 | 0.07 | 0.0426 | 0.0339 | From eQ_Lib.dat in MASControl 2017
D17_RtS_Restrm_LF_Yr | Lighting | FRACTION | Wknd | 2014-01-01 | 2014-12-31 | Hourly | 0.019 | 0.0166 | 0.0151 | 0.0134 | 0.0133 | 0.0158 | 0.0374 | 0.0641 | 0.1024 | 0.1394 | 0.1228 | 0.1413 | 0.1476 | 0.1317 | 0.1458 | 0.1378 | 0.109 | 0.1127 | 0.0924 | 0.0809 | 0.0818 | 0.0729 | 0.0276 | 0.0168 | From eQ_Lib.dat in MASControl 2017
D17_RtS_Restrm_LF_Yr | Lighting | FRACTION | WntrDsn | 2014-01-01 | 2014-12-31 | Constant | 0 | [23 empty] | From eQ_Lib.dat in MASControl 2017
D17_RtS_Restrm_LF_Yr | Lighting | FRACTION | SmrDsn | 2014-01-01 | 2014-12-31 | Constant | 1 | [23 empty] | From eQ_Lib.dat in MASControl 2017
D17_RtS_Restrm_LF_Yr | Lighting | FRACTION | Hol | 2014-01-01 | 2014-12-31 | Hourly | 0 | 0 | 0 | 0 | 0 | 0 | 0.0119 | 0.0528 | 0.0441 | 0.0473 | 0.0496 | 0.0471 | 0.0484 | 0.0504 | 0.052 | 0.0425 | 0.0473 | 0.037 | 0.0247 | 0.0401 | 0.0366 | 0.0058 | 0 | 0 | From eQ_Lib.dat in MASControl 2017
D17_RtS_Sales_CFL_Yr | Lighting | FRACTION | Default¦Wkdy | 2014-01-01 | 2014-12-31 | Hourly | 0.1409 | 0.1373 | 0.1356 | 0.1347 | 0.1349 | 0.14 | 0.168 | 0.1869 | 0.2577 | 0.4055 | 0.6086 | 0.7038 | 0.7387 | 0.741 | 0.7404 | 0.7422 | 0.7294 | 0.6789 | 0.4954 | 0.3648 | 0.2519 | 0.1992 | 0.1735 | 0.1617 | From eQ_Lib.dat in MASControl 2017
D17_RtS_Sales_CFL_Yr | Lighting | FRACTION | Wknd | 2014-01-01 | 2014-12-31 | Hourly | 0.1483 | 0.1449 | 0.1432 | 0.1434 | 0.1421 | 0.1404 | 0.1556 | 0.1782 | 0.2154 | 0.2979 | 0.4469 | 0.5765 | 0.6363 | 0.645 | 0.6409 | 0.638 | 0.5891 | 0.4774 | 0.3358 | 0.2441 | 0.2055 | 0.1824 | 0.1622 | 0.1543 | From eQ_Lib.dat in MASControl 2017
D17_RtS_Sales_CFL_Yr | Lighting | FRACTION | WntrDsn | 2014-01-01 | 2014-12-31 | Constant | 0 | [23 empty] | From eQ_Lib.dat in MASControl 2017
D17_RtS_Sales_CFL_Yr | Lighting | FRACTION | SmrDsn | 2014-01-01 | 2014-12-31 | Constant | 1 | [23 empty] | From eQ_Lib.dat in MASControl 2017
D17_RtS_Sales_CFL_Yr | Lighting | FRACTION | Hol | 2014-01-01 | 2014-12-31 | Hourly | 0.1151 | 0.1136 | 0.1127 | 0.1124 | 0.1124 | 0.1184 | 0.1216 | 0.1242 | 0.1297 | 0.1381 | 0.1541 | 0.1745 | 0.1714 | 0.1697 | 0.1551 | 0.1493 | 0.15 | 0.1533 | 0.1439 | 0.1185 | 0.117 | 0.1168 | 0.113 | 0.1127 | From eQ_Lib.dat in MASControl 2017
D17_RtS_Sales_HB_Yr | Lighting | FRACTION | Default¦Wkdy | 2014-01-01 | 2014-12-31 | Hourly | 0.0554 | 0.0554 | 0.0554 | 0.0554 | 0.0556 | 0.0601 | 0.0843 | 0.1947 | 0.3848 | 0.5263 | 0.6715 | 0.7594 | 0.7709 | 0.7642 | 0.7576 | 0.7464 | 0.7301 | 0.6302 | 0.3579 | 0.2697 | 0.155 | 0.0833 | 0.0582 | 0.0552 | From eQ_Lib.dat in MASControl 2017
D17_RtS_Sales_HB_Yr | Lighting | FRACTION | Wknd | 2014-01-01 | 2014-12-31 | Hourly | 0.0333 | 0.0333 | 0.0334 | 0.0333 | 0.0333 | 0.0333 | 0.0354 | 0.1139 | 0.1894 | 0.3028 | 0.4098 | 0.5176 | 0.5598 | 0.5566 | 0.5058 | 0.4777 | 0.4512 | 0.3659 | 0.2966 | 0.2305 | 0.1364 | 0.0581 | 0.0392 | 0.0372 | From eQ_Lib.dat in MASControl 2017
D17_RtS_Sales_HB_Yr | Lighting | FRACTION | WntrDsn | 2014-01-01 | 2014-12-31 | Constant | 0 | [23 empty] | From eQ_Lib.dat in MASControl 2017
D17_RtS_Sales_HB_Yr | Lighting | FRACTION | SmrDsn | 2014-01-01 | 2014-12-31 | Constant | 1 | [23 empty] | From eQ_Lib.dat in MASControl 2017
D17_RtS_Sales_HB_Yr | Lighting | FRACTION | Hol | 2014-01-01 | 2014-12-31 | Hourly | 0.0236 | 0.0236 | 0.0236 | 0.0236 | 0.0236 | 0.0236 | 0.0247 | 0.1051 | 0.1974 | 0.2145 | 0.223 | 0.2202 | 0.2158 | 0.2158 | 0.2158 | 0.2158 | 0.2253 | 0.1699 | 0.1257 | 0.1293 | 0.1078 | 0.0773 | 0.0593 | 0.0593 | From eQ_Lib.dat in MASControl 2017
D17_RtS_Sales_LF_Yr | Lighting | FRACTION | Default¦Wkdy | 2014-01-01 | 2014-12-31 | Hourly | 0.1042 | 0.0918 | 0.0832 | 0.0845 | 0.089 | 0.1089 | 0.1972 | 0.333 | 0.5015 | 0.6672 | 0.7999 | 0.8447 | 0.8517 | 0.86 | 0.8616 | 0.8512 | 0.8217 | 0.6928 | 0.4923 | 0.3016 | 0.2126 | 0.172 | 0.1436 | 0.1239 | From eQ_Lib.dat in MASControl 2017
D17_RtS_Sales_LF_Yr | Lighting | FRACTION | Wknd | 2014-01-01 | 2014-12-31 | Hourly | 0.111 | 0.1015 | 0.0862 | 0.0847 | 0.0886 | 0.0972 | 0.1364 | 0.2129 | 0.3143 | 0.4302 | 0.5399 | 0.5805 | 0.5957 | 0.596 | 0.5837 | 0.5565 | 0.5055 | 0.3868 | 0.2879 | 0.2185 | 0.1847 | 0.1594 | 0.1376 | 0.1217 | From eQ_Lib.dat in MASControl 2017
D17_RtS_Sales_LF_Yr | Lighting | FRACTION | WntrDsn | 2014-01-01 | 2014-12-31 | Constant | 0 | [23 empty] | From eQ_Lib.dat in MASControl 2017
D17_RtS_Sales_LF_Yr | Lighting | FRACTION | SmrDsn | 2014-01-01 | 2014-12-31 | Constant | 1 | [23 empty] | From eQ_Lib.dat in MASControl 2017
D17_RtS_Sales_LF_Yr | Lighting | FRACTION | Hol | 2014-01-01 | 2014-12-31 | Hourly | 0.0516 | 0.0512 | 0.0513 | 0.0512 | 0.0512 | 0.0538 | 0.0752 | 0.1077 | 0.1274 | 0.149 | 0.1632 | 0.1701 | 0.1709 | 0.1701 | 0.1687 | 0.1508 | 0.135 | 0.1098 | 0.094 | 0.0775 | 0.0698 | 0.0631 | 0.056 | 0.0543 | From eQ_Lib.dat in MASControl 2017
D17_RtS_Stock_CFL_Yr | Lighting | FRACTION | Default¦Wkdy | 2014-01-01 | 2014-12-31 | Hourly | 0.0414 | 0.0394 | 0.0395 | 0.0396 | 0.0407 | 0.0428 | 0.0462 | 0.0789 | 0.168 | 0.2119 | 0.2245 | 0.2392 | 0.2567 | 0.2539 | 0.2454 | 0.2482 | 0.2473 | 0.2057 | 0.1786 | 0.1647 | 0.1327 | 0.1056 | 0.076 | 0.0624 | From eQ_Lib.dat in MASControl 2017
D17_RtS_Stock_CFL_Yr | Lighting | FRACTION | Wknd | 2014-01-01 | 2014-12-31 | Hourly | 0.0467 | 0.0418 | 0.0325 | 0.0323 | 0.0323 | 0.035 | 0.0438 | 0.0547 | 0.0931 | 0.1117 | 0.1418 | 0.1606 | 0.1715 | 0.179 | 0.18 | 0.1804 | 0.1596 | 0.1513 | 0.1603 | 0.1502 | 0.1228 | 0.1029 | 0.0766 | 0.0662 | From eQ_Lib.dat in MASControl 2017
D17_RtS_Stock_CFL_Yr | Lighting | FRACTION | WntrDsn | 2014-01-01 | 2014-12-31 | Constant | 0 | [23 empty] | From eQ_Lib.dat in MASControl 2017
D17_RtS_Stock_CFL_Yr | Lighting | FRACTION | SmrDsn | 2014-01-01 | 2014-12-31 | Constant | 1 | [23 empty] | From eQ_Lib.dat in MASControl 2017
D17_RtS_Stock_CFL_Yr | Lighting | FRACTION | Hol | 2014-01-01 | 2014-12-31 | Hourly | 0.0021 | 0.001 | 0.001 | 0.001 | 0.001 | 0.001 | 0.001 | 0.0167 | 0.0217 | 0.0234 | 0.0392 | 0.0492 | 0.05 | 0.0519 | 0.0498 | 0.0301 | 0.0313 | 0.0335 | 0.0306 | 0.03 | 0.028 | 0.028 | 0.028 | 0.028 | From eQ_Lib.dat in MASControl 2017
D17_RtS_Stock_HB_Yr | Lighting | FRACTION | Default¦Wkdy | 2014-01-01 | 2014-12-31 | Hourly | 0.0122 | 0.0132 | 0.0124 | 0.0121 | 0.0127 | 0.0291 | 0.0876 | 0.2186 | 0.3201 | 0.4724 | 0.5634 | 0.5737 | 0.5819 | 0.5648 | 0.5472 | 0.4959 | 0.4357 | 0.2812 | 0.1856 | 0.0887 | 0.0381 | 0.0207 | 0.0138 | 0.0121 | From eQ_Lib.dat in MASControl 2017
D17_RtS_Stock_HB_Yr | Lighting | FRACTION | Wknd | 2014-01-01 | 2014-12-31 | Hourly | 0.0197 | 0.0199 | 0.0181 | 0.0182 | 0.0185 | 0.019 | 0.0244 | 0.0705 | 0.1142 | 0.1473 | 0.1539 | 0.1774 | 0.1734 | 0.1766 | 0.1895 | 0.174 | 0.1753 | 0.1621 | 0.1327 | 0.1037 | 0.0439 | 0.0226 | 0.0212 | 0.0211 | From eQ_Lib.dat in MASControl 2017
D17_RtS_Stock_HB_Yr | Lighting | FRACTION | WntrDsn | 2014-01-01 | 2014-12-31 | Constant | 0 | [23 empty] | From eQ_Lib.dat in MASControl 2017
D17_RtS_Stock_HB_Yr | Lighting | FRACTION | SmrDsn | 2014-01-01 | 2014-12-31 | Constant | 1 | [23 empty] | From eQ_Lib.dat in MASControl 2017
D17_RtS_Stock_HB_Yr | Lighting | FRACTION | Hol | 2014-01-01 | 2014-12-31 | Hourly | 0.002 | 0.0057 | 0.0036 | 0.004 | 0.003 | 0.0018 | 0.0025 | 0.004 | 0.0043 | 0.006 | 0.0045 | 0.0017 | 0.0026 | 0.0046 | 0.0044 | 0.0034 | 0.0202 | 0.0084 | 0.0069 | 0.0245 | 0.0337 | 0.0008 | 0.0217 | 0.0038 | From eQ_Lib.dat in MASControl 2017
D17_RtS_Stock_LF_Yr | Lighting | FRACTION | Default¦Wkdy | 2014-01-01 | 2014-12-31 | Hourly | 0.0762 | 0.0681 | 0.0651 | 0.0644 | 0.0723 | 0.0913 | 0.1636 | 0.2726 | 0.3834 | 0.4885 | 0.5898 | 0.622 | 0.6224 | 0.6308 | 0.6373 | 0.6304 | 0.6002 | 0.4969 | 0.3205 | 0.2043 | 0.1539 | 0.1262 | 0.106 | 0.0921 | From eQ_Lib.dat in MASControl 2017
D17_RtS_Stock_LF_Yr | Lighting | FRACTION | Wknd | 2014-01-01 | 2014-12-31 | Hourly | 0.0863 | 0.0746 | 0.0656 | 0.0651 | 0.0647 | 0.0688 | 0.0921 | 0.1427 | 0.2022 | 0.2688 | 0.3486 | 0.3845 | 0.4067 | 0.4236 | 0.4179 | 0.3994 | 0.3474 | 0.2538 | 0.2041 | 0.1496 | 0.1324 | 0.1252 | 0.1027 | 0.0849 | From eQ_Lib.dat in MASControl 2017
D17_RtS_Stock_LF_Yr | Lighting | FRACTION | WntrDsn | 2014-01-01 | 2014-12-31 | Constant | 0 | [23 empty] | From eQ_Lib.dat in MASControl 2017
D17_RtS_Stock_LF_Yr | Lighting | FRACTION | SmrDsn | 2014-01-01 | 2014-12-31 | Constant | 1 | [23 empty] | From eQ_Lib.dat in MASControl 2017
D17_RtS_Stock_LF_Yr | Lighting | FRACTION | Hol | 2014-01-01 | 2014-12-31 | Hourly | 0.059 | 0.0611 | 0.0537 | 0.0537 | 0.0538 | 0.0545 | 0.0655 | 0.0993 | 0.1116 | 0.1494 | 0.1727 | 0.1822 | 0.194 | 0.1894 | 0.173 | 0.1431 | 0.1309 | 0.1044 | 0.0682 | 0.0592 | 0.0613 | 0.0693 | 0.0691 | 0.0577 | From eQ_Lib.dat in MASControl 2017
D17_SCn_Break_CFL_Yr | Lighting | FRACTION | Default¦Wkdy | 2014-01-01 | 2014-12-31 | Hourly | 0.145 | 0.145 | 0.145 | 0.145 | 0.145 | 0.145 | 0.7 | 0.7 | 0.7 | 0.7 | 0.7 | 0.7 | 0.7 | 0.7 | 0.7 | 0.7 | 0.7 | 0.7 | 0.145 | 0.145 | 0.145 | 0.145 | 0.145 | 0.145 | From eQ_Lib.dat in MASControl 2017
D17_SCn_Break_CFL_Yr | Lighting | FRACTION | Wknd | 2014-01-01 | 2014-12-31 | Hourly | 0.055 | 0.055 | 0.055 | 0.055 | 0.055 | 0.055 | 0.6 | 0.6 | 0.6 | 0.6 | 0.6 | 0.6 | 0.6 | 0.6 | 0.6 | 0.6 | 0.6 | 0.6 | 0.055 | 0.055 | 0.055 | 0.055 | 0.055 | 0.055 | From eQ_Lib.dat in MASControl 2017
D17_SCn_Break_CFL_Yr | Lighting | FRACTION | WntrDsn | 2014-01-01 | 2014-12-31 | Constant | 0 | [23 empty] | From eQ_Lib.dat in MASControl 2017
D17_SCn_Break_CFL_Yr | Lighting | FRACTION | SmrDsn | 2014-01-01 | 2014-12-31 | Constant | 1 | [23 empty] | From eQ_Lib.dat in MASControl 2017
D17_SCn_Break_CFL_Yr | Lighting | FRACTION | Hol | 2014-01-01 | 2014-12-31 | Hourly | 0.055 | 0.055 | 0.055 | 0.055 | 0.055 | 0.055 | 0.6 | 0.6 | 0.6 | 0.6 | 0.6 | 0.6 | 0.6 | 0.6 | 0.6 | 0.6 | 0.6 | 0.6 | 0.055 | 0.055 | 0.055 | 0.055 | 0.055 | 0.055 | From eQ_Lib.dat in MASControl 2017
D17_SCn_Break_LF_Yr | Lighting | FRACTION | Default¦Wkdy | 2014-01-01 | 2014-12-31 | Hourly | 0.145 | 0.145 | 0.145 | 0.145 | 0.145 | 0.145 | 0.7 | 0.7 | 0.7 | 0.7 | 0.7 | 0.7 | 0.7 | 0.7 | 0.7 | 0.7 | 0.7 | 0.7 | 0.145 | 0.145 | 0.145 | 0.145 | 0.145 | 0.145 | From eQ_Lib.dat in MASControl 2017
D17_SCn_Break_LF_Yr | Lighting | FRACTION | Wknd | 2014-01-01 | 2014-12-31 | Hourly | 0.055 | 0.055 | 0.055 | 0.055 | 0.055 | 0.055 | 0.6 | 0.6 | 0.6 | 0.6 | 0.6 | 0.6 | 0.6 | 0.6 | 0.6 | 0.6 | 0.6 | 0.6 | 0.055 | 0.055 | 0.055 | 0.055 | 0.055 | 0.055 | From eQ_Lib.dat in MASControl 2017
D17_SCn_Break_LF_Yr | Lighting | FRACTION | WntrDsn | 2014-01-01 | 2014-12-31 | Constant | 0 | [23 empty] | From eQ_Lib.dat in MASControl 2017
D17_SCn_Break_LF_Yr | Lighting | FRACTION | SmrDsn | 2014-01-01 | 2014-12-31 | Constant | 1 | [23 empty] | From eQ_Lib.dat in MASControl 2017
D17_SCn_Break_LF_Yr | Lighting | FRACTION | Hol | 2014-01-01 | 2014-12-31 | Hourly | 0.055 | 0.055 | 0.055 | 0.055 | 0.055 | 0.055 | 0.6 | 0.6 | 0.6 | 0.6 | 0.6 | 0.6 | 0.6 | 0.6 | 0.6 | 0.6 | 0.6 | 0.6 | 0.055 | 0.055 | 0.055 | 0.055 | 0.055 | 0.055 | From eQ_Lib.dat in MASControl 2017
D17_SCn_Hall_CFL_Yr | Lighting | FRACTION | Default¦Wkdy | 2014-01-01 | 2014-12-31 | Hourly | 0.145 | 0.145 | 0.145 | 0.145 | 0.145 | 0.145 | 0.7 | 0.7 | 0.7 | 0.7 | 0.7 | 0.7 | 0.7 | 0.7 | 0.7 | 0.7 | 0.7 | 0.7 | 0.145 | 0.145 | 0.145 | 0.145 | 0.145 | 0.145 | From eQ_Lib.dat in MASControl 2017
D17_SCn_Hall_CFL_Yr | Lighting | FRACTION | Wknd | 2014-01-01 | 2014-12-31 | Hourly | 0.055 | 0.055 | 0.055 | 0.055 | 0.055 | 0.055 | 0.6 | 0.6 | 0.6 | 0.6 | 0.6 | 0.6 | 0.6 | 0.6 | 0.6 | 0.6 | 0.6 | 0.6 | 0.055 | 0.055 | 0.055 | 0.055 | 0.055 | 0.055 | From eQ_Lib.dat in MASControl 2017
D17_SCn_Hall_CFL_Yr | Lighting | FRACTION | WntrDsn | 2014-01-01 | 2014-12-31 | Constant | 0 | [23 empty] | From eQ_Lib.dat in MASControl 2017
D17_SCn_Hall_CFL_Yr | Lighting | FRACTION | SmrDsn | 2014-01-01 | 2014-12-31 | Constant | 1 | [23 empty] | From eQ_Lib.dat in MASControl 2017
D17_SCn_Hall_CFL_Yr | Lighting | FRACTION | Hol | 2014-01-01 | 2014-12-31 | Hourly | 0.055 | 0.055 | 0.055 | 0.055 | 0.055 | 0.055 | 0.6 | 0.6 | 0.6 | 0.6 | 0.6 | 0.6 | 0.6 | 0.6 | 0.6 | 0.6 | 0.6 | 0.6 | 0.055 | 0.055 | 0.055 | 0.055 | 0.055 | 0.055 | From eQ_Lib.dat in MASControl 2017
D17_SCn_Hall_LF_Yr | Lighting | FRACTION | Default¦Wkdy | 2014-01-01 | 2014-12-31 | Hourly | 0.145 | 0.145 | 0.145 | 0.145 | 0.145 | 0.145 | 0.7 | 0.7 | 0.7 | 0.7 | 0.7 | 0.7 | 0.7 | 0.7 | 0.7 | 0.7 | 0.7 | 0.7 | 0.145 | 0.145 | 0.145 | 0.145 | 0.145 | 0.145 | From eQ_Lib.dat in MASControl 2017
D17_SCn_Hall_LF_Yr | Lighting | FRACTION | Wknd | 2014-01-01 | 2014-12-31 | Hourly | 0.055 | 0.055 | 0.055 | 0.055 | 0.055 | 0.055 | 0.6 | 0.6 | 0.6 | 0.6 | 0.6 | 0.6 | 0.6 | 0.6 | 0.6 | 0.6 | 0.6 | 0.6 | 0.055 | 0.055 | 0.055 | 0.055 | 0.055 | 0.055 | From eQ_Lib.dat in MASControl 2017
D17_SCn_Hall_LF_Yr | Lighting | FRACTION | WntrDsn | 2014-01-01 | 2014-12-31 | Constant | 0 | [23 empty] | From eQ_Lib.dat in MASControl 2017
D17_SCn_Hall_LF_Yr | Lighting | FRACTION | SmrDsn | 2014-01-01 | 2014-12-31 | Constant | 1 | [23 empty] | From eQ_Lib.dat in MASControl 2017
D17_SCn_Hall_LF_Yr | Lighting | FRACTION | Hol | 2014-01-01 | 2014-12-31 | Hourly | 0.055 | 0.055 | 0.055 | 0.055 | 0.055 | 0.055 | 0.6 | 0.6 | 0.6 | 0.6 | 0.6 | 0.6 | 0.6 | 0.6 | 0.6 | 0.6 | 0.6 | 0.6 | 0.055 | 0.055 | 0.055 | 0.055 | 0.055 | 0.055 | From eQ_Lib.dat in MASControl 2017
D17_SCn_OffGen_CFL_Yr | Lighting | FRACTION | Default¦Wkdy | 2014-01-01 | 2014-12-31 | Hourly | 0.145 | 0.145 | 0.145 | 0.145 | 0.145 | 0.145 | 0.7 | 0.7 | 0.7 | 0.7 | 0.7 | 0.7 | 0.7 | 0.7 | 0.7 | 0.7 | 0.7 | 0.7 | 0.145 | 0.145 | 0.145 | 0.145 | 0.145 | 0.145 | From eQ_Lib.dat in MASControl 2017
D17_SCn_OffGen_CFL_Yr | Lighting | FRACTION | Wknd | 2014-01-01 | 2014-12-31 | Hourly | 0.055 | 0.055 | 0.055 | 0.055 | 0.055 | 0.055 | 0.6 | 0.6 | 0.6 | 0.6 | 0.6 | 0.6 | 0.6 | 0.6 | 0.6 | 0.6 | 0.6 | 0.6 | 0.055 | 0.055 | 0.055 | 0.055 | 0.055 | 0.055 | From eQ_Lib.dat in MASControl 2017
D17_SCn_OffGen_CFL_Yr | Lighting | FRACTION | WntrDsn | 2014-01-01 | 2014-12-31 | Constant | 0 | [23 empty] | From eQ_Lib.dat in MASControl 2017
D17_SCn_OffGen_CFL_Yr | Lighting | FRACTION | SmrDsn | 2014-01-01 | 2014-12-31 | Constant | 1 | [23 empty] | From eQ_Lib.dat in MASControl 2017
D17_SCn_OffGen_CFL_Yr | Lighting | FRACTION | Hol | 2014-01-01 | 2014-12-31 | Hourly | 0.055 | 0.055 | 0.055 | 0.055 | 0.055 | 0.055 | 0.6 | 0.6 | 0.6 | 0.6 | 0.6 | 0.6 | 0.6 | 0.6 | 0.6 | 0.6 | 0.6 | 0.6 | 0.055 | 0.055 | 0.055 | 0.055 | 0.055 | 0.055 | From eQ_Lib.dat in MASControl 2017
D17_SCn_OffGen_LF_Yr | Lighting | FRACTION | Default¦Wkdy | 2014-01-01 | 2014-12-31 | Hourly | 0.145 | 0.145 | 0.145 | 0.145 | 0.145 | 0.145 | 0.7 | 0.7 | 0.7 | 0.7 | 0.7 | 0.7 | 0.7 | 0.7 | 0.7 | 0.7 | 0.7 | 0.7 | 0.145 | 0.145 | 0.145 | 0.145 | 0.145 | 0.145 | From eQ_Lib.dat in MASControl 2017
D17_SCn_OffGen_LF_Yr | Lighting | FRACTION | Wknd | 2014-01-01 | 2014-12-31 | Hourly | 0.055 | 0.055 | 0.055 | 0.055 | 0.055 | 0.055 | 0.6 | 0.6 | 0.6 | 0.6 | 0.6 | 0.6 | 0.6 | 0.6 | 0.6 | 0.6 | 0.6 | 0.6 | 0.055 | 0.055 | 0.055 | 0.055 | 0.055 | 0.055 | From eQ_Lib.dat in MASControl 2017
D17_SCn_OffGen_LF_Yr | Lighting | FRACTION | WntrDsn | 2014-01-01 | 2014-12-31 | Constant | 0 | [23 empty] | From eQ_Lib.dat in MASControl 2017
D17_SCn_OffGen_LF_Yr | Lighting | FRACTION | SmrDsn | 2014-01-01 | 2014-12-31 | Constant | 1 | [23 empty] | From eQ_Lib.dat in MASControl 2017
D17_SCn_OffGen_LF_Yr | Lighting | FRACTION | Hol | 2014-01-01 | 2014-12-31 | Hourly | 0.055 | 0.055 | 0.055 | 0.055 | 0.055 | 0.055 | 0.6 | 0.6 | 0.6 | 0.6 | 0.6 | 0.6 | 0.6 | 0.6 | 0.6 | 0.6 | 0.6 | 0.6 | 0.055 | 0.055 | 0.055 | 0.055 | 0.055 | 0.055 | From eQ_Lib.dat in MASControl 2017
D17_SCn_Restrm_CFL_Yr | Lighting | FRACTION | Default¦Wkdy | 2014-01-01 | 2014-12-31 | Hourly | 0.145 | 0.145 | 0.145 | 0.145 | 0.145 | 0.145 | 0.7 | 0.7 | 0.7 | 0.7 | 0.7 | 0.7 | 0.7 | 0.7 | 0.7 | 0.7 | 0.7 | 0.7 | 0.145 | 0.145 | 0.145 | 0.145 | 0.145 | 0.145 | From eQ_Lib.dat in MASControl 2017
D17_SCn_Restrm_CFL_Yr | Lighting | FRACTION | Wknd | 2014-01-01 | 2014-12-31 | Hourly | 0.055 | 0.055 | 0.055 | 0.055 | 0.055 | 0.055 | 0.6 | 0.6 | 0.6 | 0.6 | 0.6 | 0.6 | 0.6 | 0.6 | 0.6 | 0.6 | 0.6 | 0.6 | 0.055 | 0.055 | 0.055 | 0.055 | 0.055 | 0.055 | From eQ_Lib.dat in MASControl 2017
D17_SCn_Restrm_CFL_Yr | Lighting | FRACTION | WntrDsn | 2014-01-01 | 2014-12-31 | Constant | 0 | [23 empty] | From eQ_Lib.dat in MASControl 2017
D17_SCn_Restrm_CFL_Yr | Lighting | FRACTION | SmrDsn | 2014-01-01 | 2014-12-31 | Constant | 1 | [23 empty] | From eQ_Lib.dat in MASControl 2017
D17_SCn_Restrm_CFL_Yr | Lighting | FRACTION | Hol | 2014-01-01 | 2014-12-31 | Hourly | 0.055 | 0.055 | 0.055 | 0.055 | 0.055 | 0.055 | 0.6 | 0.6 | 0.6 | 0.6 | 0.6 | 0.6 | 0.6 | 0.6 | 0.6 | 0.6 | 0.6 | 0.6 | 0.055 | 0.055 | 0.055 | 0.055 | 0.055 | 0.055 | From eQ_Lib.dat in MASControl 2017
D17_SCn_Restrm_LF_Yr | Lighting | FRACTION | Default¦Wkdy | 2014-01-01 | 2014-12-31 | Hourly | 0.145 | 0.145 | 0.145 | 0.145 | 0.145 | 0.145 | 0.7 | 0.7 | 0.7 | 0.7 | 0.7 | 0.7 | 0.7 | 0.7 | 0.7 | 0.7 | 0.7 | 0.7 | 0.145 | 0.145 | 0.145 | 0.145 | 0.145 | 0.145 | From eQ_Lib.dat in MASControl 2017
D17_SCn_Restrm_LF_Yr | Lighting | FRACTION | Wknd | 2014-01-01 | 2014-12-31 | Hourly | 0.055 | 0.055 | 0.055 | 0.055 | 0.055 | 0.055 | 0.6 | 0.6 | 0.6 | 0.6 | 0.6 | 0.6 | 0.6 | 0.6 | 0.6 | 0.6 | 0.6 | 0.6 | 0.055 | 0.055 | 0.055 | 0.055 | 0.055 | 0.055 | From eQ_Lib.dat in MASControl 2017
D17_SCn_Restrm_LF_Yr | Lighting | FRACTION | WntrDsn | 2014-01-01 | 2014-12-31 | Constant | 0 | [23 empty] | From eQ_Lib.dat in MASControl 2017
D17_SCn_Restrm_LF_Yr | Lighting | FRACTION | SmrDsn | 2014-01-01 | 2014-12-31 | Constant | 1 | [23 empty] | From eQ_Lib.dat in MASControl 2017
D17_SCn_Restrm_LF_Yr | Lighting | FRACTION | Hol | 2014-01-01 | 2014-12-31 | Hourly | 0.055 | 0.055 | 0.055 | 0.055 | 0.055 | 0.055 | 0.6 | 0.6 | 0.6 | 0.6 | 0.6 | 0.6 | 0.6 | 0.6 | 0.6 | 0.6 | 0.6 | 0.6 | 0.055 | 0.055 | 0.055 | 0.055 | 0.055 | 0.055 | From eQ_Lib.dat in MASControl 2017
D17_SCn_WhCond_CFL_Yr | Lighting | FRACTION | Default¦Wkdy | 2014-01-01 | 2014-12-31 | Hourly | 0.145 | 0.145 | 0.145 | 0.145 | 0.145 | 0.145 | 0.7 | 0.7 | 0.7 | 0.7 | 0.7 | 0.7 | 0.7 | 0.7 | 0.7 | 0.7 | 0.7 | 0.7 | 0.145 | 0.145 | 0.145 | 0.145 | 0.145 | 0.145 | From eQ_Lib.dat in MASControl 2017
D17_SCn_WhCond_CFL_Yr | Lighting | FRACTION | Wknd | 2014-01-01 | 2014-12-31 | Hourly | 0.055 | 0.055 | 0.055 | 0.055 | 0.055 | 0.055 | 0.6 | 0.6 | 0.6 | 0.6 | 0.6 | 0.6 | 0.6 | 0.6 | 0.6 | 0.6 | 0.6 | 0.6 | 0.055 | 0.055 | 0.055 | 0.055 | 0.055 | 0.055 | From eQ_Lib.dat in MASControl 2017
D17_SCn_WhCond_CFL_Yr | Lighting | FRACTION | WntrDsn | 2014-01-01 | 2014-12-31 | Constant | 0 | [23 empty] | From eQ_Lib.dat in MASControl 2017
D17_SCn_WhCond_CFL_Yr | Lighting | FRACTION | SmrDsn | 2014-01-01 | 2014-12-31 | Constant | 1 | [23 empty] | From eQ_Lib.dat in MASControl 2017
D17_SCn_WhCond_CFL_Yr | Lighting | FRACTION | Hol | 2014-01-01 | 2014-12-31 | Hourly | 0.055 | 0.055 | 0.055 | 0.055 | 0.055 | 0.055 | 0.6 | 0.6 | 0.6 | 0.6 | 0.6 | 0.6 | 0.6 | 0.6 | 0.6 | 0.6 | 0.6 | 0.6 | 0.055 | 0.055 | 0.055 | 0.055 | 0.055 | 0.055 | From eQ_Lib.dat in MASControl 2017
D17_SCn_WhCond_HB_Yr | Lighting | FRACTION | Default¦Wkdy | 2014-01-01 | 2014-12-31 | Hourly | 0.145 | 0.145 | 0.145 | 0.145 | 0.145 | 0.145 | 0.7 | 0.7 | 0.7 | 0.7 | 0.7 | 0.7 | 0.7 | 0.7 | 0.7 | 0.7 | 0.7 | 0.7 | 0.145 | 0.145 | 0.145 | 0.145 | 0.145 | 0.145 | From eQ_Lib.dat in MASControl 2017
D17_SCn_WhCond_HB_Yr | Lighting | FRACTION | Wknd | 2014-01-01 | 2014-12-31 | Hourly | 0.055 | 0.055 | 0.055 | 0.055 | 0.055 | 0.055 | 0.6 | 0.6 | 0.6 | 0.6 | 0.6 | 0.6 | 0.6 | 0.6 | 0.6 | 0.6 | 0.6 | 0.6 | 0.055 | 0.055 | 0.055 | 0.055 | 0.055 | 0.055 | From eQ_Lib.dat in MASControl 2017
D17_SCn_WhCond_HB_Yr | Lighting | FRACTION | WntrDsn | 2014-01-01 | 2014-12-31 | Constant | 0 | [23 empty] | From eQ_Lib.dat in MASControl 2017
D17_SCn_WhCond_HB_Yr | Lighting | FRACTION | SmrDsn | 2014-01-01 | 2014-12-31 | Constant | 1 | [23 empty] | From eQ_Lib.dat in MASControl 2017
D17_SCn_WhCond_HB_Yr | Lighting | FRACTION | Hol | 2014-01-01 | 2014-12-31 | Hourly | 0.055 | 0.055 | 0.055 | 0.055 | 0.055 | 0.055 | 0.6 | 0.6 | 0.6 | 0.6 | 0.6 | 0.6 | 0.6 | 0.6 | 0.6 | 0.6 | 0.6 | 0.6 | 0.055 | 0.055 | 0.055 | 0.055 | 0.055 | 0.055 | From eQ_Lib.dat in MASControl 2017
D17_SCn_WhCond_LF_Yr | Lighting | FRACTION | Default¦Wkdy | 2014-01-01 | 2014-12-31 | Hourly | 0.145 | 0.145 | 0.145 | 0.145 | 0.145 | 0.145 | 0.7 | 0.7 | 0.7 | 0.7 | 0.7 | 0.7 | 0.7 | 0.7 | 0.7 | 0.7 | 0.7 | 0.7 | 0.145 | 0.145 | 0.145 | 0.145 | 0.145 | 0.145 | From eQ_Lib.dat in MASControl 2017
D17_SCn_WhCond_LF_Yr | Lighting | FRACTION | Wknd | 2014-01-01 | 2014-12-31 | Hourly | 0.055 | 0.055 | 0.055 | 0.055 | 0.055 | 0.055 | 0.6 | 0.6 | 0.6 | 0.6 | 0.6 | 0.6 | 0.6 | 0.6 | 0.6 | 0.6 | 0.6 | 0.6 | 0.055 | 0.055 | 0.055 | 0.055 | 0.055 | 0.055 | From eQ_Lib.dat in MASControl 2017
D17_SCn_WhCond_LF_Yr | Lighting | FRACTION | WntrDsn | 2014-01-01 | 2014-12-31 | Constant | 0 | [23 empty] | From eQ_Lib.dat in MASControl 2017
D17_SCn_WhCond_LF_Yr | Lighting | FRACTION | SmrDsn | 2014-01-01 | 2014-12-31 | Constant | 1 | [23 empty] | From eQ_Lib.dat in MASControl 2017
D17_SCn_WhCond_LF_Yr | Lighting | FRACTION | Hol | 2014-01-01 | 2014-12-31 | Hourly | 0.055 | 0.055 | 0.055 | 0.055 | 0.055 | 0.055 | 0.6 | 0.6 | 0.6 | 0.6 | 0.6 | 0.6 | 0.6 | 0.6 | 0.6 | 0.6 | 0.6 | 0.6 | 0.055 | 0.055 | 0.055 | 0.055 | 0.055 | 0.055 | From eQ_Lib.dat in MASControl 2017
D17_SUn_OffGen_CFL_Yr | Lighting | FRACTION | Default¦Wkdy | 2014-01-01 | 2014-12-31 | Hourly | 0.145 | 0.145 | 0.145 | 0.145 | 0.145 | 0.145 | 0.7 | 0.7 | 0.7 | 0.7 | 0.7 | 0.7 | 0.7 | 0.7 | 0.7 | 0.7 | 0.7 | 0.7 | 0.145 | 0.145 | 0.145 | 0.145 | 0.145 | 0.145 | From eQ_Lib.dat in MASControl 2017
D17_SUn_OffGen_CFL_Yr | Lighting | FRACTION | Wknd | 2014-01-01 | 2014-12-31 | Hourly | 0.055 | 0.055 | 0.055 | 0.055 | 0.055 | 0.055 | 0.6 | 0.6 | 0.6 | 0.6 | 0.6 | 0.6 | 0.6 | 0.6 | 0.6 | 0.6 | 0.6 | 0.6 | 0.055 | 0.055 | 0.055 | 0.055 | 0.055 | 0.055 | From eQ_Lib.dat in MASControl 2017
D17_SUn_OffGen_CFL_Yr | Lighting | FRACTION | WntrDsn | 2014-01-01 | 2014-12-31 | Constant | 0 | [23 empty] | From eQ_Lib.dat in MASControl 2017
D17_SUn_OffGen_CFL_Yr | Lighting | FRACTION | SmrDsn | 2014-01-01 | 2014-12-31 | Constant | 1 | [23 empty] | From eQ_Lib.dat in MASControl 2017
D17_SUn_OffGen_CFL_Yr | Lighting | FRACTION | Hol | 2014-01-01 | 2014-12-31 | Hourly | 0.055 | 0.055 | 0.055 | 0.055 | 0.055 | 0.055 | 0.6 | 0.6 | 0.6 | 0.6 | 0.6 | 0.6 | 0.6 | 0.6 | 0.6 | 0.6 | 0.6 | 0.6 | 0.055 | 0.055 | 0.055 | 0.055 | 0.055 | 0.055 | From eQ_Lib.dat in MASControl 2017
D17_SUn_OffGen_LF_Yr | Lighting | FRACTION | Default¦Wkdy | 2014-01-01 | 2014-12-31 | Hourly | 0.145 | 0.145 | 0.145 | 0.145 | 0.145 | 0.145 | 0.7 | 0.7 | 0.7 | 0.7 | 0.7 | 0.7 | 0.7 | 0.7 | 0.7 | 0.7 | 0.7 | 0.7 | 0.145 | 0.145 | 0.145 | 0.145 | 0.145 | 0.145 | From eQ_Lib.dat in MASControl 2017
D17_SUn_OffGen_LF_Yr | Lighting | FRACTION | Wknd | 2014-01-01 | 2014-12-31 | Hourly | 0.055 | 0.055 | 0.055 | 0.055 | 0.055 | 0.055 | 0.6 | 0.6 | 0.6 | 0.6 | 0.6 | 0.6 | 0.6 | 0.6 | 0.6 | 0.6 | 0.6 | 0.6 | 0.055 | 0.055 | 0.055 | 0.055 | 0.055 | 0.055 | From eQ_Lib.dat in MASControl 2017
D17_SUn_OffGen_LF_Yr | Lighting | FRACTION | WntrDsn | 2014-01-01 | 2014-12-31 | Constant | 0 | [23 empty] | From eQ_Lib.dat in MASControl 2017
D17_SUn_OffGen_LF_Yr | Lighting | FRACTION | SmrDsn | 2014-01-01 | 2014-12-31 | Constant | 1 | [23 empty] | From eQ_Lib.dat in MASControl 2017
D17_SUn_OffGen_LF_Yr | Lighting | FRACTION | Hol | 2014-01-01 | 2014-12-31 | Hourly | 0.055 | 0.055 | 0.055 | 0.055 | 0.055 | 0.055 | 0.6 | 0.6 | 0.6 | 0.6 | 0.6 | 0.6 | 0.6 | 0.6 | 0.6 | 0.6 | 0.6 | 0.6 | 0.055 | 0.055 | 0.055 | 0.055 | 0.055 | 0.055 | From eQ_Lib.dat in MASControl 2017
D17_SUn_Restrm_CFL_Yr | Lighting | FRACTION | Default¦Wkdy | 2014-01-01 | 2014-12-31 | Hourly | 0.145 | 0.145 | 0.145 | 0.145 | 0.145 | 0.145 | 0.7 | 0.7 | 0.7 | 0.7 | 0.7 | 0.7 | 0.7 | 0.7 | 0.7 | 0.7 | 0.7 | 0.7 | 0.145 | 0.145 | 0.145 | 0.145 | 0.145 | 0.145 | From eQ_Lib.dat in MASControl 2017
D17_SUn_Restrm_CFL_Yr | Lighting | FRACTION | Wknd | 2014-01-01 | 2014-12-31 | Hourly | 0.055 | 0.055 | 0.055 | 0.055 | 0.055 | 0.055 | 0.6 | 0.6 | 0.6 | 0.6 | 0.6 | 0.6 | 0.6 | 0.6 | 0.6 | 0.6 | 0.6 | 0.6 | 0.055 | 0.055 | 0.055 | 0.055 | 0.055 | 0.055 | From eQ_Lib.dat in MASControl 2017
D17_SUn_Restrm_CFL_Yr | Lighting | FRACTION | WntrDsn | 2014-01-01 | 2014-12-31 | Constant | 0 | [23 empty] | From eQ_Lib.dat in MASControl 2017
D17_SUn_Restrm_CFL_Yr | Lighting | FRACTION | SmrDsn | 2014-01-01 | 2014-12-31 | Constant | 1 | [23 empty] | From eQ_Lib.dat in MASControl 2017
D17_SUn_Restrm_CFL_Yr | Lighting | FRACTION | Hol | 2014-01-01 | 2014-12-31 | Hourly | 0.055 | 0.055 | 0.055 | 0.055 | 0.055 | 0.055 | 0.6 | 0.6 | 0.6 | 0.6 | 0.6 | 0.6 | 0.6 | 0.6 | 0.6 | 0.6 | 0.6 | 0.6 | 0.055 | 0.055 | 0.055 | 0.055 | 0.055 | 0.055 | From eQ_Lib.dat in MASControl 2017
D17_SUn_Restrm_LF_Yr | Lighting | FRACTION | Default¦Wkdy | 2014-01-01 | 2014-12-31 | Hourly | 0.145 | 0.145 | 0.145 | 0.145 | 0.145 | 0.145 | 0.7 | 0.7 | 0.7 | 0.7 | 0.7 | 0.7 | 0.7 | 0.7 | 0.7 | 0.7 | 0.7 | 0.7 | 0.145 | 0.145 | 0.145 | 0.145 | 0.145 | 0.145 | From eQ_Lib.dat in MASControl 2017
D17_SUn_Restrm_LF_Yr | Lighting | FRACTION | Wknd | 2014-01-01 | 2014-12-31 | Hourly | 0.055 | 0.055 | 0.055 | 0.055 | 0.055 | 0.055 | 0.6 | 0.6 | 0.6 | 0.6 | 0.6 | 0.6 | 0.6 | 0.6 | 0.6 | 0.6 | 0.6 | 0.6 | 0.055 | 0.055 | 0.055 | 0.055 | 0.055 | 0.055 | From eQ_Lib.dat in MASControl 2017
D17_SUn_Restrm_LF_Yr | Lighting | FRACTION | WntrDsn | 2014-01-01 | 2014-12-31 | Constant | 0 | [23 empty] | From eQ_Lib.dat in MASControl 2017
D17_SUn_Restrm_LF_Yr | Lighting | FRACTION | SmrDsn | 2014-01-01 | 2014-12-31 | Constant | 1 | [23 empty] | From eQ_Lib.dat in MASControl 2017
D17_SUn_Restrm_LF_Yr | Lighting | FRACTION | Hol | 2014-01-01 | 2014-12-31 | Hourly | 0.055 | 0.055 | 0.055 | 0.055 | 0.055 | 0.055 | 0.6 | 0.6 | 0.6 | 0.6 | 0.6 | 0.6 | 0.6 | 0.6 | 0.6 | 0.6 | 0.6 | 0.6 | 0.055 | 0.055 | 0.055 | 0.055 | 0.055 | 0.055 | From eQ_Lib.dat in MASControl 2017
D17_SUn_WHU_CFL_Yr | Lighting | FRACTION | Default¦Wkdy | 2014-01-01 | 2014-12-31 | Hourly | 0.145 | 0.145 | 0.145 | 0.145 | 0.145 | 0.145 | 0.7 | 0.7 | 0.7 | 0.7 | 0.7 | 0.7 | 0.7 | 0.7 | 0.7 | 0.7 | 0.7 | 0.7 | 0.145 | 0.145 | 0.145 | 0.145 | 0.145 | 0.145 | From eQ_Lib.dat in MASControl 2017
D17_SUn_WHU_CFL_Yr | Lighting | FRACTION | Wknd | 2014-01-01 | 2014-12-31 | Hourly | 0.055 | 0.055 | 0.055 | 0.055 | 0.055 | 0.055 | 0.6 | 0.6 | 0.6 | 0.6 | 0.6 | 0.6 | 0.6 | 0.6 | 0.6 | 0.6 | 0.6 | 0.6 | 0.055 | 0.055 | 0.055 | 0.055 | 0.055 | 0.055 | From eQ_Lib.dat in MASControl 2017
D17_SUn_WHU_CFL_Yr | Lighting | FRACTION | WntrDsn | 2014-01-01 | 2014-12-31 | Constant | 0 | [23 empty] | From eQ_Lib.dat in MASControl 2017
D17_SUn_WHU_CFL_Yr | Lighting | FRACTION | SmrDsn | 2014-01-01 | 2014-12-31 | Constant | 1 | [23 empty] | From eQ_Lib.dat in MASControl 2017
D17_SUn_WHU_CFL_Yr | Lighting | FRACTION | Hol | 2014-01-01 | 2014-12-31 | Hourly | 0.055 | 0.055 | 0.055 | 0.055 | 0.055 | 0.055 | 0.6 | 0.6 | 0.6 | 0.6 | 0.6 | 0.6 | 0.6 | 0.6 | 0.6 | 0.6 | 0.6 | 0.6 | 0.055 | 0.055 | 0.055 | 0.055 | 0.055 | 0.055 | From eQ_Lib.dat in MASControl 2017
D17_SUn_WHU_HB_Yr | Lighting | FRACTION | Default¦Wkdy | 2014-01-01 | 2014-12-31 | Hourly | 0.145 | 0.145 | 0.145 | 0.145 | 0.145 | 0.145 | 0.7 | 0.7 | 0.7 | 0.7 | 0.7 | 0.7 | 0.7 | 0.7 | 0.7 | 0.7 | 0.7 | 0.7 | 0.145 | 0.145 | 0.145 | 0.145 | 0.145 | 0.145 | From eQ_Lib.dat in MASControl 2017
D17_SUn_WHU_HB_Yr | Lighting | FRACTION | Wknd | 2014-01-01 | 2014-12-31 | Hourly | 0.055 | 0.055 | 0.055 | 0.055 | 0.055 | 0.055 | 0.6 | 0.6 | 0.6 | 0.6 | 0.6 | 0.6 | 0.6 | 0.6 | 0.6 | 0.6 | 0.6 | 0.6 | 0.055 | 0.055 | 0.055 | 0.055 | 0.055 | 0.055 | From eQ_Lib.dat in MASControl 2017
D17_SUn_WHU_HB_Yr | Lighting | FRACTION | WntrDsn | 2014-01-01 | 2014-12-31 | Constant | 0 | [23 empty] | From eQ_Lib.dat in MASControl 2017
D17_SUn_WHU_HB_Yr | Lighting | FRACTION | SmrDsn | 2014-01-01 | 2014-12-31 | Constant | 1 | [23 empty] | From eQ_Lib.dat in MASControl 2017
D17_SUn_WHU_HB_Yr | Lighting | FRACTION | Hol | 2014-01-01 | 2014-12-31 | Hourly | 0.055 | 0.055 | 0.055 | 0.055 | 0.055 | 0.055 | 0.6 | 0.6 | 0.6 | 0.6 | 0.6 | 0.6 | 0.6 | 0.6 | 0.6 | 0.6 | 0.6 | 0.6 | 0.055 | 0.055 | 0.055 | 0.055 | 0.055 | 0.055 | From eQ_Lib.dat in MASControl 2017
D17_SUn_WHU_LF_Yr | Lighting | FRACTION | Default¦Wkdy | 2014-01-01 | 2014-12-31 | Hourly | 0.145 | 0.145 | 0.145 | 0.145 | 0.145 | 0.145 | 0.7 | 0.7 | 0.7 | 0.7 | 0.7 | 0.7 | 0.7 | 0.7 | 0.7 | 0.7 | 0.7 | 0.7 | 0.145 | 0.145 | 0.145 | 0.145 | 0.145 | 0.145 | From eQ_Lib.dat in MASControl 2017
D17_SUn_WHU_LF_Yr | Lighting | FRACTION | Wknd | 2014-01-01 | 2014-12-31 | Hourly | 0.055 | 0.055 | 0.055 | 0.055 | 0.055 | 0.055 | 0.6 | 0.6 | 0.6 | 0.6 | 0.6 | 0.6 | 0.6 | 0.6 | 0.6 | 0.6 | 0.6 | 0.6 | 0.055 | 0.055 | 0.055 | 0.055 | 0.055 | 0.055 | From eQ_Lib.dat in MASControl 2017
D17_SUn_WHU_LF_Yr | Lighting | FRACTION | WntrDsn | 2014-01-01 | 2014-12-31 | Constant | 0 | [23 empty] | From eQ_Lib.dat in MASControl 2017
D17_SUn_WHU_LF_Yr | Lighting | FRACTION | SmrDsn | 2014-01-01 | 2014-12-31 | Constant | 1 | [23 empty] | From eQ_Lib.dat in MASControl 2017
D17_SUn_WHU_LF_Yr | Lighting | FRACTION | Hol | 2014-01-01 | 2014-12-31 | Hourly | 0.055 | 0.055 | 0.055 | 0.055 | 0.055 | 0.055 | 0.6 | 0.6 | 0.6 | 0.6 | 0.6 | 0.6 | 0.6 | 0.6 | 0.6 | 0.6 | 0.6 | 0.6 | 0.055 | 0.055 | 0.055 | 0.055 | 0.055 | 0.055 | From eQ_Lib.dat in MASControl 2017
D17_WRf_IndDock_CFL_Yr | Lighting | FRACTION | SmrDsn | 2014-01-01 | 2014-12-31 | Constant | 1 | [23 empty] | From eQ_Lib.dat in MASControl 2017
D17_WRf_IndDock_CFL_Yr | Lighting | FRACTION | WntrDsn | 2014-01-01 | 2014-12-31 | Constant | 0 | [23 empty] | From eQ_Lib.dat in MASControl 2017
D17_WRf_IndDock_CFL_Yr | Lighting | FRACTION | Default¦Hol | 2014-01-01 | 2014-12-31 | Constant | 0.55 | [23 empty] | From eQ_Lib.dat in MASControl 2017
D17_WRf_IndDock_HB_Yr | Lighting | FRACTION | SmrDsn | 2014-01-01 | 2014-12-31 | Constant | 1 | [23 empty] | From eQ_Lib.dat in MASControl 2017
D17_WRf_IndDock_HB_Yr | Lighting | FRACTION | WntrDsn | 2014-01-01 | 2014-12-31 | Constant | 0 | [23 empty] | From eQ_Lib.dat in MASControl 2017
D17_WRf_IndDock_HB_Yr | Lighting | FRACTION | Default¦Hol | 2014-01-01 | 2014-12-31 | Constant | 0.55 | [23 empty] | From eQ_Lib.dat in MASControl 2017
D17_WRf_IndDock_LF_Yr | Lighting | FRACTION | SmrDsn | 2014-01-01 | 2014-12-31 | Constant | 1 | [23 empty] | From eQ_Lib.dat in MASControl 2017
D17_WRf_IndDock_LF_Yr | Lighting | FRACTION | WntrDsn | 2014-01-01 | 2014-12-31 | Constant | 0 | [23 empty] | From eQ_Lib.dat in MASControl 2017
D17_WRf_IndDock_LF_Yr | Lighting | FRACTION | Default¦Hol | 2014-01-01 | 2014-12-31 | Constant | 0.55 | [23 empty] | From eQ_Lib.dat in MASControl 2017
D17_WRf_Mech_CFL_Yr | Lighting | FRACTION | SmrDsn | 2014-01-01 | 2014-12-31 | Constant | 1 | [23 empty] | From eQ_Lib.dat in MASControl 2017
D17_WRf_Mech_CFL_Yr | Lighting | FRACTION | WntrDsn | 2014-01-01 | 2014-12-31 | Constant | 0 | [23 empty] | From eQ_Lib.dat in MASControl 2017
D17_WRf_Mech_CFL_Yr | Lighting | FRACTION | Default¦Hol | 2014-01-01 | 2014-12-31 | Hourly | 0.15 | 0.15 | 0.15 | 0.15 | 0.15 | 0.15 | 0.15 | 0.7 | 0.7 | 0.7 | 0.7 | 0.7 | 0.7 | 0.7 | 0.7 | 0.7 | 0.7 | 0.7 | 0.15 | 0.15 | 0.15 | 0.15 | 0.15 | 0.15 | From eQ_Lib.dat in MASControl 2017
D17_WRf_Mech_LF_Yr | Lighting | FRACTION | SmrDsn | 2014-01-01 | 2014-12-31 | Constant | 1 | [23 empty] | From eQ_Lib.dat in MASControl 2017
D17_WRf_Mech_LF_Yr | Lighting | FRACTION | WntrDsn | 2014-01-01 | 2014-12-31 | Constant | 0 | [23 empty] | From eQ_Lib.dat in MASControl 2017
D17_WRf_Mech_LF_Yr | Lighting | FRACTION | Default¦Hol | 2014-01-01 | 2014-12-31 | Hourly | 0.15 | 0.15 | 0.15 | 0.15 | 0.15 | 0.15 | 0.15 | 0.7 | 0.7 | 0.7 | 0.7 | 0.7 | 0.7 | 0.7 | 0.7 | 0.7 | 0.7 | 0.7 | 0.15 | 0.15 | 0.15 | 0.15 | 0.15 | 0.15 | From eQ_Lib.dat in MASControl 2017
D17_WRf_OffGen_CFL_Yr | Lighting | FRACTION | SmrDsn | 2014-01-01 | 2014-12-31 | Constant | 1 | [23 empty] | From eQ_Lib.dat in MASControl 2017
D17_WRf_OffGen_CFL_Yr | Lighting | FRACTION | WntrDsn | 2014-01-01 | 2014-12-31 | Constant | 0 | [23 empty] | From eQ_Lib.dat in MASControl 2017
D17_WRf_OffGen_CFL_Yr | Lighting | FRACTION | Default¦Hol | 2014-01-01 | 2014-12-31 | Hourly | 0.15 | 0.15 | 0.15 | 0.15 | 0.15 | 0.15 | 0.15 | 0.7 | 0.7 | 0.7 | 0.7 | 0.7 | 0.7 | 0.7 | 0.7 | 0.7 | 0.7 | 0.7 | 0.15 | 0.15 | 0.15 | 0.15 | 0.15 | 0.15 | From eQ_Lib.dat in MASControl 2017
D17_WRf_OffGen_LF_Yr | Lighting | FRACTION | SmrDsn | 2014-01-01 | 2014-12-31 | Constant | 1 | [23 empty] | From eQ_Lib.dat in MASControl 2017
D17_WRf_OffGen_LF_Yr | Lighting | FRACTION | WntrDsn | 2014-01-01 | 2014-12-31 | Constant | 0 | [23 empty] | From eQ_Lib.dat in MASControl 2017
D17_WRf_OffGen_LF_Yr | Lighting | FRACTION | Default¦Hol | 2014-01-01 | 2014-12-31 | Hourly | 0.15 | 0.15 | 0.15 | 0.15 | 0.15 | 0.15 | 0.15 | 0.7 | 0.7 | 0.7 | 0.7 | 0.7 | 0.7 | 0.7 | 0.7 | 0.7 | 0.7 | 0.7 | 0.15 | 0.15 | 0.15 | 0.15 | 0.15 | 0.15 | From eQ_Lib.dat in MASControl 2017
D17_WRf_Restrm_CFL_Yr | Lighting | FRACTION | SmrDsn | 2014-01-01 | 2014-12-31 | Constant | 1 | [23 empty] | From eQ_Lib.dat in MASControl 2017
D17_WRf_Restrm_CFL_Yr | Lighting | FRACTION | WntrDsn | 2014-01-01 | 2014-12-31 | Constant | 0 | [23 empty] | From eQ_Lib.dat in MASControl 2017
D17_WRf_Restrm_CFL_Yr | Lighting | FRACTION | Default¦Hol | 2014-01-01 | 2014-12-31 | Hourly | 0.15 | 0.15 | 0.15 | 0.15 | 0.15 | 0.15 | 0.15 | 0.7 | 0.7 | 0.7 | 0.7 | 0.7 | 0.7 | 0.7 | 0.7 | 0.7 | 0.7 | 0.7 | 0.15 | 0.15 | 0.15 | 0.15 | 0.15 | 0.15 | From eQ_Lib.dat in MASControl 2017
D17_WRf_Restrm_LF_Yr | Lighting | FRACTION | SmrDsn | 2014-01-01 | 2014-12-31 | Constant | 1 | [23 empty] | From eQ_Lib.dat in MASControl 2017
D17_WRf_Restrm_LF_Yr | Lighting | FRACTION | WntrDsn | 2014-01-01 | 2014-12-31 | Constant | 0 | [23 empty] | From eQ_Lib.dat in MASControl 2017
D17_WRf_Restrm_LF_Yr | Lighting | FRACTION | Default¦Hol | 2014-01-01 | 2014-12-31 | Hourly | 0.15 | 0.15 | 0.15 | 0.15 | 0.15 | 0.15 | 0.15 | 0.7 | 0.7 | 0.7 | 0.7 | 0.7 | 0.7 | 0.7 | 0.7 | 0.7 | 0.7 | 0.7 | 0.15 | 0.15 | 0.15 | 0.15 | 0.15 | 0.15 | From eQ_Lib.dat in MASControl 2017
D17_WRf_RfgClr_CFL_Yr | Lighting | FRACTION | SmrDsn | 2014-01-01 | 2014-12-31 | Constant | 1 | [23 empty] | From eQ_Lib.dat in MASControl 2017
D17_WRf_RfgClr_CFL_Yr | Lighting | FRACTION | WntrDsn | 2014-01-01 | 2014-12-31 | Constant | 0 | [23 empty] | From eQ_Lib.dat in MASControl 2017
D17_WRf_RfgClr_CFL_Yr | Lighting | FRACTION | Default¦Hol | 2014-01-01 | 2014-12-31 | Constant | 0.55 | [23 empty] | From eQ_Lib.dat in MASControl 2017
D17_WRf_RfgClr_LF_Yr | Lighting | FRACTION | SmrDsn | 2014-01-01 | 2014-12-31 | Constant | 1 | [23 empty] | From eQ_Lib.dat in MASControl 2017
D17_WRf_RfgClr_LF_Yr | Lighting | FRACTION | WntrDsn | 2014-01-01 | 2014-12-31 | Constant | 0 | [23 empty] | From eQ_Lib.dat in MASControl 2017
D17_WRf_RfgClr_LF_Yr | Lighting | FRACTION | Default¦Hol | 2014-01-01 | 2014-12-31 | Constant | 0.55 | [23 empty] | From eQ_Lib.dat in MASControl 2017
D17_WRf_RfgFrz_CFL_Yr | Lighting | FRACTION | SmrDsn | 2014-01-01 | 2014-12-31 | Constant | 1 | [23 empty] | From eQ_Lib.dat in MASControl 2017
D17_WRf_RfgFrz_CFL_Yr | Lighting | FRACTION | WntrDsn | 2014-01-01 | 2014-12-31 | Constant | 0 | [23 empty] | From eQ_Lib.dat in MASControl 2017
D17_WRf_RfgFrz_CFL_Yr | Lighting | FRACTION | Default¦Hol | 2014-01-01 | 2014-12-31 | Constant | 0.55 | [23 empty] | From eQ_Lib.dat in MASControl 2017
D17_WRf_RfgFrz_LF_Yr | Lighting | FRACTION | SmrDsn | 2014-01-01 | 2014-12-31 | Constant | 1 | [23 empty] | From eQ_Lib.dat in MASControl 2017
D17_WRf_RfgFrz_LF_Yr | Lighting | FRACTION | WntrDsn | 2014-01-01 | 2014-12-31 | Constant | 0 | [23 empty] | From eQ_Lib.dat in MASControl 2017
D17_WRf_RfgFrz_LF_Yr | Lighting | FRACTION | Default¦Hol | 2014-01-01 | 2014-12-31 | Constant | 0.55 | [23 empty] | From eQ_Lib.dat in MASControl 2017
FullServiceRestaurant Bldg Light | Lighting |  | Default | 2014-01-01 | 2014-12-31 | Hourly | 0.45 | 0.15 | 0.15 | 0.15 | 0.15 | 0.45 | 0.9 | 0.9 | 0.9 | 0.9 | 0.9 | 0.9 | 0.9 | 0.9 | 0.9 | 0.9 | 0.9 | 0.9 | 0.9 | 0.9 | 0.9 | 0.9 | 0.9 | 0.9 | From DOE Reference Buildings
FullServiceRestaurant Bldg Light | Lighting |  | WntrDsn | 2014-01-01 | 2014-12-31 | Constant | 0 | [23 empty] | From DOE Reference Buildings
FullServiceRestaurant Bldg Light | Lighting |  | SmrDsn | 2014-01-01 | 2014-12-31 | Constant | 1 | [23 empty] | From DOE Reference Buildings
Hospital Admin Light | Lighting |  | Default¦WntrDsn¦SmrDsn¦Sun¦Sat | 2014-01-01 | 2014-12-31 | Hourly | 0.1 | 0.1 | 0.1 | 0.1 | 0.3 | 0.3 | 0.6 | 0.9 | 0.9 | 0.9 | 0.9 | 0.9 | 0.9 | 0.9 | 0.9 | 0.9 | 0.9 | 0.9 | 0.6 | 0.6 | 0.6 | 0.3 | 0.3 | 0.1 | From DOE Reference Buildings
Hospital Admin Light | Lighting |  | Sat | 2014-01-01 | 2014-12-31 | Hourly | 0.1 | 0.1 | 0.1 | 0.1 | 0.1 | 0.1 | 0.1 | 0.3 | 0.3 | 0.3 | 0.4 | 0.4 | 0.4 | 0.4 | 0.4 | 0.3 | 0.3 | 0.3 | 0.3 | 0.3 | 0.1 | 0.1 | 0.1 | 0.1
Hospital Admin Light | Lighting |  | Sun | 2014-01-01 | 2014-12-31 | Hourly | 0.05 | 0.05 | 0.05 | 0.05 | 0.05 | 0.05 | 0.05 | 0.05 | 0.1 | 0.1 | 0.1 | 0.1 | 0.1 | 0.1 | 0.1 | 0.1 | 0.1 | 0.05 | 0.05 | 0.05 | 0.05 | 0.05 | 0.05 | 0.05
Hospital Bldg Light | Lighting |  | Default | 2014-01-01 | 2014-12-31 | Hourly | 0.1 | 0.1 | 0.1 | 0.1 | 0.1 | 0.1 | 0.1 | 0.5 | 0.9 | 0.9 | 0.9 | 0.9 | 0.9 | 0.9 | 0.9 | 0.9 | 0.3 | 0.3 | 0.3 | 0.3 | 0.3 | 0.3 | 0.3 | 0.1 | From DOE Reference Buildings
Hospital Bldg Light | Lighting |  | WntrDsn | 2014-01-01 | 2014-12-31 | Constant | 0 | [23 empty] | From DOE Reference Buildings
Hospital Bldg Light | Lighting |  | SmrDsn | 2014-01-01 | 2014-12-31 | Constant | 1 | [23 empty] | From DOE Reference Buildings
Hospital Bldg Light | Lighting |  | Sun | 2014-01-01 | 2014-12-31 | Hourly | 0.05 | 0.05 | 0.05 | 0.05 | 0.05 | 0.05 | 0.05 | 0.05 | 0.1 | 0.1 | 0.1 | 0.1 | 0.1 | 0.1 | 0.1 | 0.1 | 0.05 | 0.05 | 0.05 | 0.05 | 0.05 | 0.05 | 0.05 | 0.05 | From DOE Reference Buildings
Hospital Bldg Light | Lighting |  | Sat | 2014-01-01 | 2014-12-31 | Hourly | 0.1 | 0.1 | 0.1 | 0.1 | 0.1 | 0.1 | 0.1 | 0.2 | 0.4 | 0.4 | 0.4 | 0.4 | 0.4 | 0.4 | 0.4 | 0.4 | 0.4 | 0.4 | 0.1 | 0.1 | 0.1 | 0.1 | 0.1 | 0.1 | From DOE Reference Buildings
Hospital BLDG_LIGHT_CORRIDOR_SCH | Lighting |  | Default | 2014-01-01 | 2014-12-31 | Hourly | 0.5 | 0.5 | 0.5 | 0.5 | 0.5 | 0.5 | 0.5 | 0.5 | 0.7 | 0.7 | 0.7 | 0.7 | 0.7 | 0.7 | 0.7 | 0.7 | 0.5 | 0.5 | 0.5 | 0.5 | 0.5 | 0.5 | 0.5 | 0.5 | From DOE Prototype Buildings
Hospital BLDG_LIGHT_CORRIDOR_SCH | Lighting |  | WntrDsn | 2014-01-01 | 2014-12-31 | Constant | 0 | [23 empty] | From DOE Prototype Buildings
Hospital BLDG_LIGHT_CORRIDOR_SCH | Lighting |  | SmrDsn | 2014-01-01 | 2014-12-31 | Constant | 1 | [23 empty] | From DOE Prototype Buildings
Hospital BLDG_LIGHT_CORRIDOR_SCH | Lighting |  | Sat | 2014-01-01 | 2014-12-31 | Hourly | 0.5 | 0.5 | 0.5 | 0.5 | 0.5 | 0.5 | 0.5 | 0.5 | 0.8 | 0.8 | 0.8 | 0.8 | 0.8 | 0.8 | 0.8 | 0.8 | 0.8 | 0.8 | 0.5 | 0.5 | 0.5 | 0.5 | 0.5 | 0.5 | From DOE Prototype Buildings
Hospital BLDG_LIGHT_CORRIDOR_SCH | Lighting |  | Wkdy | 2014-01-01 | 2014-12-31 | Hourly | 0.5 | 0.5 | 0.5 | 0.5 | 0.5 | 0.5 | 0.5 | 0.5 | 0.9 | 0.9 | 0.9 | 0.9 | 0.9 | 0.9 | 0.9 | 0.9 | 0.5 | 0.5 | 0.5 | 0.5 | 0.5 | 0.5 | 0.5 | 0.5 | From DOE Prototype Buildings
Hospital BLDG_LIGHT_EXAM_SCH | Lighting |  | Default | 2014-01-01 | 2014-12-31 | Hourly | 0.5 | 0.5 | 0.5 | 0.5 | 0.5 | 0.5 | 0.5 | 0.5 | 0.7 | 0.7 | 0.7 | 0.7 | 0.7 | 0.7 | 0.7 | 0.7 | 0.5 | 0.5 | 0.5 | 0.5 | 0.5 | 0.5 | 0.5 | 0.5 | From DOE Prototype Buildings
Hospital BLDG_LIGHT_EXAM_SCH | Lighting |  | WntrDsn | 2014-01-01 | 2014-12-31 | Constant | 0 | [23 empty] | From DOE Prototype Buildings
Hospital BLDG_LIGHT_EXAM_SCH | Lighting |  | SmrDsn | 2014-01-01 | 2014-12-31 | Constant | 1 | [23 empty] | From DOE Prototype Buildings
Hospital BLDG_LIGHT_EXAM_SCH | Lighting |  | Sat | 2014-01-01 | 2014-12-31 | Hourly | 0.5 | 0.5 | 0.5 | 0.5 | 0.5 | 0.5 | 0.5 | 0.5 | 0.8 | 0.8 | 0.8 | 0.8 | 0.8 | 0.8 | 0.8 | 0.8 | 0.8 | 0.8 | 0.5 | 0.5 | 0.5 | 0.5 | 0.5 | 0.5 | From DOE Prototype Buildings
Hospital BLDG_LIGHT_EXAM_SCH | Lighting |  | Wkdy | 2014-01-01 | 2014-12-31 | Hourly | 0.5 | 0.5 | 0.5 | 0.5 | 0.5 | 0.5 | 0.5 | 0.5 | 0.9 | 0.9 | 0.9 | 0.9 | 0.9 | 0.9 | 0.9 | 0.9 | 0.5 | 0.5 | 0.5 | 0.5 | 0.5 | 0.5 | 0.5 | 0.5 | From DOE Prototype Buildings
Hospital BLDG_LIGHT_EXTD_SCH | Lighting |  | Default | 2014-01-01 | 2014-12-31 | Hourly | 0.5 | 0.5 | 0.5 | 0.5 | 0.5 | 0.5 | 0.5 | 0.5 | 0.7 | 0.7 | 0.7 | 0.7 | 0.7 | 0.7 | 0.7 | 0.7 | 0.5 | 0.5 | 0.5 | 0.5 | 0.5 | 0.5 | 0.5 | 0.5 | From DOE Prototype Buildings
Hospital BLDG_LIGHT_EXTD_SCH | Lighting |  | WntrDsn | 2014-01-01 | 2014-12-31 | Constant | 0 | [23 empty] | From DOE Prototype Buildings
Hospital BLDG_LIGHT_EXTD_SCH | Lighting |  | SmrDsn | 2014-01-01 | 2014-12-31 | Constant | 1 | [23 empty] | From DOE Prototype Buildings
Hospital BLDG_LIGHT_EXTD_SCH | Lighting |  | Sat | 2014-01-01 | 2014-12-31 | Hourly | 0.5 | 0.5 | 0.5 | 0.5 | 0.5 | 0.5 | 0.5 | 0.5 | 0.8 | 0.8 | 0.8 | 0.8 | 0.8 | 0.8 | 0.8 | 0.8 | 0.8 | 0.8 | 0.5 | 0.5 | 0.5 | 0.5 | 0.5 | 0.5 | From DOE Prototype Buildings
Hospital BLDG_LIGHT_EXTD_SCH | Lighting |  | Wkdy | 2014-01-01 | 2014-12-31 | Hourly | 0.5 | 0.5 | 0.5 | 0.5 | 0.5 | 0.5 | 0.5 | 0.5 | 0.9 | 0.9 | 0.9 | 0.9 | 0.9 | 0.9 | 0.9 | 0.9 | 0.5 | 0.5 | 0.5 | 0.5 | 0.5 | 0.5 | 0.5 | 0.5 | From DOE Prototype Buildings
Hospital BLDG_LIGHT_LOBBYFLR1_SCH | Lighting |  | Default | 2014-01-01 | 2014-12-31 | Hourly | 0.05 | 0.05 | 0.05 | 0.05 | 0.05 | 0.05 | 0.05 | 0.05 | 0.1 | 0.1 | 0.1 | 0.1 | 0.1 | 0.1 | 0.1 | 0.1 | 0.05 | 0.05 | 0.05 | 0.05 | 0.05 | 0.05 | 0.05 | 0.05 | From DOE Prototype Buildings
Hospital BLDG_LIGHT_LOBBYFLR1_SCH | Lighting |  | WntrDsn | 2014-01-01 | 2014-12-31 | Constant | 0 | [23 empty] | From DOE Prototype Buildings
Hospital BLDG_LIGHT_LOBBYFLR1_SCH | Lighting |  | SmrDsn | 2014-01-01 | 2014-12-31 | Constant | 1 | [23 empty] | From DOE Prototype Buildings
Hospital BLDG_LIGHT_LOBBYFLR1_SCH | Lighting |  | Sat | 2014-01-01 | 2014-12-31 | Hourly | 0.1 | 0.1 | 0.1 | 0.1 | 0.1 | 0.1 | 0.1 | 0.2 | 0.4 | 0.4 | 0.4 | 0.4 | 0.4 | 0.4 | 0.4 | 0.4 | 0.4 | 0.4 | 0.1 | 0.1 | 0.1 | 0.1 | 0.1 | 0.1 | From DOE Prototype Buildings
Hospital BLDG_LIGHT_LOBBYFLR1_SCH | Lighting |  | Wkdy | 2014-01-01 | 2014-12-31 | Hourly | 0.1 | 0.1 | 0.1 | 0.1 | 0.1 | 0.1 | 0.1 | 0.5 | 0.9 | 0.9 | 0.9 | 0.9 | 0.9 | 0.9 | 0.9 | 0.9 | 0.3 | 0.3 | 0.3 | 0.3 | 0.3 | 0.3 | 0.3 | 0.1 | From DOE Prototype Buildings
Hospital BLDG_LIGHT_LOBBYFLR5_SCH | Lighting |  | Default | 2014-01-01 | 2014-12-31 | Hourly | 0.05 | 0.05 | 0.05 | 0.05 | 0.05 | 0.05 | 0.05 | 0.05 | 0.1 | 0.1 | 0.1 | 0.1 | 0.1 | 0.1 | 0.1 | 0.1 | 0.05 | 0.05 | 0.05 | 0.05 | 0.05 | 0.05 | 0.05 | 0.05 | From DOE Prototype Buildings
Hospital BLDG_LIGHT_LOBBYFLR5_SCH | Lighting |  | WntrDsn | 2014-01-01 | 2014-12-31 | Constant | 0 | [23 empty] | From DOE Prototype Buildings
Hospital BLDG_LIGHT_LOBBYFLR5_SCH | Lighting |  | SmrDsn | 2014-01-01 | 2014-12-31 | Constant | 1 | [23 empty] | From DOE Prototype Buildings
Hospital BLDG_LIGHT_LOBBYFLR5_SCH | Lighting |  | Sat | 2014-01-01 | 2014-12-31 | Hourly | 0.1 | 0.1 | 0.1 | 0.1 | 0.1 | 0.1 | 0.1 | 0.2 | 0.4 | 0.4 | 0.4 | 0.4 | 0.4 | 0.4 | 0.4 | 0.4 | 0.4 | 0.4 | 0.1 | 0.1 | 0.1 | 0.1 | 0.1 | 0.1 | From DOE Prototype Buildings
Hospital BLDG_LIGHT_LOBBYFLR5_SCH | Lighting |  | Wkdy | 2014-01-01 | 2014-12-31 | Hourly | 0.1 | 0.1 | 0.1 | 0.1 | 0.1 | 0.1 | 0.1 | 0.5 | 0.9 | 0.9 | 0.9 | 0.9 | 0.9 | 0.9 | 0.9 | 0.9 | 0.3 | 0.3 | 0.3 | 0.3 | 0.3 | 0.3 | 0.3 | 0.1 | From DOE Prototype Buildings
Hospital BLDG_LIGHT_NURSEFLR1_SCH | Lighting |  | Default | 2014-01-01 | 2014-12-31 | Hourly | 0.5 | 0.5 | 0.5 | 0.5 | 0.5 | 0.5 | 0.5 | 0.5 | 0.7 | 0.7 | 0.7 | 0.7 | 0.7 | 0.7 | 0.7 | 0.7 | 0.5 | 0.5 | 0.5 | 0.5 | 0.5 | 0.5 | 0.5 | 0.5 | From DOE Prototype Buildings
Hospital BLDG_LIGHT_NURSEFLR1_SCH | Lighting |  | WntrDsn | 2014-01-01 | 2014-12-31 | Constant | 0 | [23 empty] | From DOE Prototype Buildings
Hospital BLDG_LIGHT_NURSEFLR1_SCH | Lighting |  | SmrDsn | 2014-01-01 | 2014-12-31 | Constant | 1 | [23 empty] | From DOE Prototype Buildings
Hospital BLDG_LIGHT_NURSEFLR1_SCH | Lighting |  | Sat | 2014-01-01 | 2014-12-31 | Hourly | 0.5 | 0.5 | 0.5 | 0.5 | 0.5 | 0.5 | 0.5 | 0.5 | 0.8 | 0.8 | 0.8 | 0.8 | 0.8 | 0.8 | 0.8 | 0.8 | 0.8 | 0.8 | 0.5 | 0.5 | 0.5 | 0.5 | 0.5 | 0.5 | From DOE Prototype Buildings
Hospital BLDG_LIGHT_NURSEFLR1_SCH | Lighting |  | Wkdy | 2014-01-01 | 2014-12-31 | Hourly | 0.5 | 0.5 | 0.5 | 0.5 | 0.5 | 0.5 | 0.5 | 0.5 | 0.9 | 0.9 | 0.9 | 0.9 | 0.9 | 0.9 | 0.9 | 0.9 | 0.5 | 0.5 | 0.5 | 0.5 | 0.5 | 0.5 | 0.5 | 0.5 | From DOE Prototype Buildings
Hospital BLDG_LIGHT_NURSEFLR234_SCH | Lighting |  | Default | 2014-01-01 | 2014-12-31 | Hourly | 0.5 | 0.5 | 0.5 | 0.5 | 0.5 | 0.5 | 0.5 | 0.5 | 0.7 | 0.7 | 0.7 | 0.7 | 0.7 | 0.7 | 0.7 | 0.7 | 0.5 | 0.5 | 0.5 | 0.5 | 0.5 | 0.5 | 0.5 | 0.5 | From DOE Prototype Buildings
Hospital BLDG_LIGHT_NURSEFLR234_SCH | Lighting |  | WntrDsn | 2014-01-01 | 2014-12-31 | Constant | 0 | [23 empty] | From DOE Prototype Buildings
Hospital BLDG_LIGHT_NURSEFLR234_SCH | Lighting |  | SmrDsn | 2014-01-01 | 2014-12-31 | Constant | 1 | [23 empty] | From DOE Prototype Buildings
Hospital BLDG_LIGHT_NURSEFLR234_SCH | Lighting |  | Sat | 2014-01-01 | 2014-12-31 | Hourly | 0.5 | 0.5 | 0.5 | 0.5 | 0.5 | 0.5 | 0.5 | 0.5 | 0.8 | 0.8 | 0.8 | 0.8 | 0.8 | 0.8 | 0.8 | 0.8 | 0.8 | 0.8 | 0.5 | 0.5 | 0.5 | 0.5 | 0.5 | 0.5 | From DOE Prototype Buildings
Hospital BLDG_LIGHT_NURSEFLR234_SCH | Lighting |  | Wkdy | 2014-01-01 | 2014-12-31 | Hourly | 0.5 | 0.5 | 0.5 | 0.5 | 0.5 | 0.5 | 0.5 | 0.5 | 0.9 | 0.9 | 0.9 | 0.9 | 0.9 | 0.9 | 0.9 | 0.9 | 0.5 | 0.5 | 0.5 | 0.5 | 0.5 | 0.5 | 0.5 | 0.5 | From DOE Prototype Buildings
Hospital BLDG_LIGHT_OFFICE_BSMT_SCH | Lighting |  | Default | 2014-01-01 | 2014-12-31 | Hourly | 0.05 | 0.05 | 0.05 | 0.05 | 0.05 | 0.05 | 0.05 | 0.05 | 0.1 | 0.1 | 0.1 | 0.1 | 0.1 | 0.1 | 0.1 | 0.1 | 0.05 | 0.05 | 0.05 | 0.05 | 0.05 | 0.05 | 0.05 | 0.05 | From DOE Prototype Buildings
Hospital BLDG_LIGHT_OFFICE_BSMT_SCH | Lighting |  | WntrDsn | 2014-01-01 | 2014-12-31 | Constant | 0 | [23 empty] | From DOE Prototype Buildings
Hospital BLDG_LIGHT_OFFICE_BSMT_SCH | Lighting |  | SmrDsn | 2014-01-01 | 2014-12-31 | Constant | 1 | [23 empty] | From DOE Prototype Buildings
Hospital BLDG_LIGHT_OFFICE_BSMT_SCH | Lighting |  | Sat | 2014-01-01 | 2014-12-31 | Hourly | 0.1 | 0.1 | 0.1 | 0.1 | 0.1 | 0.1 | 0.1 | 0.2 | 0.4 | 0.4 | 0.4 | 0.4 | 0.4 | 0.4 | 0.4 | 0.4 | 0.4 | 0.4 | 0.1 | 0.1 | 0.1 | 0.1 | 0.1 | 0.1 | From DOE Prototype Buildings
Hospital BLDG_LIGHT_OFFICE_BSMT_SCH | Lighting |  | Wkdy | 2014-01-01 | 2014-12-31 | Hourly | 0.1 | 0.1 | 0.1 | 0.1 | 0.1 | 0.1 | 0.1 | 0.5 | 0.9 | 0.9 | 0.9 | 0.9 | 0.9 | 0.9 | 0.9 | 0.9 | 0.3 | 0.3 | 0.3 | 0.3 | 0.3 | 0.3 | 0.3 | 0.1 | From DOE Prototype Buildings
Hospital BLDG_LIGHT_OFFICE_SCH | Lighting |  | Default | 2014-01-01 | 2014-12-31 | Hourly | 0.05 | 0.05 | 0.05 | 0.05 | 0.05 | 0.05 | 0.05 | 0.05 | 0.1 | 0.1 | 0.1 | 0.1 | 0.1 | 0.1 | 0.1 | 0.1 | 0.05 | 0.05 | 0.05 | 0.05 | 0.05 | 0.05 | 0.05 | 0.05 | From DOE Prototype Buildings
Hospital BLDG_LIGHT_OFFICE_SCH | Lighting |  | WntrDsn | 2014-01-01 | 2014-12-31 | Constant | 0 | [23 empty] | From DOE Prototype Buildings
Hospital BLDG_LIGHT_OFFICE_SCH | Lighting |  | SmrDsn | 2014-01-01 | 2014-12-31 | Constant | 1 | [23 empty] | From DOE Prototype Buildings
Hospital BLDG_LIGHT_OFFICE_SCH | Lighting |  | Sat | 2014-01-01 | 2014-12-31 | Hourly | 0.1 | 0.1 | 0.1 | 0.1 | 0.1 | 0.1 | 0.1 | 0.2 | 0.4 | 0.4 | 0.4 | 0.4 | 0.4 | 0.4 | 0.4 | 0.4 | 0.4 | 0.4 | 0.1 | 0.1 | 0.1 | 0.1 | 0.1 | 0.1 | From DOE Prototype Buildings
Hospital BLDG_LIGHT_OFFICE_SCH | Lighting |  | Wkdy | 2014-01-01 | 2014-12-31 | Hourly | 0.1 | 0.1 | 0.1 | 0.1 | 0.1 | 0.1 | 0.1 | 0.5 | 0.9 | 0.9 | 0.9 | 0.9 | 0.9 | 0.9 | 0.9 | 0.9 | 0.3 | 0.3 | 0.3 | 0.3 | 0.3 | 0.3 | 0.3 | 0.1 | From DOE Prototype Buildings
Hospital BLDG_LIGHT_RADIOLOGY_SCH | Lighting |  | Default | 2014-01-01 | 2014-12-31 | Hourly | 0.05 | 0.05 | 0.05 | 0.05 | 0.05 | 0.05 | 0.05 | 0.05 | 0.1 | 0.1 | 0.1 | 0.1 | 0.1 | 0.1 | 0.1 | 0.1 | 0.05 | 0.05 | 0.05 | 0.05 | 0.05 | 0.05 | 0.05 | 0.05 | From DOE Prototype Buildings
Hospital BLDG_LIGHT_RADIOLOGY_SCH | Lighting |  | WntrDsn | 2014-01-01 | 2014-12-31 | Constant | 0 | [23 empty] | From DOE Prototype Buildings
Hospital BLDG_LIGHT_RADIOLOGY_SCH | Lighting |  | SmrDsn | 2014-01-01 | 2014-12-31 | Constant | 1 | [23 empty] | From DOE Prototype Buildings
Hospital BLDG_LIGHT_RADIOLOGY_SCH | Lighting |  | Sat | 2014-01-01 | 2014-12-31 | Hourly | 0.1 | 0.1 | 0.1 | 0.1 | 0.1 | 0.1 | 0.1 | 0.2 | 0.4 | 0.4 | 0.4 | 0.4 | 0.4 | 0.4 | 0.4 | 0.4 | 0.4 | 0.4 | 0.1 | 0.1 | 0.1 | 0.1 | 0.1 | 0.1 | From DOE Prototype Buildings
Hospital BLDG_LIGHT_RADIOLOGY_SCH | Lighting |  | Wkdy | 2014-01-01 | 2014-12-31 | Hourly | 0.1 | 0.1 | 0.1 | 0.1 | 0.1 | 0.1 | 0.1 | 0.5 | 0.9 | 0.9 | 0.9 | 0.9 | 0.9 | 0.9 | 0.9 | 0.9 | 0.3 | 0.3 | 0.3 | 0.3 | 0.3 | 0.3 | 0.3 | 0.1 | From DOE Prototype Buildings
Hospital BLDG_LIGHT_SCH | Lighting |  | WntrDsn | 2014-01-01 | 2014-12-31 | Constant | 0 | [23 empty] | From DOE Prototype Buildings
Hospital BLDG_LIGHT_SCH | Lighting |  | SmrDsn | 2014-01-01 | 2014-12-31 | Constant | 1 | [23 empty] | From DOE Prototype Buildings
Hospital BLDG_LIGHT_SCH | Lighting |  | Sat | 2014-01-01 | 2014-12-31 | Hourly | 0.1 | 0.1 | 0.1 | 0.1 | 0.1 | 0.1 | 0.1 | 0.2 | 0.4 | 0.4 | 0.4 | 0.4 | 0.4 | 0.4 | 0.4 | 0.4 | 0.4 | 0.4 | 0.1 | 0.1 | 0.1 | 0.1 | 0.1 | 0.1 | From DOE Prototype Buildings
Hospital BLDG_LIGHT_SCH | Lighting |  | Wkdy | 2014-01-01 | 2014-12-31 | Hourly | 0.1 | 0.1 | 0.1 | 0.1 | 0.1 | 0.1 | 0.1 | 0.5 | 0.9 | 0.9 | 0.9 | 0.9 | 0.9 | 0.9 | 0.9 | 0.9 | 0.3 | 0.3 | 0.3 | 0.3 | 0.3 | 0.3 | 0.3 | 0.1 | From DOE Prototype Buildings
Hospital BLDG_LIGHT_SCH | Lighting |  | Default | 2014-01-01 | 2014-12-31 | Hourly | 0.05 | 0.05 | 0.05 | 0.05 | 0.05 | 0.05 | 0.05 | 0.05 | 0.1 | 0.1 | 0.1 | 0.1 | 0.1 | 0.1 | 0.1 | 0.1 | 0.05 | 0.05 | 0.05 | 0.05 | 0.05 | 0.05 | 0.05 | 0.05 | From DOE Prototype Buildings
Hospital Critical Light | Lighting |  | Default¦WntrDsn¦SmrDsn¦Sun¦Sat | 2014-01-01 | 2014-12-31 | Hourly | 0.5 | 0.5 | 0.5 | 0.5 | 0.7 | 0.7 | 0.9 | 0.9 | 0.9 | 0.9 | 0.9 | 0.9 | 0.9 | 0.9 | 0.9 | 0.9 | 0.9 | 0.9 | 0.7 | 0.7 | 0.7 | 0.7 | 0.5 | 0.5 | From DOE Reference Buildings
Hospital ELEV_LIGHT_FAN_SCH_24_7 | Lighting |  | Default¦WntrDsn¦SmrDsn | 2014-01-01 | 2014-12-31 | Constant | 1 | [23 empty] | From DOE Prototype Buildings
Hospital ELEV_LIGHT_FAN_SCH_ADD_DF | Lighting |  | Default | 2014-01-01 | 2014-12-31 | Hourly | 0.2 | 0.2 | 0.2 | 0.2 | 0.2 | 0.2 | 0.2 | 0.2 | 0.4 | 0.4 | 0.4 | 0.4 | 0.4 | 0.4 | 0.4 | 0.4 | 0.2 | 0.2 | 0.2 | 0.2 | 0.2 | 0.2 | 0.2 | 0.2 | From DOE Prototype Buildings
Hospital ELEV_LIGHT_FAN_SCH_ADD_DF | Lighting |  | WntrDsn | 2014-01-01 | 2014-12-31 | Constant | 0.2 | [23 empty] | From DOE Prototype Buildings
Hospital ELEV_LIGHT_FAN_SCH_ADD_DF | Lighting |  | SmrDsn | 2014-01-01 | 2014-12-31 | Constant | 1 | [23 empty] | From DOE Prototype Buildings
Hospital ELEV_LIGHT_FAN_SCH_ADD_DF | Lighting |  | Sat | 2014-01-01 | 2014-12-31 | Hourly | 0.2 | 0.2 | 0.2 | 0.2 | 0.2 | 0.2 | 0.2 | 0.4 | 0.46 | 0.7 | 0.7 | 0.7 | 0.51 | 0.51 | 0.51 | 0.51 | 0.51 | 0.25 | 0.2 | 0.2 | 0.2 | 0.2 | 0.2 | 0.2 | From DOE Prototype Buildings
Hospital ELEV_LIGHT_FAN_SCH_ADD_DF | Lighting |  | Wkdy | 2014-01-01 | 2014-12-31 | Hourly | 0.2 | 0.2 | 0.2 | 0.2 | 0.2 | 0.2 | 0.2 | 0.5 | 1 | 1 | 1 | 1 | 1 | 1 | 1 | 1 | 1 | 1 | 0.52 | 0.52 | 0.52 | 0.28 | 0.2 | 0.2 | From DOE Prototype Buildings
HotelLarge BLDG_LIGHT_CORRIDOR_SCH | Lighting |  | Default | 2014-01-01 | 2014-12-31 | Hourly | 0.3 | 0.3 | 0.2 | 0.2 | 0.2 | 0.2 | 0.3 | 0.4 | 0.4 | 0.3 | 0.3 | 0.3 | 0.3 | 0.2 | 0.2 | 0.2 | 0.2 | 0.2 | 0.5 | 0.7 | 0.8 | 0.6 | 0.5 | 0.3 | From DOE Prototype Buildings
HotelLarge BLDG_LIGHT_CORRIDOR_SCH | Lighting |  | WntrDsn | 2014-01-01 | 2014-12-31 | Constant | 0 | [23 empty] | From DOE Prototype Buildings
HotelLarge BLDG_LIGHT_CORRIDOR_SCH | Lighting |  | SmrDsn | 2014-01-01 | 2014-12-31 | Constant | 1 | [23 empty] | From DOE Prototype Buildings
HotelLarge BLDG_LIGHT_CORRIDOR_SCH | Lighting |  | Sat | 2014-01-01 | 2014-12-31 | Hourly | 0.2 | 0.2 | 0.1 | 0.1 | 0.1 | 0.1 | 0.3 | 0.3 | 0.4 | 0.4 | 0.3 | 0.25 | 0.25 | 0.25 | 0.25 | 0.25 | 0.25 | 0.25 | 0.6 | 0.7 | 0.7 | 0.7 | 0.6 | 0.3 | From DOE Prototype Buildings
HotelLarge BLDG_LIGHT_CORRIDOR_SCH | Lighting |  | Wkdy | 2014-01-01 | 2014-12-31 | Hourly | 0.2 | 0.15 | 0.1 | 0.1 | 0.1 | 0.2 | 0.4 | 0.5 | 0.4 | 0.4 | 0.25 | 0.25 | 0.25 | 0.25 | 0.25 | 0.25 | 0.25 | 0.25 | 0.6 | 0.8 | 0.9 | 0.8 | 0.6 | 0.3 | From DOE Prototype Buildings
HotelLarge BLDG_LIGHT_CORRIDOR_SCH_2010 | Lighting |  | Default | 2014-01-01 | 2014-12-31 | Hourly | 0.25029 | 0.25029 | 0.16686 | 0.16686 | 0.16686 | 0.16686 | 0.25029 | 0.33372 | 0.33372 | 0.25029 | 0.25029 | 0.25029 | 0.25029 | 0.16686 | 0.16686 | 0.16686 | 0.16686 | 0.16686 | 0.41715 | 0.58401 | 0.66744 | 0.50058 | 0.41715 | 0.25029 | From DOE Prototype Buildings
HotelLarge BLDG_LIGHT_CORRIDOR_SCH_2010 | Lighting |  | WntrDsn | 2014-01-01 | 2014-12-31 | Constant | 0 | [23 empty] | From DOE Prototype Buildings
HotelLarge BLDG_LIGHT_CORRIDOR_SCH_2010 | Lighting |  | SmrDsn | 2014-01-01 | 2014-12-31 | Constant | 1 | [23 empty] | From DOE Prototype Buildings
HotelLarge BLDG_LIGHT_CORRIDOR_SCH_2010 | Lighting |  | Sat | 2014-01-01 | 2014-12-31 | Hourly | 0.16686 | 0.16686 | 0.08343 | 0.08343 | 0.08343 | 0.08343 | 0.25029 | 0.25029 | 0.33372 | 0.33372 | 0.25029 | 0.20858 | 0.20858 | 0.20858 | 0.20858 | 0.20858 | 0.20858 | 0.20858 | 0.50058 | 0.58401 | 0.58401 | 0.58401 | 0.50058 | 0.25029 | From DOE Prototype Buildings
HotelLarge BLDG_LIGHT_CORRIDOR_SCH_2010 | Lighting |  | Wkdy | 2014-01-01 | 2014-12-31 | Hourly | 0.16686 | 0.12515 | 0.08343 | 0.08343 | 0.08343 | 0.16686 | 0.33372 | 0.41715 | 0.33372 | 0.33372 | 0.20858 | 0.20858 | 0.20858 | 0.20858 | 0.20858 | 0.20858 | 0.20858 | 0.20858 | 0.50058 | 0.66744 | 0.75087 | 0.66744 | 0.50058 | 0.25029 | From DOE Prototype Buildings
HotelLarge BLDG_LIGHT_CORRIDOR_SCH_2013 | Lighting |  | Default | 2014-01-01 | 2014-12-31 | Hourly | 0.16269 | 0.16269 | 0.10846 | 0.10846 | 0.10846 | 0.10846 | 0.16269 | 0.21692 | 0.21692 | 0.16269 | 0.16269 | 0.16269 | 0.16269 | 0.10846 | 0.10846 | 0.10846 | 0.10846 | 0.10846 | 0.27115 | 0.37961 | 0.43384 | 0.32538 | 0.27115 | 0.16269 | From DOE Prototype Buildings
HotelLarge BLDG_LIGHT_CORRIDOR_SCH_2013 | Lighting |  | WntrDsn | 2014-01-01 | 2014-12-31 | Constant | 0 | [23 empty] | From DOE Prototype Buildings
HotelLarge BLDG_LIGHT_CORRIDOR_SCH_2013 | Lighting |  | SmrDsn | 2014-01-01 | 2014-12-31 | Constant | 1 | [23 empty] | From DOE Prototype Buildings
HotelLarge BLDG_LIGHT_CORRIDOR_SCH_2013 | Lighting |  | Sat | 2014-01-01 | 2014-12-31 | Hourly | 0.10846 | 0.10846 | 0.054229 | 0.054229 | 0.054229 | 0.054229 | 0.16269 | 0.16269 | 0.21692 | 0.21692 | 0.13557 | 0.13557 | 0.13557 | 0.13557 | 0.13557 | 0.13557 | 0.13557 | 0.13557 | 0.32538 | 0.37961 | 0.37961 | 0.37961 | 0.32538 | 0.16269 | From DOE Prototype Buildings
HotelLarge BLDG_LIGHT_CORRIDOR_SCH_2013 | Lighting |  | Wkdy | 2014-01-01 | 2014-12-31 | Hourly | 0.10846 | 0.081344 | 0.054229 | 0.054229 | 0.054229 | 0.10846 | 0.21692 | 0.27115 | 0.21692 | 0.21692 | 0.20858 | 0.13557 | 0.13557 | 0.13557 | 0.13557 | 0.13557 | 0.13557 | 0.13557 | 0.32538 | 0.43384 | 0.48807 | 0.43384 | 0.32538 | 0.16269 | From DOE Prototype Buildings
HotelLarge BLDG_LIGHT_GUESTROOM_SCH | Lighting |  | Default | 2014-01-01 | 2014-12-31 | Hourly | 0.26 | 0.26 | 0.11 | 0.11 | 0.11 | 0.11 | 0.41 | 0.41 | 0.56 | 0.56 | 0.41 | 0.33 | 0.33 | 0.33 | 0.33 | 0.33 | 0.33 | 0.33 | 0.85 | 1 | 1 | 1 | 0.85 | 0.41 | From DOE Prototype Buildings
HotelLarge BLDG_LIGHT_GUESTROOM_SCH | Lighting |  | WntrDsn | 2014-01-01 | 2014-12-31 | Constant | 0 | [23 empty] | From DOE Prototype Buildings
HotelLarge BLDG_LIGHT_GUESTROOM_SCH | Lighting |  | SmrDsn | 2014-01-01 | 2014-12-31 | Constant | 1 | [23 empty] | From DOE Prototype Buildings
HotelLarge BLDG_LIGHT_GUESTROOM_SCH | Lighting |  | Wkdy | 2014-01-01 | 2014-12-31 | Hourly | 0.22 | 0.17 | 0.11 | 0.11 | 0.11 | 0.22 | 0.44 | 0.56 | 0.44 | 0.44 | 0.28 | 0.28 | 0.28 | 0.28 | 0.28 | 0.28 | 0.28 | 0.28 | 0.67 | 0.89 | 1 | 0.89 | 0.67 | 0.33 | From DOE Prototype Buildings
HotelLarge BLDG_LIGHT_GUESTROOM_SCH_2010 | Lighting |  | Default | 2014-01-01 | 2014-12-31 | Hourly | 0.2197 | 0.2197 | 0.0945 | 0.0945 | 0.0945 | 0.0945 | 0.3852 | 0.3852 | 0.5259 | 0.44427 | 0.30216 | 0.2432 | 0.2432 | 0.2432 | 0.2432 | 0.2432 | 0.2432 | 0.25327 | 0.7973 | 0.938 | 0.938 | 0.938 | 0.7973 | 0.3852 | From DOE Prototype Buildings
HotelLarge BLDG_LIGHT_GUESTROOM_SCH_2010 | Lighting |  | WntrDsn | 2014-01-01 | 2014-12-31 | Constant | 0 | [23 empty] | From DOE Prototype Buildings
HotelLarge BLDG_LIGHT_GUESTROOM_SCH_2010 | Lighting |  | SmrDsn | 2014-01-01 | 2014-12-31 | Constant | 1 | [23 empty] | From DOE Prototype Buildings
HotelLarge BLDG_LIGHT_GUESTROOM_SCH_2010 | Lighting |  | Wkdy | 2014-01-01 | 2014-12-31 | Hourly | 0.1859 | 0.1452 | 0.0945 | 0.0945 | 0.0945 | 0.1859 | 0.4121 | 0.5259 | 0.4121 | 0.4121 | 0.2087 | 0.2087 | 0.2087 | 0.2087 | 0.2087 | 0.2087 | 0.21304 | 0.2149 | 0.6297 | 0.8342 | 0.938 | 0.8342 | 0.6297 | 0.3083 | From DOE Prototype Buildings
HotelLarge BLDG_LIGHT_GUESTROOM_SCH_2013 | Lighting |  | Default | 2014-01-01 | 2014-12-31 | Hourly | 0.13 | 0.13 | 0.06 | 0.06 | 0.06 | 0.06 | 0.33 | 0.33 | 0.45 | 0.18667 | 0.062121 | 0.05 | 0.05 | 0.05 | 0.05 | 0.05 | 0.05 | 0.0825 | 0.68 | 0.8 | 0.8 | 0.8 | 0.68 | 0.33 | From DOE Prototype Buildings
HotelLarge BLDG_LIGHT_GUESTROOM_SCH_2013 | Lighting |  | WntrDsn | 2014-01-01 | 2014-12-31 | Constant | 0 | [23 empty] | From DOE Prototype Buildings
HotelLarge BLDG_LIGHT_GUESTROOM_SCH_2013 | Lighting |  | SmrDsn | 2014-01-01 | 2014-12-31 | Constant | 1 | [23 empty] | From DOE Prototype Buildings
HotelLarge BLDG_LIGHT_GUESTROOM_SCH_2013 | Lighting |  | Wkdy | 2014-01-01 | 2014-12-31 | Hourly | 0.11 | 0.09 | 0.06 | 0.06 | 0.06 | 0.11 | 0.35 | 0.45 | 0.35 | 0.35 | 0.05 | 0.05 | 0.05 | 0.05 | 0.05 | 0.05 | 0.064 | 0.07 | 0.54 | 0.71 | 0.8 | 0.71 | 0.54 | 0.26 | From DOE Prototype Buildings
HotelLarge BLDG_LIGHT_MECHANIC_SCH | Lighting |  | Default | 2014-01-01 | 2014-12-31 | Hourly | 0.3 | 0.3 | 0.2 | 0.2 | 0.2 | 0.2 | 0.3 | 0.4 | 0.4 | 0.3 | 0.3 | 0.3 | 0.3 | 0.2 | 0.2 | 0.2 | 0.2 | 0.2 | 0.5 | 0.7 | 0.8 | 0.6 | 0.5 | 0.3 | From DOE Prototype Buildings
HotelLarge BLDG_LIGHT_MECHANIC_SCH | Lighting |  | WntrDsn | 2014-01-01 | 2014-12-31 | Constant | 0 | [23 empty] | From DOE Prototype Buildings
HotelLarge BLDG_LIGHT_MECHANIC_SCH | Lighting |  | SmrDsn | 2014-01-01 | 2014-12-31 | Constant | 1 | [23 empty] | From DOE Prototype Buildings
HotelLarge BLDG_LIGHT_MECHANIC_SCH | Lighting |  | Sat | 2014-01-01 | 2014-12-31 | Hourly | 0.2 | 0.2 | 0.1 | 0.1 | 0.1 | 0.1 | 0.3 | 0.3 | 0.4 | 0.4 | 0.3 | 0.25 | 0.25 | 0.25 | 0.25 | 0.25 | 0.25 | 0.25 | 0.6 | 0.7 | 0.7 | 0.7 | 0.6 | 0.3 | From DOE Prototype Buildings
HotelLarge BLDG_LIGHT_MECHANIC_SCH | Lighting |  | Wkdy | 2014-01-01 | 2014-12-31 | Hourly | 0.2 | 0.15 | 0.1 | 0.1 | 0.1 | 0.2 | 0.4 | 0.5 | 0.4 | 0.4 | 0.25 | 0.25 | 0.25 | 0.25 | 0.25 | 0.25 | 0.25 | 0.25 | 0.6 | 0.8 | 0.9 | 0.8 | 0.6 | 0.3 | From DOE Prototype Buildings
HotelLarge BLDG_LIGHT_MECHANIC_SCH_2010 | Lighting |  | Default | 2014-01-01 | 2014-12-31 | Hourly | 0.3 | 0.3 | 0.2 | 0.2 | 0.2 | 0.2 | 0.3 | 0.4 | 0.4 | 0.3 | 0.3 | 0.3 | 0.3 | 0.2 | 0.2 | 0.2 | 0.2 | 0.2 | 0.5 | 0.7 | 0.8 | 0.6 | 0.5 | 0.3 | From DOE Prototype Buildings
HotelLarge BLDG_LIGHT_MECHANIC_SCH_2010 | Lighting |  | WntrDsn | 2014-01-01 | 2014-12-31 | Constant | 0 | [23 empty] | From DOE Prototype Buildings
HotelLarge BLDG_LIGHT_MECHANIC_SCH_2010 | Lighting |  | SmrDsn | 2014-01-01 | 2014-12-31 | Constant | 1 | [23 empty] | From DOE Prototype Buildings
HotelLarge BLDG_LIGHT_MECHANIC_SCH_2010 | Lighting |  | Sat | 2014-01-01 | 2014-12-31 | Hourly | 0.2 | 0.2 | 0.1 | 0.1 | 0.1 | 0.1 | 0.3 | 0.3 | 0.4 | 0.4 | 0.3 | 0.25 | 0.25 | 0.25 | 0.25 | 0.25 | 0.25 | 0.25 | 0.6 | 0.7 | 0.7 | 0.7 | 0.6 | 0.3 | From DOE Prototype Buildings
HotelLarge BLDG_LIGHT_MECHANIC_SCH_2010 | Lighting |  | Wkdy | 2014-01-01 | 2014-12-31 | Hourly | 0.2 | 0.15 | 0.1 | 0.1 | 0.1 | 0.2 | 0.4 | 0.5 | 0.4 | 0.4 | 0.25 | 0.25 | 0.25 | 0.25 | 0.25 | 0.25 | 0.25 | 0.25 | 0.6 | 0.8 | 0.9 | 0.8 | 0.6 | 0.3 | From DOE Prototype Buildings
HotelLarge BLDG_LIGHT_MECHANIC_SCH_2013 | Lighting |  | Default | 2014-01-01 | 2014-12-31 | Hourly | 0.3 | 0.3 | 0.2 | 0.2 | 0.2 | 0.2 | 0.3 | 0.4 | 0.4 | 0.3 | 0.3 | 0.3 | 0.3 | 0.2 | 0.2 | 0.2 | 0.2 | 0.2 | 0.5 | 0.7 | 0.8 | 0.6 | 0.5 | 0.3 | From DOE Prototype Buildings
HotelLarge BLDG_LIGHT_MECHANIC_SCH_2013 | Lighting |  | WntrDsn | 2014-01-01 | 2014-12-31 | Constant | 0 | [23 empty] | From DOE Prototype Buildings
HotelLarge BLDG_LIGHT_MECHANIC_SCH_2013 | Lighting |  | SmrDsn | 2014-01-01 | 2014-12-31 | Constant | 1 | [23 empty] | From DOE Prototype Buildings
HotelLarge BLDG_LIGHT_MECHANIC_SCH_2013 | Lighting |  | Sat | 2014-01-01 | 2014-12-31 | Hourly | 0.2 | 0.2 | 0.1 | 0.1 | 0.1 | 0.1 | 0.3 | 0.3 | 0.4 | 0.4 | 0.3 | 0.25 | 0.25 | 0.25 | 0.25 | 0.25 | 0.25 | 0.25 | 0.6 | 0.7 | 0.7 | 0.7 | 0.6 | 0.3 | From DOE Prototype Buildings
HotelLarge BLDG_LIGHT_MECHANIC_SCH_2013 | Lighting |  | Wkdy | 2014-01-01 | 2014-12-31 | Hourly | 0.2 | 0.15 | 0.1 | 0.1 | 0.1 | 0.2 | 0.4 | 0.5 | 0.4 | 0.4 | 0.25 | 0.25 | 0.25 | 0.25 | 0.25 | 0.25 | 0.25 | 0.25 | 0.6 | 0.8 | 0.9 | 0.8 | 0.6 | 0.3 | From DOE Prototype Buildings
HotelLarge BLDG_LIGHT_OFFICE_BSMT_SCH | Lighting |  | Default | 2014-01-01 | 2014-12-31 | Hourly | 0.3 | 0.3 | 0.2 | 0.2 | 0.2 | 0.2 | 0.3 | 0.4 | 0.4 | 0.3 | 0.3 | 0.3 | 0.3 | 0.2 | 0.2 | 0.2 | 0.2 | 0.2 | 0.5 | 0.7 | 0.8 | 0.6 | 0.5 | 0.3 | From DOE Prototype Buildings
HotelLarge BLDG_LIGHT_OFFICE_BSMT_SCH | Lighting |  | WntrDsn | 2014-01-01 | 2014-12-31 | Constant | 0 | [23 empty] | From DOE Prototype Buildings
HotelLarge BLDG_LIGHT_OFFICE_BSMT_SCH | Lighting |  | SmrDsn | 2014-01-01 | 2014-12-31 | Constant | 1 | [23 empty] | From DOE Prototype Buildings
HotelLarge BLDG_LIGHT_OFFICE_BSMT_SCH | Lighting |  | Sat | 2014-01-01 | 2014-12-31 | Hourly | 0.2 | 0.2 | 0.1 | 0.1 | 0.1 | 0.1 | 0.3 | 0.3 | 0.4 | 0.4 | 0.3 | 0.25 | 0.25 | 0.25 | 0.25 | 0.25 | 0.25 | 0.25 | 0.6 | 0.7 | 0.7 | 0.7 | 0.6 | 0.3 | From DOE Prototype Buildings
HotelLarge BLDG_LIGHT_OFFICE_BSMT_SCH | Lighting |  | Wkdy | 2014-01-01 | 2014-12-31 | Hourly | 0.2 | 0.15 | 0.1 | 0.1 | 0.1 | 0.2 | 0.4 | 0.5 | 0.4 | 0.4 | 0.25 | 0.25 | 0.25 | 0.25 | 0.25 | 0.25 | 0.25 | 0.25 | 0.6 | 0.8 | 0.9 | 0.8 | 0.6 | 0.3 | From DOE Prototype Buildings
HotelLarge BLDG_LIGHT_OFFICE_BSMT_SCH_2010 | Lighting |  | Default | 2014-01-01 | 2014-12-31 | Hourly | 0.28125 | 0.28125 | 0.1875 | 0.1875 | 0.1875 | 0.1875 | 0.28125 | 0.375 | 0.375 | 0.28125 | 0.28125 | 0.28125 | 0.28125 | 0.1875 | 0.1875 | 0.1875 | 0.1875 | 0.1875 | 0.46875 | 0.65625 | 0.75 | 0.5625 | 0.46875 | 0.28125 | From DOE Prototype Buildings
HotelLarge BLDG_LIGHT_OFFICE_BSMT_SCH_2010 | Lighting |  | WntrDsn | 2014-01-01 | 2014-12-31 | Constant | 0 | [23 empty] | From DOE Prototype Buildings
HotelLarge BLDG_LIGHT_OFFICE_BSMT_SCH_2010 | Lighting |  | SmrDsn | 2014-01-01 | 2014-12-31 | Constant | 1 | [23 empty] | From DOE Prototype Buildings
HotelLarge BLDG_LIGHT_OFFICE_BSMT_SCH_2010 | Lighting |  | Sat | 2014-01-01 | 2014-12-31 | Hourly | 0.1875 | 0.1875 | 0.09375 | 0.09375 | 0.09375 | 0.09375 | 0.28125 | 0.28125 | 0.375 | 0.375 | 0.28125 | 0.23438 | 0.23438 | 0.23438 | 0.23438 | 0.23438 | 0.23438 | 0.23438 | 0.5625 | 0.65625 | 0.65625 | 0.65625 | 0.5625 | 0.28125 | From DOE Prototype Buildings
HotelLarge BLDG_LIGHT_OFFICE_BSMT_SCH_2010 | Lighting |  | Wkdy | 2014-01-01 | 2014-12-31 | Hourly | 0.1875 | 0.14062 | 0.09375 | 0.09375 | 0.09375 | 0.1875 | 0.375 | 0.46875 | 0.375 | 0.375 | 0.23438 | 0.23438 | 0.23438 | 0.23438 | 0.23438 | 0.23438 | 0.23438 | 0.23438 | 0.5625 | 0.75 | 0.84375 | 0.75 | 0.5625 | 0.28125 | From DOE Prototype Buildings
HotelLarge BLDG_LIGHT_OFFICE_BSMT_SCH_2013 | Lighting |  | Default | 2014-01-01 | 2014-12-31 | Hourly | 0.26826 | 0.26826 | 0.17884 | 0.17884 | 0.17884 | 0.17884 | 0.26826 | 0.35768 | 0.35768 | 0.26826 | 0.26826 | 0.26826 | 0.26826 | 0.17884 | 0.17884 | 0.17884 | 0.17884 | 0.17884 | 0.44709 | 0.62593 | 0.71535 | 0.53651 | 0.44709 | 0.26826 | From DOE Prototype Buildings
HotelLarge BLDG_LIGHT_OFFICE_BSMT_SCH_2013 | Lighting |  | WntrDsn | 2014-01-01 | 2014-12-31 | Constant | 0 | [23 empty] | From DOE Prototype Buildings
HotelLarge BLDG_LIGHT_OFFICE_BSMT_SCH_2013 | Lighting |  | SmrDsn | 2014-01-01 | 2014-12-31 | Constant | 1 | [23 empty] | From DOE Prototype Buildings
HotelLarge BLDG_LIGHT_OFFICE_BSMT_SCH_2013 | Lighting |  | Sat | 2014-01-01 | 2014-12-31 | Hourly | 0.17884 | 0.17884 | 0.089419 | 0.089419 | 0.089419 | 0.089419 | 0.26826 | 0.26826 | 0.35768 | 0.35768 | 0.26826 | 0.22355 | 0.22355 | 0.22355 | 0.22355 | 0.22355 | 0.22355 | 0.22355 | 0.53651 | 0.62593 | 0.62593 | 0.62593 | 0.53651 | 0.26826 | From DOE Prototype Buildings
HotelLarge BLDG_LIGHT_OFFICE_BSMT_SCH_2013 | Lighting |  | Wkdy | 2014-01-01 | 2014-12-31 | Hourly | 0.17884 | 0.13413 | 0.089419 | 0.089419 | 0.089419 | 0.17884 | 0.35768 | 0.44709 | 0.35768 | 0.35768 | 0.22355 | 0.22355 | 0.22355 | 0.22355 | 0.22355 | 0.22355 | 0.22355 | 0.22355 | 0.53651 | 0.71535 | 0.80477 | 0.71535 | 0.53651 | 0.26826 | From DOE Prototype Buildings
HotelLarge BLDG_LIGHT_SCH | Lighting |  | Default | 2014-01-01 | 2014-12-31 | Hourly | 0.3 | 0.3 | 0.2 | 0.2 | 0.2 | 0.2 | 0.3 | 0.4 | 0.4 | 0.3 | 0.3 | 0.3 | 0.3 | 0.2 | 0.2 | 0.2 | 0.2 | 0.2 | 0.5 | 0.7 | 0.8 | 0.6 | 0.5 | 0.3 | From DOE Prototype Buildings
HotelLarge BLDG_LIGHT_SCH | Lighting |  | WntrDsn | 2014-01-01 | 2014-12-31 | Constant | 0 | [23 empty] | From DOE Prototype Buildings
HotelLarge BLDG_LIGHT_SCH | Lighting |  | SmrDsn | 2014-01-01 | 2014-12-31 | Constant | 1 | [23 empty] | From DOE Prototype Buildings
HotelLarge BLDG_LIGHT_SCH | Lighting |  | Sat | 2014-01-01 | 2014-12-31 | Hourly | 0.2 | 0.2 | 0.1 | 0.1 | 0.1 | 0.1 | 0.3 | 0.3 | 0.4 | 0.4 | 0.3 | 0.25 | 0.25 | 0.25 | 0.25 | 0.25 | 0.25 | 0.25 | 0.6 | 0.7 | 0.7 | 0.7 | 0.6 | 0.3 | From DOE Prototype Buildings
HotelLarge BLDG_LIGHT_SCH | Lighting |  | Wkdy | 2014-01-01 | 2014-12-31 | Hourly | 0.2 | 0.15 | 0.1 | 0.1 | 0.1 | 0.2 | 0.4 | 0.5 | 0.4 | 0.4 | 0.25 | 0.25 | 0.25 | 0.25 | 0.25 | 0.25 | 0.25 | 0.25 | 0.6 | 0.8 | 0.9 | 0.8 | 0.6 | 0.3 | From DOE Prototype Buildings
HotelLarge BLDG_LIGHT_SCH_2010 | Lighting |  | Default | 2014-01-01 | 2014-12-31 | Hourly | 0.3 | 0.3 | 0.2 | 0.2 | 0.2 | 0.2 | 0.3 | 0.4 | 0.4 | 0.3 | 0.3 | 0.3 | 0.3 | 0.2 | 0.2 | 0.2 | 0.2 | 0.2 | 0.5 | 0.7 | 0.8 | 0.6 | 0.5 | 0.3 | From DOE Prototype Buildings
HotelLarge BLDG_LIGHT_SCH_2010 | Lighting |  | WntrDsn | 2014-01-01 | 2014-12-31 | Constant | 0 | [23 empty] | From DOE Prototype Buildings
HotelLarge BLDG_LIGHT_SCH_2010 | Lighting |  | SmrDsn | 2014-01-01 | 2014-12-31 | Constant | 1 | [23 empty] | From DOE Prototype Buildings
HotelLarge BLDG_LIGHT_SCH_2010 | Lighting |  | Sat | 2014-01-01 | 2014-12-31 | Hourly | 0.2 | 0.2 | 0.1 | 0.1 | 0.1 | 0.1 | 0.3 | 0.3 | 0.4 | 0.4 | 0.3 | 0.25 | 0.25 | 0.25 | 0.25 | 0.25 | 0.25 | 0.25 | 0.6 | 0.7 | 0.7 | 0.7 | 0.6 | 0.3 | From DOE Prototype Buildings
HotelLarge BLDG_LIGHT_SCH_2010 | Lighting |  | Wkdy | 2014-01-01 | 2014-12-31 | Hourly | 0.2 | 0.15 | 0.1 | 0.1 | 0.1 | 0.2 | 0.4 | 0.5 | 0.4 | 0.4 | 0.25 | 0.25 | 0.25 | 0.25 | 0.25 | 0.25 | 0.25 | 0.25 | 0.6 | 0.8 | 0.9 | 0.8 | 0.6 | 0.3 | From DOE Prototype Buildings
HotelLarge BLDG_LIGHT_SCH_2013 | Lighting |  | Default | 2014-01-01 | 2014-12-31 | Hourly | 0.3 | 0.3 | 0.2 | 0.2 | 0.2 | 0.2 | 0.3 | 0.4 | 0.4 | 0.3 | 0.3 | 0.3 | 0.3 | 0.2 | 0.2 | 0.2 | 0.2 | 0.2 | 0.5 | 0.7 | 0.8 | 0.6 | 0.5 | 0.3 | From DOE Prototype Buildings
HotelLarge BLDG_LIGHT_SCH_2013 | Lighting |  | WntrDsn | 2014-01-01 | 2014-12-31 | Constant | 0 | [23 empty] | From DOE Prototype Buildings
HotelLarge BLDG_LIGHT_SCH_2013 | Lighting |  | SmrDsn | 2014-01-01 | 2014-12-31 | Constant | 1 | [23 empty] | From DOE Prototype Buildings
HotelLarge BLDG_LIGHT_SCH_2013 | Lighting |  | Sat | 2014-01-01 | 2014-12-31 | Hourly | 0.2 | 0.2 | 0.1 | 0.1 | 0.1 | 0.1 | 0.3 | 0.3 | 0.4 | 0.4 | 0.3 | 0.25 | 0.25 | 0.25 | 0.25 | 0.25 | 0.25 | 0.25 | 0.6 | 0.7 | 0.7 | 0.7 | 0.6 | 0.3 | From DOE Prototype Buildings
HotelLarge BLDG_LIGHT_SCH_2013 | Lighting |  | Wkdy | 2014-01-01 | 2014-12-31 | Hourly | 0.2 | 0.15 | 0.1 | 0.1 | 0.1 | 0.2 | 0.4 | 0.5 | 0.4 | 0.4 | 0.25 | 0.25 | 0.25 | 0.25 | 0.25 | 0.25 | 0.25 | 0.25 | 0.6 | 0.8 | 0.9 | 0.8 | 0.6 | 0.3 | From DOE Prototype Buildings
HotelLarge BLDG_LIGHT_STORAGE_SCH | Lighting |  | Default | 2014-01-01 | 2014-12-31 | Hourly | 0.3 | 0.3 | 0.2 | 0.2 | 0.2 | 0.2 | 0.3 | 0.4 | 0.4 | 0.3 | 0.3 | 0.3 | 0.3 | 0.2 | 0.2 | 0.2 | 0.2 | 0.2 | 0.5 | 0.7 | 0.8 | 0.6 | 0.5 | 0.3 | From DOE Prototype Buildings
HotelLarge BLDG_LIGHT_STORAGE_SCH | Lighting |  | WntrDsn | 2014-01-01 | 2014-12-31 | Constant | 0 | [23 empty] | From DOE Prototype Buildings
HotelLarge BLDG_LIGHT_STORAGE_SCH | Lighting |  | SmrDsn | 2014-01-01 | 2014-12-31 | Constant | 1 | [23 empty] | From DOE Prototype Buildings
HotelLarge BLDG_LIGHT_STORAGE_SCH | Lighting |  | Sat | 2014-01-01 | 2014-12-31 | Hourly | 0.2 | 0.2 | 0.1 | 0.1 | 0.1 | 0.1 | 0.3 | 0.3 | 0.4 | 0.4 | 0.3 | 0.25 | 0.25 | 0.25 | 0.25 | 0.25 | 0.25 | 0.25 | 0.6 | 0.7 | 0.7 | 0.7 | 0.6 | 0.3 | From DOE Prototype Buildings
HotelLarge BLDG_LIGHT_STORAGE_SCH | Lighting |  | Wkdy | 2014-01-01 | 2014-12-31 | Hourly | 0.2 | 0.15 | 0.1 | 0.1 | 0.1 | 0.2 | 0.4 | 0.5 | 0.4 | 0.4 | 0.25 | 0.25 | 0.25 | 0.25 | 0.25 | 0.25 | 0.25 | 0.25 | 0.6 | 0.8 | 0.9 | 0.8 | 0.6 | 0.3 | From DOE Prototype Buildings
HotelLarge BLDG_LIGHT_STORAGE_SCH_2010 | Lighting |  | Default | 2014-01-01 | 2014-12-31 | Hourly | 0.17565 | 0.17565 | 0.1171 | 0.1171 | 0.1171 | 0.1171 | 0.17565 | 0.2342 | 0.2342 | 0.17565 | 0.17565 | 0.17565 | 0.17565 | 0.1171 | 0.1171 | 0.1171 | 0.1171 | 0.1171 | 0.29275 | 0.40985 | 0.4684 | 0.3513 | 0.29275 | 0.17565 | From DOE Prototype Buildings
HotelLarge BLDG_LIGHT_STORAGE_SCH_2010 | Lighting |  | WntrDsn | 2014-01-01 | 2014-12-31 | Constant | 0 | [23 empty] | From DOE Prototype Buildings
HotelLarge BLDG_LIGHT_STORAGE_SCH_2010 | Lighting |  | SmrDsn | 2014-01-01 | 2014-12-31 | Constant | 1 | [23 empty] | From DOE Prototype Buildings
HotelLarge BLDG_LIGHT_STORAGE_SCH_2010 | Lighting |  | Sat | 2014-01-01 | 2014-12-31 | Hourly | 0.1171 | 0.1171 | 0.05855 | 0.05855 | 0.05855 | 0.05855 | 0.17565 | 0.17565 | 0.2342 | 0.2342 | 0.17565 | 0.14638 | 0.14638 | 0.14638 | 0.14638 | 0.14638 | 0.14638 | 0.14638 | 0.3513 | 0.40985 | 0.40985 | 0.40985 | 0.3513 | 0.17565 | From DOE Prototype Buildings
HotelLarge BLDG_LIGHT_STORAGE_SCH_2010 | Lighting |  | Wkdy | 2014-01-01 | 2014-12-31 | Hourly | 0.1171 | 0.087825 | 0.05855 | 0.05855 | 0.05855 | 0.1171 | 0.2342 | 0.29275 | 0.2342 | 0.2342 | 0.14638 | 0.14638 | 0.14638 | 0.14638 | 0.14638 | 0.14638 | 0.14638 | 0.14638 | 0.3513 | 0.4684 | 0.52695 | 0.4684 | 0.3513 | 0.17565 | From DOE Prototype Buildings
HotelLarge BLDG_LIGHT_STORAGE_SCH_2013 | Lighting |  | Default | 2014-01-01 | 2014-12-31 | Hourly | 0.13349 | 0.13349 | 0.088996 | 0.088996 | 0.088996 | 0.088996 | 0.13349 | 0.17799 | 0.17799 | 0.17565 | 0.13349 | 0.13349 | 0.13349 | 0.088996 | 0.088996 | 0.088996 | 0.088996 | 0.088996 | 0.22249 | 0.31149 | 0.35598 | 0.26699 | 0.22249 | 0.13349 | From DOE Prototype Buildings
HotelLarge BLDG_LIGHT_STORAGE_SCH_2013 | Lighting |  | WntrDsn | 2014-01-01 | 2014-12-31 | Constant | 0 | [23 empty] | From DOE Prototype Buildings
HotelLarge BLDG_LIGHT_STORAGE_SCH_2013 | Lighting |  | SmrDsn | 2014-01-01 | 2014-12-31 | Constant | 1 | [23 empty] | From DOE Prototype Buildings
HotelLarge BLDG_LIGHT_STORAGE_SCH_2013 | Lighting |  | Sat | 2014-01-01 | 2014-12-31 | Hourly | 0.088996 | 0.088996 | 0.044498 | 0.044498 | 0.044498 | 0.044498 | 0.13349 | 0.13349 | 0.17799 | 0.17799 | 0.13349 | 0.11124 | 0.11124 | 0.11124 | 0.11124 | 0.11124 | 0.11124 | 0.11124 | 0.26699 | 0.31149 | 0.31149 | 0.31149 | 0.26699 | 0.13349 | From DOE Prototype Buildings
HotelLarge BLDG_LIGHT_STORAGE_SCH_2013 | Lighting |  | Wkdy | 2014-01-01 | 2014-12-31 | Hourly | 0.088996 | 0.066747 | 0.044498 | 0.044498 | 0.044498 | 0.088996 | 0.17799 | 0.22249 | 0.17799 | 0.17799 | 0.11124 | 0.11124 | 0.11124 | 0.11124 | 0.11124 | 0.11124 | 0.11124 | 0.11124 | 0.26699 | 0.35598 | 0.40048 | 0.35598 | 0.26699 | 0.13349 | From DOE Prototype Buildings
HotelLarge ELEV_LIGHT_FAN_SCH_24_7 | Lighting |  | Default¦WntrDsn¦SmrDsn | 2014-01-01 | 2014-12-31 | Constant | 1 | [23 empty] | From DOE Prototype Buildings
HotelLarge ELEV_LIGHT_FAN_SCH_ADD_DF | Lighting |  | Default | 2014-01-01 | 2014-12-31 | Hourly | 0.05 | 0.05 | 0.05 | 0.05 | 0.1 | 0.2 | 0.4 | 0.5 | 0.5 | 0.35 | 0.15 | 0.15 | 0.15 | 0.15 | 0.15 | 0.15 | 0.35 | 0.5 | 0.5 | 0.4 | 0.4 | 0.3 | 0.2 | 0.1 | From DOE Prototype Buildings
HotelLarge ELEV_LIGHT_FAN_SCH_ADD_DF | Lighting |  | WntrDsn | 2014-01-01 | 2014-12-31 | Constant | 0.05 | [23 empty] | From DOE Prototype Buildings
HotelLarge ELEV_LIGHT_FAN_SCH_ADD_DF | Lighting |  | SmrDsn | 2014-01-01 | 2014-12-31 | Constant | 0.5 | [23 empty] | From DOE Prototype Buildings
HotelSmall BLDG_LIGHT_CORRIDOR_SCH | Lighting |  | Default¦WntrDsn¦SmrDsn | 2014-01-01 | 2014-12-31 | Constant | 1 | [23 empty] | From DOE Prototype Buildings
HotelSmall BLDG_LIGHT_CORRIDOR_SCH_2013 | Lighting |  | Default¦WntrDsn¦SmrDsn | 2014-01-01 | 2014-12-31 | Constant | 0.65 | [23 empty] | From DOE Prototype Buildings
HotelSmall BLDG_LIGHT_EMPLOYEELOUNGE_SCH | Lighting |  | Default | 2014-01-01 | 2014-12-31 | Hourly | 0 | 0 | 0 | 0 | 0 | 0.2 | 0.3 | 0.5 | 1 | 1 | 1 | 1 | 1 | 1 | 1 | 1 | 1 | 1 | 0.5 | 0.3 | 0.2 | 0.05 | 0 | 0 | From DOE Prototype Buildings
HotelSmall BLDG_LIGHT_EMPLOYEELOUNGE_SCH | Lighting |  | WntrDsn | 2014-01-01 | 2014-12-31 | Constant | 0 | [23 empty] | From DOE Prototype Buildings
HotelSmall BLDG_LIGHT_EMPLOYEELOUNGE_SCH | Lighting |  | SmrDsn | 2014-01-01 | 2014-12-31 | Constant | 1 | [23 empty] | From DOE Prototype Buildings
HotelSmall BLDG_LIGHT_EXERCENTER_SCH | Lighting |  | Default¦WntrDsn¦SmrDsn | 2014-01-01 | 2014-12-31 | Hourly | 0 | 0 | 0 | 0 | 0 | 0 | 0.5 | 1 | 1 | 1 | 1 | 1 | 1 | 1 | 1 | 1 | 1 | 1 | 1 | 1 | 1 | 1 | 0.5 | 0 | From DOE Prototype Buildings
HotelSmall BLDG_LIGHT_FRONTLOUNGE_SCH | Lighting |  | Default | 2014-01-01 | 2014-12-31 | Hourly | 0 | 0 | 0 | 0 | 0 | 0.2 | 0.3 | 0.5 | 1 | 1 | 1 | 1 | 1 | 1 | 1 | 1 | 1 | 1 | 0.5 | 0.3 | 0.2 | 0.05 | 0 | 0 | From DOE Prototype Buildings
HotelSmall BLDG_LIGHT_FRONTLOUNGE_SCH | Lighting |  | WntrDsn | 2014-01-01 | 2014-12-31 | Constant | 0 | [23 empty] | From DOE Prototype Buildings
HotelSmall BLDG_LIGHT_FRONTLOUNGE_SCH | Lighting |  | SmrDsn | 2014-01-01 | 2014-12-31 | Constant | 1 | [23 empty] | From DOE Prototype Buildings
HotelSmall BLDG_LIGHT_GUESTROOM_SCH_2010 | Lighting |  | Default | 2014-01-01 | 2014-12-31 | Hourly | 0.2197 | 0.2197 | 0.0945 | 0.0945 | 0.0945 | 0.0945 | 0.3852 | 0.3852 | 0.5259 | 0.44427 | 0.30216 | 0.2432 | 0.2432 | 0.2432 | 0.2432 | 0.2432 | 0.2432 | 0.25327 | 0.7973 | 0.939 | 0.939 | 0.939 | 0.7973 | 0.3852 | From DOE Prototype Buildings
HotelSmall BLDG_LIGHT_GUESTROOM_SCH_2010 | Lighting |  | WntrDsn | 2014-01-01 | 2014-12-31 | Constant | 0 | [23 empty] | From DOE Prototype Buildings
HotelSmall BLDG_LIGHT_GUESTROOM_SCH_2010 | Lighting |  | SmrDsn | 2014-01-01 | 2014-12-31 | Constant | 1 | [23 empty] | From DOE Prototype Buildings
HotelSmall BLDG_LIGHT_GUESTROOM_SCH_2010 | Lighting |  | Wkdy | 2014-01-01 | 2014-12-31 | Hourly | 0.1859 | 0.1452 | 0.0945 | 0.0945 | 0.0945 | 0.1859 | 0.4121 | 0.5259 | 0.4121 | 0.4121 | 0.2087 | 0.2087 | 0.2087 | 0.2087 | 0.2087 | 0.2087 | 0.21304 | 0.2149 | 0.6297 | 0.8342 | 0.938 | 0.8342 | 0.6297 | 0.3083 | From DOE Prototype Buildings
HotelSmall BLDG_LIGHT_GUESTROOM_SCH_2013 | Lighting |  | Default | 2014-01-01 | 2014-12-31 | Hourly | 0.13 | 0.13 | 0.06 | 0.06 | 0.06 | 0.06 | 0.33 | 0.33 | 0.45 | 0.18667 | 0.062121 | 0.05 | 0.05 | 0.05 | 0.05 | 0.05 | 0.05 | 0.0825 | 0.68 | 0.8 | 0.8 | 0.8 | 0.68 | 0.33 | From DOE Prototype Buildings
HotelSmall BLDG_LIGHT_GUESTROOM_SCH_2013 | Lighting |  | WntrDsn | 2014-01-01 | 2014-12-31 | Constant | 0 | [23 empty] | From DOE Prototype Buildings
HotelSmall BLDG_LIGHT_GUESTROOM_SCH_2013 | Lighting |  | SmrDsn | 2014-01-01 | 2014-12-31 | Constant | 1 | [23 empty] | From DOE Prototype Buildings
HotelSmall BLDG_LIGHT_GUESTROOM_SCH_2013 | Lighting |  | Wkdy | 2014-01-01 | 2014-12-31 | Hourly | 0.11 | 0.09 | 0.06 | 0.06 | 0.06 | 0.11 | 0.35 | 0.45 | 0.45 | 0.35 | 0.35 | 0.35 | 0.35 | 0.35 | 0.35 | 0.05 | 0.064 | 0.07 | 0.54 | 0.71 | 0.8 | 0.71 | 0.54 | 0.26 | From DOE Prototype Buildings
HotelSmall BLDG_LIGHT_LAUNDRY_SCH | Lighting |  | Default¦WntrDsn¦SmrDsn | 2014-01-01 | 2014-12-31 | Hourly | 0 | 0 | 0 | 0 | 0 | 0 | 0 | 0 | 1 | 1 | 1 | 1 | 1 | 1 | 1 | 1 | 1 | 0 | 0 | 0 | 0 | 0 | 0 | 0 | From DOE Prototype Buildings
HotelSmall BLDG_LIGHT_MECHROOM_SCH | Lighting |  | Default¦Wkdy | 2014-01-01 | 2014-12-31 | Hourly | 0.1 | 0.1 | 0.1 | 0.1 | 0.1 | 0.1 | 0.1 | 0.2 | 0.4 | 0.4 | 0.4 | 0.4 | 0.4 | 0.4 | 0.4 | 0.4 | 0.4 | 0.4 | 0.2 | 0.2 | 0.2 | 0.2 | 0.1 | 0.1 | From DOE Prototype Buildings
HotelSmall BLDG_LIGHT_MECHROOM_SCH | Lighting |  | WntrDsn | 2014-01-01 | 2014-12-31 | Constant | 0 | [23 empty] | From DOE Prototype Buildings
HotelSmall BLDG_LIGHT_MECHROOM_SCH | Lighting |  | SmrDsn | 2014-01-01 | 2014-12-31 | Constant | 1 | [23 empty] | From DOE Prototype Buildings
HotelSmall BLDG_LIGHT_MEETINGROOM_SCH | Lighting |  | Default | 2014-01-01 | 2014-12-31 | Hourly | 0 | 0 | 0 | 0 | 0 | 0.2 | 0.3 | 0.5 | 1 | 1 | 1 | 1 | 1 | 1 | 1 | 1 | 1 | 1 | 0.5 | 0.3 | 0.2 | 0.05 | 0 | 0 | From DOE Prototype Buildings
HotelSmall BLDG_LIGHT_MEETINGROOM_SCH | Lighting |  | WntrDsn | 2014-01-01 | 2014-12-31 | Constant | 0 | [23 empty] | From DOE Prototype Buildings
HotelSmall BLDG_LIGHT_MEETINGROOM_SCH | Lighting |  | SmrDsn | 2014-01-01 | 2014-12-31 | Constant | 1 | [23 empty] | From DOE Prototype Buildings
HotelSmall BLDG_LIGHT_OFFICE_SCH | Lighting |  | Default | 2014-01-01 | 2014-12-31 | Hourly | 0.4175 | 0.4175 | 0.4175 | 0.4175 | 0.4175 | 0.4175 | 0.4175 | 0.50935 | 0.7515 | 0.7515 | 0.7515 | 0.7515 | 0.668 | 0.7515 | 0.7515 | 0.7515 | 0.7515 | 0.50935 | 0.4175 | 0.4175 | 0.4175 | 0.4175 | 0.4175 | 0.4175 | From DOE Prototype Buildings
HotelSmall BLDG_LIGHT_OFFICE_SCH | Lighting |  | WntrDsn | 2014-01-01 | 2014-12-31 | Constant | 0 | [23 empty] | From DOE Prototype Buildings
HotelSmall BLDG_LIGHT_OFFICE_SCH | Lighting |  | SmrDsn | 2014-01-01 | 2014-12-31 | Constant | 1 | [23 empty] | From DOE Prototype Buildings
HotelSmall BLDG_LIGHT_RESTROOM_SCH | Lighting |  | Default¦WntrDsn¦SmrDsn | 2014-01-01 | 2014-12-31 | Constant | 0.66 | [23 empty] | From DOE Prototype Buildings
HotelSmall BLDG_LIGHT_STAIR_SCH | Lighting |  | Default¦WntrDsn¦SmrDsn | 2014-01-01 | 2014-12-31 | Constant | 0.55 | [23 empty] | From DOE Prototype Buildings
HotelSmall BLDG_LIGHT_STORAGE_SCH | Lighting |  | Default¦Wkdy | 2014-01-01 | 2014-12-31 | Hourly | 0.05418 | 0.05418 | 0.05418 | 0.05418 | 0.05418 | 0.05418 | 0.05418 | 0.10836 | 0.21672 | 0.21672 | 0.21672 | 0.21672 | 0.21672 | 0.21672 | 0.21672 | 0.21672 | 0.21672 | 0.21672 | 0.10836 | 0.10836 | 0.10836 | 0.10836 | 0.05418 | 0.05418 | From DOE Prototype Buildings
HotelSmall BLDG_LIGHT_STORAGE_SCH | Lighting |  | WntrDsn | 2014-01-01 | 2014-12-31 | Constant | 0 | [23 empty] | From DOE Prototype Buildings
HotelSmall BLDG_LIGHT_STORAGE_SCH | Lighting |  | SmrDsn | 2014-01-01 | 2014-12-31 | Constant | 1 | [23 empty] | From DOE Prototype Buildings
HotelSmall ELEV_LIGHT_FAN_SCH_24_7 | Lighting |  | Default¦WntrDsn¦SmrDsn | 2014-01-01 | 2014-12-31 | Constant | 1 | [23 empty] | From DOE Prototype Buildings
HotelSmall ELEV_LIGHT_FAN_SCH_ADD_DF | Lighting |  | Default | 2014-01-01 | 2014-12-31 | Hourly | 0.05 | 0.05 | 0.05 | 0.05 | 0.1 | 0.2 | 0.4 | 0.5 | 0.5 | 0.35 | 0.15 | 0.15 | 0.15 | 0.15 | 0.15 | 0.15 | 0.35 | 0.5 | 0.5 | 0.4 | 0.4 | 0.3 | 0.2 | 0.1 | From DOE Prototype Buildings
HotelSmall ELEV_LIGHT_FAN_SCH_ADD_DF | Lighting |  | WntrDsn | 2014-01-01 | 2014-12-31 | Constant | 0.05 | [23 empty] | From DOE Prototype Buildings
HotelSmall ELEV_LIGHT_FAN_SCH_ADD_DF | Lighting |  | SmrDsn | 2014-01-01 | 2014-12-31 | Constant | 0.5 | [23 empty] | From DOE Prototype Buildings
Large Office Bldg Light | Lighting |  | Default | 2014-01-01 | 2014-12-31 | Hourly | 0.05 | 0.05 | 0.05 | 0.05 | 0.05 | 0.1 | 0.1 | 0.3 | 0.9 | 0.9 | 0.9 | 0.9 | 0.9 | 0.9 | 0.9 | 0.9 | 0.9 | 0.7 | 0.5 | 0.5 | 0.3 | 0.3 | 0.1 | 0.05 | From DOE Reference Buildings
Large Office Bldg Light | Lighting |  | WntrDsn | 2014-01-01 | 2014-12-31 | Constant | 0 | [23 empty] | From DOE Reference Buildings
Large Office Bldg Light | Lighting |  | SmrDsn | 2014-01-01 | 2014-12-31 | Constant | 1 | [23 empty] | From DOE Reference Buildings
Large Office Bldg Light | Lighting |  | Sun | 2014-01-01 | 2014-12-31 | Constant | 0.05 | [23 empty] | From DOE Reference Buildings
Large Office Bldg Light | Lighting |  | Sat | 2014-01-01 | 2014-12-31 | Hourly | 0.05 | 0.05 | 0.05 | 0.05 | 0.05 | 0.05 | 0.1 | 0.1 | 0.5 | 0.5 | 0.5 | 0.5 | 0.5 | 0.5 | 0.15 | 0.15 | 0.15 | 0.05 | 0.05 | 0.05 | 0.05 | 0.05 | 0.05 | 0.05 | From DOE Reference Buildings
LargeHotel Bldg Light | Lighting |  | Default | 2014-01-01 | 2014-12-31 | Hourly | 0.2 | 0.15 | 0.1 | 0.1 | 0.1 | 0.2 | 0.4 | 0.5 | 0.4 | 0.4 | 0.25 | 0.25 | 0.25 | 0.25 | 0.25 | 0.25 | 0.25 | 0.25 | 0.6 | 0.8 | 0.9 | 0.8 | 0.6 | 0.3 | From DOE Reference Buildings
LargeHotel Bldg Light | Lighting |  | WntrDsn | 2014-01-01 | 2014-12-31 | Constant | 0 | [23 empty] | From DOE Reference Buildings
LargeHotel Bldg Light | Lighting |  | SmrDsn | 2014-01-01 | 2014-12-31 | Constant | 1 | [23 empty] | From DOE Reference Buildings
LargeHotel Bldg Light | Lighting |  | Sun | 2014-01-01 | 2014-12-31 | Hourly | 0.3 | 0.3 | 0.2 | 0.2 | 0.2 | 0.2 | 0.3 | 0.4 | 0.4 | 0.3 | 0.3 | 0.3 | 0.3 | 0.2 | 0.2 | 0.2 | 0.2 | 0.2 | 0.5 | 0.7 | 0.8 | 0.6 | 0.5 | 0.3 | From DOE Reference Buildings
LargeHotel Bldg Light | Lighting |  | Sat | 2014-01-01 | 2014-12-31 | Hourly | 0.2 | 0.2 | 0.1 | 0.1 | 0.1 | 0.1 | 0.3 | 0.3 | 0.4 | 0.4 | 0.3 | 0.25 | 0.25 | 0.25 | 0.25 | 0.25 | 0.25 | 0.25 | 0.6 | 0.7 | 0.7 | 0.7 | 0.6 | 0.3 | From DOE Reference Buildings
LargeHotel GuestRoom_Ltg_Sch_Base | Lighting |  | Default¦SmrDsn | 2014-01-01 | 2014-12-31 | Constant | 1 | [23 empty] | From DOE Reference Buildings
LargeHotel GuestRoom_Ltg_Sch_Base | Lighting |  | WntrDsn | 2014-01-01 | 2014-12-31 | Constant | 0 | [23 empty] | From DOE Reference Buildings
LargeHotel GuestRoom_Ltg_Sch_Base | Lighting |  | Wknd | 2014-01-01 | 2014-12-31 | Hourly | 0.26 | 0.26 | 0.11 | 0.11 | 0.11 | 0.11 | 0.41 | 0.41 | 0.56 | 0.56 | 0.41 | 0.33 | 0.33 | 0.33 | 0.33 | 0.33 | 0.33 | 0.33 | 0.85 | 1 | 1 | 1 | 0.85 | 0.41 | From DOE Reference Buildings
LargeHotel GuestRoom_Ltg_Sch_Base | Lighting |  | Wkdy | 2014-01-01 | 2014-12-31 | Hourly | 0.22 | 0.17 | 0.11 | 0.11 | 0.11 | 0.22 | 0.44 | 0.56 | 0.44 | 0.44 | 0.28 | 0.28 | 0.28 | 0.28 | 0.28 | 0.28 | 0.28 | 0.28 | 0.67 | 0.89 | 1 | 0.89 | 0.67 | 0.33 | From DOE Reference Buildings
Medium Office Bldg Light | Lighting |  | Default¦Wkdy | 2014-01-01 | 2014-12-31 | Hourly | 0.05 | 0.05 | 0.05 | 0.05 | 0.05 | 0.1 | 0.1 | 0.3 | 0.9 | 0.9 | 0.9 | 0.9 | 0.9 | 0.9 | 0.9 | 0.9 | 0.9 | 0.7 | 0.5 | 0.5 | 0.3 | 0.3 | 0.1 | 0.05 | From DOE Reference Buildings
Medium Office Bldg Light | Lighting |  | WntrDsn | 2014-01-01 | 2014-12-31 | Constant | 0 | [23 empty] | From DOE Reference Buildings
Medium Office Bldg Light | Lighting |  | SmrDsn | 2014-01-01 | 2014-12-31 | Constant | 1 | [23 empty] | From DOE Reference Buildings
Medium Office Bldg Light | Lighting |  | Sun | 2014-01-01 | 2014-12-31 | Constant | 0.05 | [23 empty] | From DOE Reference Buildings
Medium Office Bldg Light | Lighting |  | Sat | 2014-01-01 | 2014-12-31 | Hourly | 0.05 | 0.05 | 0.05 | 0.05 | 0.05 | 0.05 | 0.1 | 0.1 | 0.5 | 0.5 | 0.5 | 0.5 | 0.5 | 0.5 | 0.15 | 0.15 | 0.15 | 0.05 | 0.05 | 0.05 | 0.05 | 0.05 | 0.05 | 0.05 | From DOE Reference Buildings
MidriseApartment Apartment Light | Lighting |  | Default¦WntrDsn¦SmrDsn | 2014-01-01 | 2014-12-31 | Hourly | 0.067 | 0.067 | 0.067 | 0.067 | 0.187 | 0.394 | 0.44 | 0.393 | 0.172 | 0.119 | 0.119 | 0.119 | 0.119 | 0.119 | 0.119 | 0.206 | 0.439 | 0.616 | 0.829 | 0.986 | 1 | 0.692 | 0.384 | 0.16 | From DOE Reference Buildings
MidriseApartment Corridor Light | Lighting |  | Default¦WntrDsn¦SmrDsn | 2014-01-01 | 2014-12-31 | Constant | 1 | [23 empty] | From DOE Reference Buildings
MidriseApartment Office Light | Lighting |  | Default¦SmrDsn | 2014-01-01 | 2014-12-31 | Hourly | 0.18 | 0.18 | 0.18 | 0.18 | 0.18 | 0.18 | 0.18 | 0.18 | 0.9 | 0.9 | 0.9 | 0.9 | 0.8 | 0.9 | 0.9 | 0.9 | 0.9 | 0.18 | 0.18 | 0.18 | 0.18 | 0.18 | 0.18 | 0.18 | From DOE Reference Buildings
MidriseApartment Office Light | Lighting |  | WntrDsn¦Wknd | 2014-01-01 | 2014-12-31 | Constant | 0.18 | [23 empty] | From DOE Reference Buildings
NECB-*-Lighting | Lighting | FRACTION | Default¦WntrDsn¦SmrDsn | 2014-01-01 | 2014-12-31 | Constant | 0
NECB-A-Lighting | Lighting | FRACTION | Default¦Wkdy | 2014-01-01 | 2014-12-31 | Hourly | 0.05 | 0.05 | 0.05 | 0.05 | 0.05 | 0.05 | 0.05 | 0.3 | 0.8 | 0.9 | 0.9 | 0.9 | 0.9 | 0.9 | 0.9 | 0.9 | 0.9 | 0.8 | 0.5 | 0.3 | 0.3 | 0.1 | 0.1 | 0.05
NECB-A-Lighting | Lighting | FRACTION | Sat | 2014-01-01 | 2014-12-31 | Hourly | 0.05 | 0.05 | 0.05 | 0.05 | 0.05 | 0.05 | 0.05 | 0.05 | 0.05 | 0.05 | 0.05 | 0.05 | 0.05 | 0.05 | 0.05 | 0.05 | 0.05 | 0.05 | 0.05 | 0.05 | 0.05 | 0.05 | 0.05 | 0.05
NECB-A-Lighting | Lighting | FRACTION | Sun¦Hol | 2014-01-01 | 2014-12-31 | Hourly | 0.05 | 0.05 | 0.05 | 0.05 | 0.05 | 0.05 | 0.05 | 0.05 | 0.05 | 0.05 | 0.05 | 0.05 | 0.05 | 0.05 | 0.05 | 0.05 | 0.05 | 0.05 | 0.05 | 0.05 | 0.05 | 0.05 | 0.05 | 0.05
NECB-B-Lighting | Lighting | FRACTION | Default¦Wkdy | 2014-01-01 | 2014-12-31 | Hourly | 0.9 | 0.5 | 0.1 | 0.1 | 0.1 | 0.1 | 0.1 | 0.1 | 0.1 | 0.5 | 0.7 | 0.9 | 0.9 | 0.9 | 0.9 | 0.9 | 0.9 | 0.9 | 0.9 | 0.9 | 0.9 | 0.9 | 0.9 | 0.9
NECB-B-Lighting | Lighting | FRACTION | Sat | 2014-01-01 | 2014-12-31 | Hourly | 0.9 | 0.5 | 0.1 | 0.1 | 0.1 | 0.1 | 0.1 | 0.1 | 0.1 | 0.5 | 0.7 | 0.9 | 0.9 | 0.9 | 0.9 | 0.9 | 0.9 | 0.9 | 0.9 | 0.9 | 0.9 | 0.9 | 0.9 | 0.9
NECB-B-Lighting | Lighting | FRACTION | Sun¦Hol | 2014-01-01 | 2014-12-31 | Hourly | 0.5 | 0.5 | 0.1 | 0.1 | 0.1 | 0.1 | 0.1 | 0.1 | 0.1 | 0.1 | 0.5 | 0.9 | 0.9 | 0.9 | 0.9 | 0.9 | 0.9 | 0.9 | 0.9 | 0.9 | 0.9 | 0.9 | 0.9 | 0.5
NECB-C-Lighting | Lighting | FRACTION | Default¦Wkdy | 2014-01-01 | 2014-12-31 | Hourly | 0.05 | 0.05 | 0.05 | 0.05 | 0.05 | 0.05 | 0.05 | 0.05 | 0.5 | 0.9 | 0.9 | 0.9 | 0.9 | 0.9 | 0.9 | 0.9 | 0.9 | 0.9 | 0.9 | 0.6 | 0.5 | 0.05 | 0.05 | 0.05
NECB-C-Lighting | Lighting | FRACTION | Sat | 2014-01-01 | 2014-12-31 | Hourly | 0.05 | 0.05 | 0.05 | 0.05 | 0.05 | 0.05 | 0.05 | 0.05 | 0.5 | 0.9 | 0.9 | 0.9 | 0.9 | 0.9 | 0.9 | 0.9 | 0.9 | 0.9 | 0.9 | 0.6 | 0.5 | 0.05 | 0.05 | 0.05
NECB-C-Lighting | Lighting | FRACTION | Sun¦Hol | 2014-01-01 | 2014-12-31 | Hourly | 0.05 | 0.05 | 0.05 | 0.05 | 0.05 | 0.05 | 0.05 | 0.05 | 0.05 | 0.05 | 0.5 | 0.9 | 0.9 | 0.9 | 0.9 | 0.9 | 0.9 | 0.9 | 0.6 | 0.05 | 0.05 | 0.05 | 0.05 | 0.05
NECB-D-Lighting | Lighting | FRACTION | Default¦Wkdy | 2014-01-01 | 2014-12-31 | Hourly | 0.05 | 0.05 | 0.05 | 0.05 | 0.05 | 0.05 | 0.05 | 0.05 | 0.3 | 0.9 | 0.9 | 0.9 | 0.9 | 0.9 | 0.9 | 0.9 | 0.7 | 0.5 | 0.5 | 0.7 | 0.7 | 0.7 | 0.3 | 0.05
NECB-D-Lighting | Lighting | FRACTION | Sat | 2014-01-01 | 2014-12-31 | Hourly | 0.05 | 0.05 | 0.05 | 0.05 | 0.05 | 0.05 | 0.05 | 0.05 | 0.05 | 0.05 | 0.05 | 0.05 | 0.05 | 0.05 | 0.05 | 0.05 | 0.05 | 0.05 | 0.05 | 0.05 | 0.05 | 0.05 | 0.05 | 0.05
NECB-D-Lighting | Lighting | FRACTION | Sun¦Hol | 2014-01-01 | 2014-12-31 | Hourly | 0.05 | 0.05 | 0.05 | 0.05 | 0.05 | 0.05 | 0.05 | 0.05 | 0.05 | 0.05 | 0.05 | 0.05 | 0.05 | 0.05 | 0.05 | 0.05 | 0.05 | 0.05 | 0.05 | 0.05 | 0.05 | 0.05 | 0.05 | 0.05
NECB-E-Lighting | Lighting | FRACTION | Default¦Wkdy | 2014-01-01 | 2014-12-31 | Hourly | 0.05 | 0.05 | 0.05 | 0.05 | 0.05 | 0.05 | 0.05 | 0.05 | 0.4 | 0.7 | 0.9 | 0.9 | 0.9 | 0.9 | 0.9 | 0.9 | 0.9 | 0.9 | 0.4 | 0.05 | 0.05 | 0.05 | 0.05 | 0.05
NECB-E-Lighting | Lighting | FRACTION | Sat | 2014-01-01 | 2014-12-31 | Hourly | 0.05 | 0.05 | 0.05 | 0.05 | 0.05 | 0.05 | 0.05 | 0.05 | 0.05 | 0.5 | 0.9 | 0.9 | 0.9 | 0.9 | 0.9 | 0.7 | 0.5 | 0.05 | 0.05 | 0.05 | 0.05 | 0.05 | 0.05 | 0.05
NECB-E-Lighting | Lighting | FRACTION | Sun¦Hol | 2014-01-01 | 2014-12-31 | Hourly | 0.05 | 0.05 | 0.05 | 0.05 | 0.05 | 0.05 | 0.05 | 0.05 | 0.05 | 0.05 | 0.05 | 0.05 | 0.05 | 0.05 | 0.05 | 0.05 | 0.05 | 0.05 | 0.05 | 0.05 | 0.05 | 0.05 | 0.05 | 0.05
NECB-F-Lighting | Lighting | FRACTION | Default¦Wkdy | 2014-01-01 | 2014-12-31 | Hourly | 0.3 | 0.2 | 0.2 | 0.1 | 0.1 | 0.1 | 0.2 | 0.4 | 0.5 | 0.4 | 0.4 | 0.3 | 0.2 | 0.2 | 0.2 | 0.2 | 0.2 | 0.2 | 0.2 | 0.6 | 0.8 | 0.9 | 0.8 | 0.6
NECB-F-Lighting | Lighting | FRACTION | Sat | 2014-01-01 | 2014-12-31 | Hourly | 0.3 | 0.2 | 0.2 | 0.1 | 0.1 | 0.1 | 0.1 | 0.3 | 0.3 | 0.4 | 0.4 | 0.3 | 0.2 | 0.2 | 0.2 | 0.2 | 0.2 | 0.2 | 0.2 | 0.6 | 0.7 | 0.7 | 0.7 | 0.6
NECB-F-Lighting | Lighting | FRACTION | Sun¦Hol | 2014-01-01 | 2014-12-31 | Hourly | 0.3 | 0.3 | 0.3 | 0.2 | 0.2 | 0.2 | 0.2 | 0.3 | 0.4 | 0.4 | 0.3 | 0.3 | 0.3 | 0.3 | 0.2 | 0.2 | 0.2 | 0.2 | 0.2 | 0.5 | 0.7 | 0.8 | 0.6 | 0.5
NECB-G-Lighting | Lighting | FRACTION | Default¦Wkdy | 2014-01-01 | 2014-12-31 | Hourly | 0.3 | 0 | 0 | 0 | 0 | 0 | 0.2 | 0.5 | 0.5 | 0 | 0 | 0 | 0 | 0 | 0 | 0 | 0 | 0 | 0 | 0.9 | 0.9 | 0.9 | 0.8 | 0.6
NECB-G-Lighting | Lighting | FRACTION | Sat | 2014-01-01 | 2014-12-31 | Hourly | 0.3 | 0 | 0 | 0 | 0 | 0 | 0.2 | 0.5 | 0.5 | 0 | 0 | 0 | 0 | 0 | 0 | 0 | 0 | 0 | 0 | 0.9 | 0.9 | 0.9 | 0.8 | 0.6
NECB-G-Lighting | Lighting | FRACTION | Sun¦Hol | 2014-01-01 | 2014-12-31 | Hourly | 0.3 | 0 | 0 | 0 | 0 | 0 | 0.2 | 0.5 | 0.5 | 0 | 0 | 0 | 0 | 0 | 0 | 0 | 0 | 0 | 0 | 0.9 | 0.9 | 0.9 | 0.8 | 0.6
NECB-H-Lighting | Lighting | FRACTION | Default¦Wkdy | 2014-01-01 | 2014-12-31 | Hourly | 0.9 | 0.9 | 0.9 | 0.9 | 0.9 | 0.9 | 0.9 | 0.9 | 0.9 | 0.9 | 0.9 | 0.9 | 0.9 | 0.9 | 0.9 | 0.9 | 0.9 | 0.9 | 0.9 | 0.9 | 0.9 | 0.9 | 0.9 | 0.9
NECB-H-Lighting | Lighting | FRACTION | Sat | 2014-01-01 | 2014-12-31 | Hourly | 0.9 | 0.9 | 0.9 | 0.9 | 0.9 | 0.9 | 0.9 | 0.9 | 0.9 | 0.9 | 0.9 | 0.9 | 0.9 | 0.9 | 0.9 | 0.9 | 0.9 | 0.9 | 0.9 | 0.9 | 0.9 | 0.9 | 0.9 | 0.9
NECB-H-Lighting | Lighting | FRACTION | Sun¦Hol | 2014-01-01 | 2014-12-31 | Hourly | 0.9 | 0.9 | 0.9 | 0.9 | 0.9 | 0.9 | 0.9 | 0.9 | 0.9 | 0.9 | 0.9 | 0.9 | 0.9 | 0.9 | 0.9 | 0.9 | 0.9 | 0.9 | 0.9 | 0.9 | 0.9 | 0.9 | 0.9 | 0.9
NECB-I-Lighting | Lighting | FRACTION | Default¦Wkdy | 2014-01-01 | 2014-12-31 | Hourly | 0.5 | 0.05 | 0.05 | 0.05 | 0.05 | 0.05 | 0.05 | 0.05 | 0.05 | 0.05 | 0.05 | 0.05 | 0.05 | 0.05 | 0.05 | 0.5 | 0.5 | 0.5 | 0.8 | 0.9 | 0.9 | 0.9 | 0.9 | 0.9
NECB-I-Lighting | Lighting | FRACTION | Sat | 2014-01-01 | 2014-12-31 | Hourly | 0.5 | 0.05 | 0.05 | 0.05 | 0.05 | 0.05 | 0.05 | 0.05 | 0.05 | 0.05 | 0.5 | 0.5 | 0.5 | 0.8 | 0.9 | 0.9 | 0.9 | 0.8 | 0.6 | 0.8 | 0.9 | 0.9 | 0.9 | 0.9
NECB-I-Lighting | Lighting | FRACTION | Sun¦Hol | 2014-01-01 | 2014-12-31 | Hourly | 0.05 | 0.05 | 0.05 | 0.05 | 0.05 | 0.05 | 0.05 | 0.05 | 0.5 | 0.9 | 0.9 | 0.9 | 0.9 | 0.5 | 0.05 | 0.05 | 0.05 | 0.05 | 0.05 | 0.05 | 0.05 | 0.05 | 0.05 | 0.05
Office Bldg Light | Lighting |  | Default | 2014-01-01 | 2014-12-31 | Hourly | 0.05 | 0.05 | 0.05 | 0.05 | 0.05 | 0.1 | 0.1 | 0.3 | 0.9 | 0.9 | 0.9 | 0.9 | 0.9 | 0.9 | 0.9 | 0.9 | 0.9 | 0.5 | 0.3 | 0.3 | 0.2 | 0.2 | 0.1 | 0.05 | From DOE Reference Buildings
Office Bldg Light | Lighting |  | WntrDsn | 2014-01-01 | 2014-12-31 | Constant | 0 | [23 empty] | From DOE Reference Buildings
Office Bldg Light | Lighting |  | SmrDsn | 2014-01-01 | 2014-12-31 | Constant | 1 | [23 empty] | From DOE Reference Buildings
Office Bldg Light | Lighting |  | Sun | 2014-01-01 | 2014-12-31 | Constant | 0.05 | [23 empty] | From DOE Reference Buildings
Office Bldg Light | Lighting |  | Sat | 2014-01-01 | 2014-12-31 | Hourly | 0.05 | 0.05 | 0.05 | 0.05 | 0.05 | 0.05 | 0.1 | 0.1 | 0.3 | 0.3 | 0.3 | 0.3 | 0.15 | 0.15 | 0.15 | 0.15 | 0.15 | 0.05 | 0.05 | 0.05 | 0.05 | 0.05 | 0.05 | 0.05 | From DOE Reference Buildings
Office_WithOccSensor_Lights | Lighting |  | Sun | 2017-01-01 | 2017-12-31 | Hourly | 0.05 | 0.05 | 0.05 | 0.05 | 0.05 | 0.05 | 0.05 | 0.05 | 0.05 | 0.05 | 0.05 | 0.05 | 0.05 | 0.05 | 0.05 | 0.05 | 0.05 | 0.05 | 0.05 | 0.05 | 0.05 | 0.05 | 0.05 | 0.05 | From Commercial Building Energy Saver (CBES) Prototype Models: cbes.lbl.gov
Office_WithOccSensor_Lights | Lighting |  | Wkdy | 2017-01-01 | 2017-12-31 | Hourly | 0.05 | 0.05 | 0.05 | 0.05 | 0.05 | 0.1 | 0.1 | 0.3 | 0.65 | 0.65 | 0.65 | 0.65 | 0.65 | 0.65 | 0.65 | 0.65 | 0.65 | 0.35 | 0.1 | 0.1 | 0.1 | 0.1 | 0.1 | 0.05 | From Commercial Building Energy Saver (CBES) Prototype Models: cbes.lbl.gov
Office_WithOccSensor_Lights | Lighting |  | Sat | 2017-01-01 | 2017-12-31 | Hourly | 0.05 | 0.05 | 0.05 | 0.05 | 0.05 | 0.05 | 0.1 | 0.1 | 0.3 | 0.3 | 0.3 | 0.3 | 0.15 | 0.15 | 0.15 | 0.15 | 0.15 | 0.05 | 0.05 | 0.05 | 0.05 | 0.05 | 0.05 | 0.05 | From Commercial Building Energy Saver (CBES) Prototype Models: cbes.lbl.gov
OfficeLarge BLDG_LIGHT_SCH | Lighting |  | Default | 2014-01-01 | 2014-12-31 | Constant | 0.05 | [23 empty] | From DOE Prototype Buildings
OfficeLarge BLDG_LIGHT_SCH | Lighting |  | WntrDsn | 2014-01-01 | 2014-12-31 | Constant | 0 | [23 empty] | From DOE Prototype Buildings
OfficeLarge BLDG_LIGHT_SCH | Lighting |  | SmrDsn | 2014-01-01 | 2014-12-31 | Constant | 1 | [23 empty] | From DOE Prototype Buildings
OfficeLarge BLDG_LIGHT_SCH | Lighting |  | Sat | 2014-01-01 | 2014-12-31 | Hourly | 0.05 | 0.05 | 0.05 | 0.05 | 0.05 | 0.05 | 0.1 | 0.1 | 0.3 | 0.3 | 0.3 | 0.3 | 0.15 | 0.15 | 0.15 | 0.15 | 0.15 | 0.05 | 0.05 | 0.05 | 0.05 | 0.05 | 0.05 | 0.05 | From DOE Prototype Buildings
OfficeLarge BLDG_LIGHT_SCH | Lighting |  | Wkdy | 2014-01-01 | 2014-12-31 | Hourly | 0.05 | 0.05 | 0.05 | 0.05 | 0.05 | 0.05 | 0.1 | 0.3 | 0.9 | 0.9 | 0.9 | 0.9 | 0.9 | 0.9 | 0.9 | 0.9 | 0.9 | 0.5 | 0.3 | 0.3 | 0.2 | 0.2 | 0.1 | 0.05 | From DOE Prototype Buildings
OfficeLarge BLDG_LIGHT_SCH_2010 | Lighting |  | Default | 2014-01-01 | 2014-12-31 | Constant | 0.05 | [23 empty] | From DOE Prototype Buildings
OfficeLarge BLDG_LIGHT_SCH_2010 | Lighting |  | WntrDsn | 2014-01-01 | 2014-12-31 | Constant | 0 | [23 empty] | From DOE Prototype Buildings
OfficeLarge BLDG_LIGHT_SCH_2010 | Lighting |  | SmrDsn | 2014-01-01 | 2014-12-31 | Constant | 1 | [23 empty] | From DOE Prototype Buildings
OfficeLarge BLDG_LIGHT_SCH_2010 | Lighting |  | Sat | 2014-01-01 | 2014-12-31 | Hourly | 0.05 | 0.05 | 0.05 | 0.05 | 0.05 | 0.05 | 0.09238 | 0.09238 | 0.27714 | 0.27714 | 0.27714 | 0.27714 | 0.13857 | 0.13857 | 0.13857 | 0.13857 | 0.13857 | 0.04619 | 0.04619 | 0.05 | 0.05 | 0.05 | 0.05 | 0.05 | From DOE Prototype Buildings
OfficeLarge BLDG_LIGHT_SCH_2010 | Lighting |  | Wkdy | 2014-01-01 | 2014-12-31 | Hourly | 0.05 | 0.05 | 0.05 | 0.05 | 0.05 | 0.1 | 0.09238 | 0.27714 | 0.83142 | 0.83142 | 0.83142 | 0.83142 | 0.83142 | 0.83142 | 0.83142 | 0.83142 | 0.83142 | 0.4619 | 0.27714 | 0.27714 | 0.18476 | 0.18476 | 0.09238 | 0.04619 | From DOE Prototype Buildings
OfficeLarge BLDG_LIGHT_SCH_2013 | Lighting |  | Default | 2014-01-01 | 2014-12-31 | Hourly | 0.05 | 0.05 | 0.05 | 0.05 | 0.05 | 0.04528 | 0.04528 | 0.04528 | 0.04528 | 0.04528 | 0.04528 | 0.04528 | 0.04528 | 0.04528 | 0.04528 | 0.04528 | 0.04528 | 0.04528 | 0.05 | 0.05 | 0.05 | 0.05 | 0.05 | 0.05 | From DOE Prototype Buildings
OfficeLarge BLDG_LIGHT_SCH_2013 | Lighting |  | WntrDsn | 2014-01-01 | 2014-12-31 | Constant | 0 | [23 empty] | From DOE Prototype Buildings
OfficeLarge BLDG_LIGHT_SCH_2013 | Lighting |  | SmrDsn | 2014-01-01 | 2014-12-31 | Constant | 1 | [23 empty] | From DOE Prototype Buildings
OfficeLarge BLDG_LIGHT_SCH_2013 | Lighting |  | Sat | 2014-01-01 | 2014-12-31 | Hourly | 0.05 | 0.05 | 0.05 | 0.05 | 0.05 | 0.05 | 0.09056 | 0.09056 | 0.27168 | 0.27168 | 0.27168 | 0.27168 | 0.13584 | 0.13584 | 0.13584 | 0.13584 | 0.13584 | 0.04528 | 0.04528 | 0.05 | 0.05 | 0.05 | 0.05 | 0.05 | From DOE Prototype Buildings
OfficeLarge BLDG_LIGHT_SCH_2013 | Lighting |  | Wkdy | 2014-01-01 | 2014-12-31 | Hourly | 0.05 | 0.05 | 0.05 | 0.05 | 0.05 | 0.1 | 0.09056 | 0.27168 | 0.81504 | 0.81504 | 0.81504 | 0.81504 | 0.81504 | 0.81504 | 0.81504 | 0.81504 | 0.81504 | 0.4528 | 0.27168 | 0.27168 | 0.18112 | 0.18112 | 0.09056 | 0.04528 | From DOE Prototype Buildings
OfficeLarge ELEV_LIGHT_FAN_SCH_24_7 | Lighting |  | Default¦WntrDsn¦SmrDsn | 2014-01-01 | 2014-12-31 | Constant | 1 | [23 empty] | From DOE Prototype Buildings
OfficeLarge ELEV_LIGHT_FAN_SCH_ADD_DF | Lighting |  | Default | 2014-01-01 | 2014-12-31 | Hourly | 0.05 | 0.05 | 0.05 | 0.05 | 0.1 | 0.2 | 0.4 | 0.5 | 0.5 | 0.35 | 0.15 | 0.15 | 0.15 | 0.15 | 0.15 | 0.15 | 0.35 | 0.5 | 0.5 | 0.4 | 0.4 | 0.3 | 0.2 | 0.1 | From DOE Prototype Buildings
OfficeLarge ELEV_LIGHT_FAN_SCH_ADD_DF | Lighting |  | WntrDsn | 2014-01-01 | 2014-12-31 | Constant | 0.05 | [23 empty] | From DOE Prototype Buildings
OfficeLarge ELEV_LIGHT_FAN_SCH_ADD_DF | Lighting |  | SmrDsn | 2014-01-01 | 2014-12-31 | Constant | 0.5 | [23 empty] | From DOE Prototype Buildings
OfficeLarge EXTERIOR_LIGHT_SCH | Lighting |  | Default¦WntrDsn¦SmrDsn | 2014-01-01 | 2014-12-31 | Hourly | 1 | 1 | 1 | 1 | 1 | 1 | 1 | 0 | 0 | 0 | 0 | 0 | 0 | 0 | 0 | 0 | 0 | 0 | 0 | 1 | 1 | 1 | 1 | 1 | From DOE Prototype Buildings
OfficeLarge Exterior_lighting_schedule_a | Lighting |  | Default¦WntrDsn¦SmrDsn | 2014-01-01 | 2014-12-31 | Hourly | 0 | 0 | 0 | 0 | 0 | 0 | 1 | 1 | 1 | 1 | 1 | 1 | 1 | 1 | 1 | 1 | 1 | 1 | 1 | 1 | 1 | 1 | 1 | 1 | From DOE Prototype Buildings
OfficeLarge Exterior_lighting_schedule_b | Lighting |  | Default¦WntrDsn¦SmrDsn | 2014-01-01 | 2014-12-31 | Hourly | 0.7 | 0.7 | 0.7 | 0.7 | 0.7 | 0.7 | 1 | 1 | 1 | 1 | 1 | 1 | 1 | 1 | 1 | 1 | 1 | 1 | 1 | 1 | 1 | 1 | 1 | 1 | From DOE Prototype Buildings
OfficeLights | Lighting |  | Sun | 2017-01-01 | 2017-12-31 | Hourly | 0.05 | 0.05 | 0.05 | 0.05 | 0.05 | 0.05 | 0.05 | 0.05 | 0.05 | 0.05 | 0.05 | 0.05 | 0.05 | 0.05 | 0.05 | 0.05 | 0.05 | 0.05 | 0.05 | 0.05 | 0.05 | 0.05 | 0.05 | 0.05 | From Commercial Building Energy Saver (CBES) Prototype Models: cbes.lbl.gov
OfficeLights | Lighting |  | Default | 2017-01-01 | 2017-12-31 | Hourly | 0.05 | 0.05 | 0.05 | 0.05 | 0.05 | 0.1 | 0.1 | 0.3 | 0.65 | 0.65 | 0.65 | 0.65 | 0.65 | 0.65 | 0.65 | 0.65 | 0.65 | 0.35 | 0.3 | 0.3 | 0.2 | 0.2 | 0.1 | 0.05 | From Commercial Building Energy Saver (CBES) Prototype Models: cbes.lbl.gov
OfficeLights | Lighting |  | Sat | 2017-01-01 | 2017-12-31 | Hourly | 0.05 | 0.05 | 0.05 | 0.05 | 0.05 | 0.05 | 0.1 | 0.1 | 0.3 | 0.3 | 0.3 | 0.3 | 0.15 | 0.15 | 0.15 | 0.15 | 0.15 | 0.05 | 0.05 | 0.05 | 0.05 | 0.05 | 0.05 | 0.05 | From Commercial Building Energy Saver (CBES) Prototype Models: cbes.lbl.gov
OfficeLights | Lighting |  | WntrDsn | 2017-01-01 | 2017-12-31 | Constant | 0 | [23 empty] | From Commercial Building Energy Saver (CBES) Prototype Models: cbes.lbl.gov
OfficeLights | Lighting |  | SmrDsn | 2017-01-01 | 2017-12-31 | Constant | 1 | [23 empty] | From Commercial Building Energy Saver (CBES) Prototype Models: cbes.lbl.gov
OfficeMedium BLDG_LIGHT_SCH_2004 | Lighting |  | WntrDsn | 2014-01-01 | 2014-12-31 | Constant | 0 | [23 empty] | From DOE Prototype Buildings
OfficeMedium BLDG_LIGHT_SCH_2004 | Lighting |  | SmrDsn | 2014-01-01 | 2014-12-31 | Constant | 1 | [23 empty] | From DOE Prototype Buildings
OfficeMedium BLDG_LIGHT_SCH_2004 | Lighting |  | Sun | 2014-01-01 | 2014-12-31 | Constant | 0.05 | [23 empty] | From DOE Prototype Buildings
OfficeMedium BLDG_LIGHT_SCH_2004 | Lighting |  | Sat | 2014-01-01 | 2014-12-31 | Hourly | 0.05 | 0.05 | 0.05 | 0.05 | 0.05 | 0.05 | 0.1 | 0.1 | 0.3 | 0.3 | 0.3 | 0.3 | 0.15 | 0.15 | 0.15 | 0.15 | 0.15 | 0.05 | 0.05 | 0.05 | 0.05 | 0.05 | 0.05 | 0.05 | From DOE Prototype Buildings
OfficeMedium BLDG_LIGHT_SCH_2004 | Lighting |  | Wkdy | 2014-01-01 | 2014-12-31 | Hourly | 0.05 | 0.05 | 0.05 | 0.05 | 0.05 | 0.1 | 0.1 | 0.3 | 0.9 | 0.9 | 0.9 | 0.9 | 0.9 | 0.9 | 0.9 | 0.9 | 0.9 | 0.5 | 0.3 | 0.3 | 0.2 | 0.2 | 0.1 | 0.05 | From DOE Prototype Buildings
OfficeMedium BLDG_LIGHT_SCH_2010 | Lighting |  | WntrDsn | 2014-01-01 | 2014-12-31 | Constant | 0 | [23 empty] | From DOE Prototype Buildings
OfficeMedium BLDG_LIGHT_SCH_2010 | Lighting |  | SmrDsn | 2014-01-01 | 2014-12-31 | Constant | 1 | [23 empty] | From DOE Prototype Buildings
OfficeMedium BLDG_LIGHT_SCH_2010 | Lighting |  | Sun | 2014-01-01 | 2014-12-31 | Hourly | 0.05 | 0.05 | 0.05 | 0.05 | 0.05 | 0.05 | 0.0452 | 0.0452 | 0.0452 | 0.0452 | 0.0452 | 0.0452 | 0.0452 | 0.0452 | 0.0452 | 0.0452 | 0.0452 | 0.0452 | 0.05 | 0.05 | 0.05 | 0.05 | 0.05 | 0.05 | From DOE Prototype Buildings
OfficeMedium BLDG_LIGHT_SCH_2010 | Lighting |  | Sat | 2014-01-01 | 2014-12-31 | Hourly | 0.05 | 0.05 | 0.05 | 0.05 | 0.05 | 0.05 | 0.0904 | 0.0904 | 0.2712 | 0.2712 | 0.2712 | 0.2712 | 0.1356 | 0.1356 | 0.1356 | 0.1356 | 0.1356 | 0.0452 | 0.0452 | 0.05 | 0.05 | 0.05 | 0.05 | 0.05 | From DOE Prototype Buildings
OfficeMedium BLDG_LIGHT_SCH_2010 | Lighting |  | Wkdy | 2014-01-01 | 2014-12-31 | Hourly | 0.05 | 0.05 | 0.05 | 0.05 | 0.05 | 0.1 | 0.0904 | 0.2712 | 0.8136 | 0.8136 | 0.8136 | 0.8136 | 0.8136 | 0.8136 | 0.8136 | 0.8136 | 0.8136 | 0.452 | 0.2712 | 0.2712 | 0.1808 | 0.1808 | 0.0904 | 0.0452 | From DOE Prototype Buildings
OfficeMedium BLDG_LIGHT_SCH_2013 | Lighting |  | WntrDsn | 2014-01-01 | 2014-12-31 | Constant | 0 | [23 empty] | From DOE Prototype Buildings
OfficeMedium BLDG_LIGHT_SCH_2013 | Lighting |  | SmrDsn | 2014-01-01 | 2014-12-31 | Constant | 1 | [23 empty] | From DOE Prototype Buildings
OfficeMedium BLDG_LIGHT_SCH_2013 | Lighting |  | Sun | 2014-01-01 | 2014-12-31 | Hourly | 0.05 | 0.05 | 0.05 | 0.05 | 0.05 | 0.05 | 0.043116 | 0.043116 | 0.043116 | 0.043116 | 0.043116 | 0.043116 | 0.043116 | 0.043116 | 0.043116 | 0.043116 | 0.043116 | 0.043116 | 0.05 | 0.05 | 0.05 | 0.05 | 0.05 | 0.05 | From DOE Prototype Buildings
OfficeMedium BLDG_LIGHT_SCH_2013 | Lighting |  | Sat | 2014-01-01 | 2014-12-31 | Hourly | 0.05 | 0.05 | 0.05 | 0.05 | 0.05 | 0.05 | 0.086233 | 0.086233 | 0.2587 | 0.2587 | 0.2587 | 0.2587 | 0.12935 | 0.12935 | 0.12935 | 0.12935 | 0.12935 | 0.043116 | 0.043116 | 0.05 | 0.05 | 0.05 | 0.05 | 0.05 | From DOE Prototype Buildings
OfficeMedium BLDG_LIGHT_SCH_2013 | Lighting |  | Wkdy | 2014-01-01 | 2014-12-31 | Hourly | 0.05 | 0.05 | 0.05 | 0.05 | 0.05 | 0.1 | 0.086233 | 0.2587 | 0.77609 | 0.77609 | 0.77609 | 0.77609 | 0.77609 | 0.77609 | 0.77609 | 0.77609 | 0.77609 | 0.43116 | 0.2587 | 0.2587 | 0.17247 | 0.17247 | 0.086233 | 0.043116 | From DOE Prototype Buildings
OfficeMedium ELEV_LIGHT_FAN_SCH_24_7 | Lighting |  | Default¦WntrDsn¦SmrDsn | 2014-01-01 | 2014-12-31 | Constant | 1 | [23 empty] | From DOE Prototype Buildings
OfficeMedium ELEV_LIGHT_FAN_SCH_ADD_DF | Lighting |  | Default¦WntrDsn | 2014-01-01 | 2014-12-31 | Constant | 0 | [23 empty] | From DOE Prototype Buildings
OfficeMedium ELEV_LIGHT_FAN_SCH_ADD_DF | Lighting |  | SmrDsn | 2014-01-01 | 2014-12-31 | Constant | 0.69 | [23 empty] | From DOE Prototype Buildings
OfficeMedium ELEV_LIGHT_FAN_SCH_ADD_DF | Lighting |  | Sat | 2014-01-01 | 2014-12-31 | Hourly | 0 | 0 | 0 | 0 | 0 | 0 | 0 | 0.16 | 0.14 | 0.21 | 0.18 | 0.25 | 0.21 | 0.13 | 0.08 | 0.04 | 0.05 | 0.06 | 0 | 0 | 0 | 0 | 0 | 0 | From DOE Prototype Buildings
OfficeMedium ELEV_LIGHT_FAN_SCH_ADD_DF | Lighting |  | Wkdy | 2014-01-01 | 2014-12-31 | Hourly | 0 | 0 | 0 | 0 | 0 | 0 | 0 | 0.35 | 0.69 | 0.43 | 0.37 | 0.43 | 0.58 | 0.48 | 0.37 | 0.37 | 0.46 | 0.62 | 0.12 | 0.04 | 0.04 | 0 | 0 | 0 | From DOE Prototype Buildings
OfficeMedium Exterior_Lgt_189_1 | Lighting |  | Default¦WntrDsn¦SmrDsn | 2014-01-01 | 2014-12-31 | Hourly | 0.5 | 0.5 | 0.5 | 0.5 | 0.5 | 0.5 | 0.5 | 0.5 | 0.5 | 1 | 1 | 1 | 1 | 1 | 1 | 1 | 1 | 1 | 0.5 | 0.5 | 0.5 | 0.5 | 0.5 | 0.5 | From DOE Prototype Buildings
OfficeMedium Exterior_Lgt_ALWAYS_ON | Lighting |  | Default¦WntrDsn¦SmrDsn | 2014-01-01 | 2014-12-31 | Constant | 1 | [23 empty] | From DOE Prototype Buildings
OfficeMedium Exterior_lighting_schedule_a | Lighting |  | Default¦WntrDsn¦SmrDsn | 2014-01-01 | 2014-12-31 | Hourly | 0 | 0 | 0 | 0 | 0 | 0 | 1 | 1 | 1 | 1 | 1 | 1 | 1 | 1 | 1 | 1 | 1 | 1 | 1 | 1 | 1 | 1 | 1 | 1 | From DOE Prototype Buildings
OfficeMedium Exterior_lighting_schedule_b | Lighting |  | Default¦WntrDsn¦SmrDsn | 2014-01-01 | 2014-12-31 | Hourly | 0.7 | 0.7 | 0.7 | 0.7 | 0.7 | 0.7 | 1 | 1 | 1 | 1 | 1 | 1 | 1 | 1 | 1 | 1 | 1 | 1 | 1 | 1 | 1 | 1 | 1 | 1 | From DOE Prototype Buildings
OfficeSmall BLDG_LIGHT_SCH | Lighting |  | Wknd | 2014-01-01 | 2014-12-31 | Constant | 0.18 | [23 empty] | From DOE Prototype Buildings
OfficeSmall BLDG_LIGHT_SCH | Lighting |  | SmrDsn | 2014-01-01 | 2014-12-31 | Constant | 1 | [23 empty] | From DOE Prototype Buildings
OfficeSmall BLDG_LIGHT_SCH | Lighting |  | WntrDsn | 2014-01-01 | 2014-12-31 | Constant | 0
OfficeSmall BLDG_LIGHT_SCH | Lighting |  | Default¦Wkdy | 2014-01-01 | 2014-12-31 | Hourly | 0.18 | 0.18 | 0.18 | 0.18 | 0.18 | 0.23 | 0.23 | 0.42 | 0.9 | 0.9 | 0.9 | 0.9 | 0.8 | 0.9 | 0.9 | 0.9 | 0.9 | 0.61 | 0.42 | 0.42 | 0.32 | 0.32 | 0.23 | 0.18 | From DOE Prototype Buildings
OfficeSmall BLDG_LIGHT_SCH_2010 | Lighting |  | Wknd | 2014-01-01 | 2014-12-31 | Constant | 0.18 | [23 empty] | From DOE Prototype Buildings
OfficeSmall BLDG_LIGHT_SCH_2010 | Lighting |  | SmrDsn | 2014-01-01 | 2014-12-31 | Constant | 1 | [23 empty] | From DOE Prototype Buildings
OfficeSmall BLDG_LIGHT_SCH_2010 | Lighting |  | WntrDsn | 2014-01-01 | 2014-12-31 | Constant | 0
OfficeSmall BLDG_LIGHT_SCH_2010 | Lighting |  | Default¦Wkdy | 2014-01-01 | 2014-12-31 | Hourly | 0.18 | 0.18 | 0.18 | 0.18 | 0.18 | 0.23 | 0.18706 | 0.34159 | 0.73197 | 0.73197 | 0.73197 | 0.73197 | 0.65064 | 0.73197 | 0.73197 | 0.73197 | 0.73197 | 0.49611 | 0.34159 | 0.34159 | 0.26026 | 0.26026 | 0.18706 | 0.18 | From DOE Prototype Buildings
OfficeSmall BLDG_LIGHT_SCH_2013 | Lighting |  | Wknd | 2014-01-01 | 2014-12-31 | Constant | 0.18 | [23 empty] | From DOE Prototype Buildings
OfficeSmall BLDG_LIGHT_SCH_2013 | Lighting |  | SmrDsn | 2014-01-01 | 2014-12-31 | Constant | 1 | [23 empty] | From DOE Prototype Buildings
OfficeSmall BLDG_LIGHT_SCH_2013 | Lighting |  | WntrDsn | 2014-01-01 | 2014-12-31 | Constant | 0
OfficeSmall BLDG_LIGHT_SCH_2013 | Lighting |  | Default¦Wkdy | 2014-01-01 | 2014-12-31 | Hourly | 0.18 | 0.18 | 0.18 | 0.18 | 0.18 | 0.23 | 0.17864 | 0.32621 | 0.69903 | 0.69903 | 0.69903 | 0.69903 | 0.62136 | 0.69903 | 0.69903 | 0.69903 | 0.69903 | 0.47379 | 0.32621 | 0.32621 | 0.24854 | 0.24854 | 0.17864 | 0.18 | From DOE Prototype Buildings
OfficeSmall Exterior_lighting_schedule_a | Lighting |  | Default¦WntrDsn¦SmrDsn | 2014-01-01 | 2014-12-31 | Hourly | 0 | 0 | 0 | 0 | 0 | 0 | 1 | 1 | 1 | 1 | 1 | 1 | 1 | 1 | 1 | 1 | 1 | 1 | 1 | 1 | 1 | 1 | 1 | 1 | From DOE Prototype Buildings
OfficeSmall Exterior_lighting_schedule_b | Lighting |  | Default¦WntrDsn¦SmrDsn | 2014-01-01 | 2014-12-31 | Hourly | 0.7 | 0.7 | 0.7 | 0.7 | 0.7 | 0.7 | 1 | 1 | 1 | 1 | 1 | 1 | 1 | 1 | 1 | 1 | 1 | 1 | 1 | 1 | 1 | 1 | 1 | 1 | From DOE Prototype Buildings
Outpatient Bldg Light | Lighting |  | Default¦SmrDsn | 2014-01-01 | 2014-12-31 | Hourly | 0.1 | 0.1 | 0.1 | 0.1 | 0.3 | 0.3 | 0.6 | 0.9 | 0.9 | 0.9 | 0.9 | 0.9 | 0.9 | 0.9 | 0.9 | 0.9 | 0.9 | 0.9 | 0.6 | 0.6 | 0.3 | 0.3 | 0.1 | 0.1 | From DOE Reference Buildings
Outpatient Bldg Light | Lighting |  | WntrDsn¦Sun | 2014-01-01 | 2014-12-31 | Hourly | 0.05 | 0.05 | 0.05 | 0.05 | 0.05 | 0.05 | 0.05 | 0.05 | 0.1 | 0.1 | 0.1 | 0.1 | 0.1 | 0.1 | 0.1 | 0.1 | 0.1 | 0.05 | 0.05 | 0.05 | 0.05 | 0.05 | 0.05 | 0.05 | From DOE Reference Buildings
Outpatient Bldg Light | Lighting |  | Sat | 2014-01-01 | 2014-12-31 | Hourly | 0.1 | 0.1 | 0.1 | 0.1 | 0.1 | 0.1 | 0.1 | 0.3 | 0.3 | 0.4 | 0.4 | 0.4 | 0.4 | 0.4 | 0.4 | 0.3 | 0.3 | 0.3 | 0.3 | 0.3 | 0.1 | 0.1 | 0.1 | 0.1 | From DOE Reference Buildings
OutPatientHealthCare BLDG_LIGHT_CORRIDOR_SCH | Lighting |  | WntrDsn¦Sat | 2014-01-01 | 2014-12-31 | Hourly | 0.1 | 0.1 | 0.1 | 0.1 | 0.1 | 0.1 | 0.1 | 0.3 | 0.3 | 0.4 | 0.4 | 0.4 | 0.4 | 0.4 | 0.4 | 0.3 | 0.3 | 0.3 | 0.3 | 0.3 | 0.1 | 0.1 | 0.1 | 0.1 | From DOE Prototype Buildings
OutPatientHealthCare BLDG_LIGHT_CORRIDOR_SCH | Lighting |  | SmrDsn¦Wkdy | 2014-01-01 | 2014-12-31 | Hourly | 0.1 | 0.1 | 0.1 | 0.1 | 0.3 | 0.3 | 0.6 | 0.9 | 0.9 | 0.9 | 0.9 | 0.9 | 0.9 | 0.9 | 0.9 | 0.9 | 0.9 | 0.9 | 0.6 | 0.6 | 0.3 | 0.3 | 0.1 | 0.1 | From DOE Prototype Buildings
OutPatientHealthCare BLDG_LIGHT_CORRIDOR_SCH | Lighting |  | Default | 2014-01-01 | 2014-12-31 | Hourly | 0.05 | 0.05 | 0.05 | 0.05 | 0.05 | 0.05 | 0.05 | 0.05 | 0.1 | 0.1 | 0.1 | 0.1 | 0.1 | 0.1 | 0.1 | 0.1 | 0.1 | 0.05 | 0.05 | 0.05 | 0.05 | 0.05 | 0.05 | 0.05 | From DOE Prototype Buildings
OutPatientHealthCare BLDG_LIGHT_EXAM_SCH | Lighting |  | Default | 2014-01-01 | 2014-12-31 | Hourly | 0.05 | 0.05 | 0.05 | 0.05 | 0.05 | 0.05 | 0.05 | 0.05 | 0.1 | 0.1 | 0.1 | 0.1 | 0.1 | 0.1 | 0.1 | 0.1 | 0.1 | 0.05 | 0.05 | 0.05 | 0.05 | 0.05 | 0.05 | 0.05 | From DOE Prototype Buildings
OutPatientHealthCare BLDG_LIGHT_EXAM_SCH | Lighting |  | WntrDsn¦Sat | 2014-01-01 | 2014-12-31 | Hourly | 0.1 | 0.1 | 0.1 | 0.1 | 0.1 | 0.1 | 0.1 | 0.3 | 0.3 | 0.4 | 0.4 | 0.4 | 0.4 | 0.4 | 0.4 | 0.3 | 0.3 | 0.3 | 0.3 | 0.3 | 0.1 | 0.1 | 0.1 | 0.1 | From DOE Prototype Buildings
OutPatientHealthCare BLDG_LIGHT_EXAM_SCH | Lighting |  | SmrDsn¦Wkdy | 2014-01-01 | 2014-12-31 | Hourly | 0.1 | 0.1 | 0.1 | 0.1 | 0.3 | 0.3 | 0.6 | 0.9 | 0.9 | 0.9 | 0.9 | 0.9 | 0.9 | 0.9 | 0.9 | 0.9 | 0.9 | 0.9 | 0.6 | 0.6 | 0.3 | 0.3 | 0.1 | 0.1 | From DOE Prototype Buildings
OutPatientHealthCare BLDG_LIGHT_LOBBYFLR1_SCH | Lighting |  | Default | 2014-01-01 | 2014-12-31 | Hourly | 0.05 | 0.05 | 0.05 | 0.05 | 0.05 | 0.05 | 0.05 | 0.05 | 0.1 | 0.1 | 0.1 | 0.1 | 0.1 | 0.1 | 0.1 | 0.1 | 0.1 | 0.05 | 0.05 | 0.05 | 0.05 | 0.05 | 0.05 | 0.05 | From DOE Prototype Buildings
OutPatientHealthCare BLDG_LIGHT_LOBBYFLR1_SCH | Lighting |  | WntrDsn¦Sat | 2014-01-01 | 2014-12-31 | Hourly | 0.1 | 0.1 | 0.1 | 0.1 | 0.1 | 0.1 | 0.1 | 0.3 | 0.3 | 0.4 | 0.4 | 0.4 | 0.4 | 0.4 | 0.4 | 0.3 | 0.3 | 0.3 | 0.3 | 0.3 | 0.1 | 0.1 | 0.1 | 0.1 | From DOE Prototype Buildings
OutPatientHealthCare BLDG_LIGHT_LOBBYFLR1_SCH | Lighting |  | SmrDsn¦Wkdy | 2014-01-01 | 2014-12-31 | Hourly | 0.1 | 0.1 | 0.1 | 0.1 | 0.3 | 0.3 | 0.6 | 0.9 | 0.9 | 0.9 | 0.9 | 0.9 | 0.9 | 0.9 | 0.9 | 0.9 | 0.9 | 0.9 | 0.6 | 0.6 | 0.3 | 0.3 | 0.1 | 0.1 | From DOE Prototype Buildings
OutPatientHealthCare BLDG_LIGHT_OFFICE_SCH | Lighting |  | Default | 2014-01-01 | 2014-12-31 | Hourly | 0.05 | 0.05 | 0.05 | 0.05 | 0.05 | 0.05 | 0.05 | 0.05 | 0.1 | 0.1 | 0.1 | 0.1 | 0.1 | 0.1 | 0.1 | 0.1 | 0.1 | 0.05 | 0.05 | 0.05 | 0.05 | 0.05 | 0.05 | 0.05 | From DOE Prototype Buildings
OutPatientHealthCare BLDG_LIGHT_OFFICE_SCH | Lighting |  | WntrDsn¦Sat | 2014-01-01 | 2014-12-31 | Hourly | 0.1 | 0.1 | 0.1 | 0.1 | 0.1 | 0.1 | 0.1 | 0.3 | 0.3 | 0.4 | 0.4 | 0.4 | 0.4 | 0.4 | 0.4 | 0.3 | 0.3 | 0.3 | 0.3 | 0.3 | 0.1 | 0.1 | 0.1 | 0.1 | From DOE Prototype Buildings
OutPatientHealthCare BLDG_LIGHT_OFFICE_SCH | Lighting |  | SmrDsn¦Wkdy | 2014-01-01 | 2014-12-31 | Hourly | 0.1 | 0.1 | 0.1 | 0.1 | 0.3 | 0.3 | 0.6 | 0.9 | 0.9 | 0.9 | 0.9 | 0.9 | 0.9 | 0.9 | 0.9 | 0.9 | 0.9 | 0.9 | 0.6 | 0.6 | 0.3 | 0.3 | 0.1 | 0.1 | From DOE Prototype Buildings
OutPatientHealthCare BLDG_LIGHT_OFFICE_SCH_20102013 | Lighting |  | Default | 2014-01-01 | 2014-12-31 | Hourly | 0.05 | 0.05 | 0.05 | 0.05 | 0.05 | 0.05 | 0.05 | 0.05 | 0.08591 | 0.08591 | 0.08591 | 0.08591 | 0.08591 | 0.08591 | 0.08591 | 0.08591 | 0.08591 | 0.05 | 0.05 | 0.05 | 0.05 | 0.05 | 0.05 | 0.05 | From DOE Prototype Buildings
OutPatientHealthCare BLDG_LIGHT_OFFICE_SCH_20102013 | Lighting |  | Sat | 2014-01-01 | 2014-12-31 | Hourly | 0.08591 | 0.08591 | 0.08591 | 0.08591 | 0.08591 | 0.08591 | 0.08591 | 0.25773 | 0.25773 | 0.34364 | 0.34364 | 0.34364 | 0.34364 | 0.34364 | 0.34364 | 0.25773 | 0.25773 | 0.25773 | 0.25773 | 0.25773 | 0.08591 | 0.08591 | 0.08591 | 0.08591 | From DOE Prototype Buildings
OutPatientHealthCare BLDG_LIGHT_OFFICE_SCH_20102013 | Lighting |  | WntrDsn | 2014-01-01 | 2014-12-31 | Hourly | 0.1 | 0.1 | 0.1 | 0.1 | 0.1 | 0.1 | 0.1 | 0.3 | 0.3 | 0.4 | 0.4 | 0.4 | 0.4 | 0.4 | 0.4 | 0.3 | 0.3 | 0.3 | 0.3 | 0.3 | 0.1 | 0.1 | 0.1 | 0.1 | From DOE Prototype Buildings
OutPatientHealthCare BLDG_LIGHT_OFFICE_SCH_20102013 | Lighting |  | SmrDsn | 2014-01-01 | 2014-12-31 | Hourly | 0.1 | 0.1 | 0.1 | 0.1 | 0.3 | 0.3 | 0.6 | 0.9 | 0.9 | 0.9 | 0.9 | 0.9 | 0.9 | 0.9 | 0.9 | 0.9 | 0.9 | 0.9 | 0.6 | 0.6 | 0.3 | 0.3 | 0.1 | 0.1 | From DOE Prototype Buildings
OutPatientHealthCare BLDG_LIGHT_OFFICE_SCH_20102013 | Lighting |  | Wkdy | 2014-01-01 | 2014-12-31 | Hourly | 0.08591 | 0.08591 | 0.08591 | 0.08591 | 0.25773 | 0.25773 | 0.51546 | 0.77319 | 0.77319 | 0.77319 | 0.77319 | 0.77319 | 0.77319 | 0.77319 | 0.77319 | 0.77319 | 0.77319 | 0.77319 | 0.51546 | 0.51546 | 0.25773 | 0.25773 | 0.08591 | 0.08591 | From DOE Prototype Buildings
OutPatientHealthCare BLDG_LIGHT_SCH | Lighting |  | Default | 2014-01-01 | 2014-12-31 | Hourly | 0.05 | 0.05 | 0.05 | 0.05 | 0.05 | 0.05 | 0.05 | 0.05 | 0.1 | 0.1 | 0.1 | 0.1 | 0.1 | 0.1 | 0.1 | 0.1 | 0.1 | 0.05 | 0.05 | 0.05 | 0.05 | 0.05 | 0.05 | 0.05 | From DOE Prototype Buildings
OutPatientHealthCare BLDG_LIGHT_SCH | Lighting |  | WntrDsn¦Sat | 2014-01-01 | 2014-12-31 | Hourly | 0.1 | 0.1 | 0.1 | 0.1 | 0.1 | 0.1 | 0.1 | 0.3 | 0.3 | 0.4 | 0.4 | 0.4 | 0.4 | 0.4 | 0.4 | 0.3 | 0.3 | 0.3 | 0.3 | 0.3 | 0.1 | 0.1 | 0.1 | 0.1 | From DOE Prototype Buildings
OutPatientHealthCare BLDG_LIGHT_SCH | Lighting |  | SmrDsn¦Wkdy | 2014-01-01 | 2014-12-31 | Hourly | 0.1 | 0.1 | 0.1 | 0.1 | 0.3 | 0.3 | 0.6 | 0.9 | 0.9 | 0.9 | 0.9 | 0.9 | 0.9 | 0.9 | 0.9 | 0.9 | 0.9 | 0.9 | 0.6 | 0.6 | 0.3 | 0.3 | 0.1 | 0.1 | From DOE Prototype Buildings
OutPatientHealthCare BLDG_LIGHT_STORAGE_SCH | Lighting |  | Default | 2014-01-01 | 2014-12-31 | Hourly | 0.05 | 0.05 | 0.05 | 0.05 | 0.05 | 0.05 | 0.05 | 0.05 | 0.1 | 0.1 | 0.1 | 0.1 | 0.1 | 0.1 | 0.1 | 0.1 | 0.1 | 0.05 | 0.05 | 0.05 | 0.05 | 0.05 | 0.05 | 0.05 | From DOE Prototype Buildings
OutPatientHealthCare BLDG_LIGHT_STORAGE_SCH | Lighting |  | WntrDsn¦Sat | 2014-01-01 | 2014-12-31 | Hourly | 0.1 | 0.1 | 0.1 | 0.1 | 0.1 | 0.1 | 0.1 | 0.3 | 0.3 | 0.4 | 0.4 | 0.4 | 0.4 | 0.4 | 0.4 | 0.3 | 0.3 | 0.3 | 0.3 | 0.3 | 0.1 | 0.1 | 0.1 | 0.1 | From DOE Prototype Buildings
OutPatientHealthCare BLDG_LIGHT_STORAGE_SCH | Lighting |  | SmrDsn¦Wkdy | 2014-01-01 | 2014-12-31 | Hourly | 0.1 | 0.1 | 0.1 | 0.1 | 0.3 | 0.3 | 0.6 | 0.9 | 0.9 | 0.9 | 0.9 | 0.9 | 0.9 | 0.9 | 0.9 | 0.9 | 0.9 | 0.9 | 0.6 | 0.6 | 0.3 | 0.3 | 0.1 | 0.1 | From DOE Prototype Buildings
OutPatientHealthCare BLDG_LIGHT_STORAGE_SCH_20102013 | Lighting |  | Default | 2014-01-01 | 2014-12-31 | Hourly | 0.033565 | 0.033565 | 0.033565 | 0.033565 | 0.033565 | 0.033565 | 0.033565 | 0.033565 | 0.06713 | 0.06713 | 0.06713 | 0.06713 | 0.06713 | 0.06713 | 0.06713 | 0.06713 | 0.06713 | 0.033565 | 0.033565 | 0.033565 | 0.033565 | 0.033565 | 0.033565 | 0.033565 | From DOE Prototype Buildings
OutPatientHealthCare BLDG_LIGHT_STORAGE_SCH_20102013 | Lighting |  | Sat | 2014-01-01 | 2014-12-31 | Hourly | 0.06713 | 0.06713 | 0.06713 | 0.06713 | 0.06713 | 0.06713 | 0.06713 | 0.20139 | 0.20139 | 0.26852 | 0.26852 | 0.26852 | 0.26852 | 0.26852 | 0.26852 | 0.20139 | 0.20139 | 0.20139 | 0.20139 | 0.20139 | 0.06713 | 0.06713 | 0.06713 | 0.06713 | From DOE Prototype Buildings
OutPatientHealthCare BLDG_LIGHT_STORAGE_SCH_20102013 | Lighting |  | WntrDsn | 2014-01-01 | 2014-12-31 | Hourly | 0.1 | 0.1 | 0.1 | 0.1 | 0.1 | 0.1 | 0.1 | 0.3 | 0.3 | 0.4 | 0.4 | 0.4 | 0.4 | 0.4 | 0.4 | 0.3 | 0.3 | 0.3 | 0.3 | 0.3 | 0.1 | 0.1 | 0.1 | 0.1 | From DOE Prototype Buildings
OutPatientHealthCare BLDG_LIGHT_STORAGE_SCH_20102013 | Lighting |  | SmrDsn | 2014-01-01 | 2014-12-31 | Hourly | 0.1 | 0.1 | 0.1 | 0.1 | 0.3 | 0.3 | 0.6 | 0.9 | 0.9 | 0.9 | 0.9 | 0.9 | 0.9 | 0.9 | 0.9 | 0.9 | 0.9 | 0.9 | 0.6 | 0.6 | 0.3 | 0.3 | 0.1 | 0.1 | From DOE Prototype Buildings
OutPatientHealthCare BLDG_LIGHT_STORAGE_SCH_20102013 | Lighting |  | Wkdy | 2014-01-01 | 2014-12-31 | Hourly | 0.06713 | 0.06713 | 0.06713 | 0.06713 | 0.20139 | 0.20139 | 0.40278 | 0.60417 | 0.60417 | 0.60417 | 0.60417 | 0.60417 | 0.60417 | 0.60417 | 0.60417 | 0.60417 | 0.60417 | 0.60417 | 0.40278 | 0.40278 | 0.20139 | 0.20139 | 0.06713 | 0.06713 | From DOE Prototype Buildings
OutPatientHealthCare BLDG_LIGHT_TOILET_SCH | Lighting |  | Default | 2014-01-01 | 2014-12-31 | Hourly | 0.05 | 0.05 | 0.05 | 0.05 | 0.05 | 0.05 | 0.05 | 0.05 | 0.1 | 0.1 | 0.1 | 0.1 | 0.1 | 0.1 | 0.1 | 0.1 | 0.1 | 0.05 | 0.05 | 0.05 | 0.05 | 0.05 | 0.05 | 0.05 | From DOE Prototype Buildings
OutPatientHealthCare BLDG_LIGHT_TOILET_SCH | Lighting |  | WntrDsn¦Sat | 2014-01-01 | 2014-12-31 | Hourly | 0.1 | 0.1 | 0.1 | 0.1 | 0.1 | 0.1 | 0.1 | 0.3 | 0.3 | 0.4 | 0.4 | 0.4 | 0.4 | 0.4 | 0.4 | 0.3 | 0.3 | 0.3 | 0.3 | 0.3 | 0.1 | 0.1 | 0.1 | 0.1 | From DOE Prototype Buildings
OutPatientHealthCare BLDG_LIGHT_TOILET_SCH | Lighting |  | SmrDsn¦Wkdy | 2014-01-01 | 2014-12-31 | Hourly | 0.1 | 0.1 | 0.1 | 0.1 | 0.3 | 0.3 | 0.6 | 0.9 | 0.9 | 0.9 | 0.9 | 0.9 | 0.9 | 0.9 | 0.9 | 0.9 | 0.9 | 0.9 | 0.6 | 0.6 | 0.3 | 0.3 | 0.1 | 0.1 | From DOE Prototype Buildings
OutPatientHealthCare ELEV_LIGHT_FAN_SCH_24_7 | Lighting |  | Default¦WntrDsn¦SmrDsn | 2014-01-01 | 2014-12-31 | Constant | 1 | [23 empty] | From DOE Prototype Buildings
OutPatientHealthCare ELEV_LIGHT_FAN_SCH_ADD_DF | Lighting |  | Default | 2014-01-01 | 2014-12-31 | Hourly | 0.05 | 0.05 | 0.05 | 0.05 | 0.05 | 0.05 | 0.05 | 0.05 | 0.4 | 0.4 | 0.4 | 0.4 | 0.4 | 0.4 | 0.4 | 0.4 | 0.05 | 0.05 | 0.05 | 0.05 | 0.05 | 0.05 | 0.05 | 0.05 | From DOE Prototype Buildings
OutPatientHealthCare ELEV_LIGHT_FAN_SCH_ADD_DF | Lighting |  | WntrDsn | 2014-01-01 | 2014-12-31 | Constant | 0.05 | [23 empty] | From DOE Prototype Buildings
OutPatientHealthCare ELEV_LIGHT_FAN_SCH_ADD_DF | Lighting |  | SmrDsn | 2014-01-01 | 2014-12-31 | Constant | 1 | [23 empty] | From DOE Prototype Buildings
OutPatientHealthCare ELEV_LIGHT_FAN_SCH_ADD_DF | Lighting |  | Sat | 2014-01-01 | 2014-12-31 | Hourly | 0.05 | 0.05 | 0.05 | 0.05 | 0.05 | 0.05 | 0.05 | 0.4 | 0.46 | 0.7 | 0.7 | 0.7 | 0.51 | 0.51 | 0.51 | 0.51 | 0.51 | 0.25 | 0.05 | 0.05 | 0.05 | 0.05 | 0.05 | 0.05 | From DOE Prototype Buildings
OutPatientHealthCare ELEV_LIGHT_FAN_SCH_ADD_DF | Lighting |  | Wkdy | 2014-01-01 | 2014-12-31 | Hourly | 0.05 | 0.05 | 0.05 | 0.05 | 0.05 | 0.05 | 0.05 | 0.5 | 1 | 1 | 1 | 1 | 1 | 1 | 1 | 1 | 1 | 1 | 0.52 | 0.52 | 0.52 | 0.28 | 0.05 | 0.05 | From DOE Prototype Buildings
OutPatientHealthCare Exterior_lighting_schedule_a | Lighting |  | Default¦WntrDsn¦SmrDsn | 2014-01-01 | 2014-12-31 | Hourly | 0 | 0 | 0 | 0 | 0 | 0 | 1 | 1 | 1 | 1 | 1 | 1 | 1 | 1 | 1 | 1 | 1 | 1 | 1 | 1 | 1 | 1 | 1 | 1 | From DOE Prototype Buildings
OutPatientHealthCare Exterior_lighting_schedule_b | Lighting |  | Default¦WntrDsn¦SmrDsn | 2014-01-01 | 2014-12-31 | Hourly | 0.7 | 0.7 | 0.7 | 0.7 | 0.7 | 0.7 | 1 | 1 | 1 | 1 | 1 | 1 | 1 | 1 | 1 | 1 | 1 | 1 | 1 | 1 | 1 | 1 | 1 | 1 | From DOE Prototype Buildings
PrimarySchool Bldg Light | Lighting |  | Default¦SmrDsn | 2014-01-01 | 2014-12-31 | Hourly | 0.1773 | 0.1773 | 0.1773 | 0.1773 | 0.1773 | 0.1773 | 0.1773 | 0.9 | 0.9 | 0.9 | 0.9 | 0.9 | 0.9 | 0.9 | 0.9 | 0.9 | 0.9 | 0.9 | 0.9 | 0.9 | 0.9 | 0.1773 | 0.1773 | 0.1773 | From DOE Reference Buildings
PrimarySchool Bldg Light | Lighting |  | WntrDsn | 2014-01-01 | 2014-12-31 | Constant | 0.1773 | [23 empty] | From DOE Reference Buildings
PrimarySchool Bldg Light | Lighting |  | Wknd | 2014-09-01 | 2014-12-31 | Constant | 0.1773 | [23 empty] | From DOE Reference Buildings
PrimarySchool Bldg Light | Lighting |  | Wkdy | 2014-09-01 | 2014-12-31 | Hourly | 0.1773 | 0.1773 | 0.1773 | 0.1773 | 0.1773 | 0.1773 | 0.1773 | 0.9 | 0.9 | 0.9 | 0.9 | 0.9 | 0.9 | 0.9 | 0.9 | 0.9 | 0.9 | 0.9 | 0.9 | 0.9 | 0.9 | 0.1773 | 0.1773 | 0.1773 | From DOE Reference Buildings
PrimarySchool Bldg Light | Lighting |  | Wknd | 2014-07-01 | 2014-09-01 | Constant | 0.1773 | [23 empty] | From DOE Reference Buildings
PrimarySchool Bldg Light | Lighting |  | Wkdy | 2014-07-01 | 2014-09-01 | Hourly | 0.1773 | 0.1773 | 0.1773 | 0.1773 | 0.1773 | 0.1773 | 0.1773 | 0.1773 | 0.5 | 0.5 | 0.5 | 0.5 | 0.5 | 0.5 | 0.5 | 0.5 | 0.5 | 0.5 | 0.5 | 0.5 | 0.1773 | 0.1773 | 0.1773 | 0.1773 | From DOE Reference Buildings
PrimarySchool Bldg Light | Lighting |  | Wknd | 2014-01-01 | 2014-06-30 | Constant | 0.1773 | [23 empty] | From DOE Reference Buildings
PrimarySchool Exterior Lights | Lighting | Dimensionless | Default¦WntrDsn¦SmrDsn | 2014-01-01 | 2014-12-31 | Hourly | 0 | 0 | 0 | 0 | 0 | 0 | 0 | 1 | 1 | 1 | 1 | 1 | 1 | 1 | 1 | 1 | 1 | 1 | 1 | 1 | 1 | 1 | 1 | 1
PrimarySchool Exterior Lights Always On | Lighting | Dimensionless | Default¦WntrDsn¦SmrDsn | 2014-01-01 | 2014-12-31 | Constant | 1
QuickServiceRestaurant Bldg Light | Lighting |  | Default | 2014-01-01 | 2014-12-31 | Hourly | 0.45 | 0.15 | 0.15 | 0.15 | 0.15 | 0.45 | 0.9 | 0.9 | 0.9 | 0.9 | 0.9 | 0.9 | 0.9 | 0.9 | 0.9 | 0.9 | 0.9 | 0.9 | 0.9 | 0.9 | 0.9 | 0.9 | 0.9 | 0.9 | From DOE Reference Buildings
QuickServiceRestaurant Bldg Light | Lighting |  | WntrDsn | 2014-01-01 | 2014-12-31 | Constant | 0 | [23 empty] | From DOE Reference Buildings
QuickServiceRestaurant Bldg Light | Lighting |  | SmrDsn | 2014-01-01 | 2014-12-31 | Constant | 1 | [23 empty] | From DOE Reference Buildings
ref_case_light | Lighting |  | Wkdy | 2017-01-01 | 2017-12-31 | Hourly | 0.1 | 0.1 | 0.1 | 0.1 | 0.1 | 0.1 | 0.1 | 0.26 | 0.468 | 0.468 | 0.468 | 0.468 | 0.468 | 0.468 | 0.468 | 0.468 | 0.156 | 0.156 | 0.156 | 0.156 | 0.156 | 0.156 | 0.156 | 0.1 | From Commercial Building Energy Saver (CBES) Prototype Models: cbes.lbl.gov
ref_case_light | Lighting |  | Sat | 2017-01-01 | 2017-12-31 | Hourly | 0.1 | 0.1 | 0.1 | 0.1 | 0.1 | 0.1 | 0.1 | 0.104 | 0.208 | 0.208 | 0.208 | 0.208 | 0.208 | 0.208 | 0.208 | 0.208 | 0.208 | 0.208 | 0.1 | 0.1 | 0.1 | 0.1 | 0.1 | 0.1 | From Commercial Building Energy Saver (CBES) Prototype Models: cbes.lbl.gov
ref_case_light | Lighting |  | Hol | 2017-01-01 | 2017-12-31 | Hourly | 0.05 | 0.05 | 0.05 | 0.05 | 0.05 | 0.05 | 0.05 | 0.05 | 0.052 | 0.052 | 0.052 | 0.052 | 0.052 | 0.052 | 0.052 | 0.052 | 0.052 | 0.052 | 0.05 | 0.05 | 0.05 | 0.05 | 0.05 | 0.05 | From Commercial Building Energy Saver (CBES) Prototype Models: cbes.lbl.gov
RestaurantFastFood BLDG_LIGHT_DINING_SCH_2004_2007 | Lighting |  | Default | 2014-01-01 | 2014-12-31 | Hourly | 0.2 | 0.15 | 0.15 | 0.15 | 0.15 | 0.15 | 0.3 | 0.3 | 0.5 | 0.5 | 0.7 | 0.7 | 0.7 | 0.7 | 0.7 | 0.7 | 0.6 | 0.6 | 0.6 | 0.6 | 0.6 | 0.6 | 0.5 | 0.3 | From DOE Prototype Buildings
RestaurantFastFood BLDG_LIGHT_DINING_SCH_2004_2007 | Lighting |  | Wkdy | 2014-01-01 | 2014-12-31 | Hourly | 0.15 | 0.15 | 0.15 | 0.15 | 0.15 | 0.2 | 0.4 | 0.4 | 0.6 | 0.6 | 0.9 | 0.9 | 0.9 | 0.9 | 0.9 | 0.9 | 0.9 | 0.9 | 0.9 | 0.9 | 0.9 | 0.9 | 0.5 | 0.3 | From DOE Prototype Buildings
RestaurantFastFood BLDG_LIGHT_DINING_SCH_2004_2007 | Lighting |  | WntrDsn | 2014-01-01 | 2014-12-31 | Constant | 0 | [23 empty] | From DOE Prototype Buildings
RestaurantFastFood BLDG_LIGHT_DINING_SCH_2004_2007 | Lighting |  | SmrDsn | 2014-01-01 | 2014-12-31 | Constant | 1 | [23 empty] | From DOE Prototype Buildings
RestaurantFastFood BLDG_LIGHT_DINING_SCH_2004_2007 | Lighting |  | Sat | 2014-01-01 | 2014-12-31 | Hourly | 0.2 | 0.15 | 0.15 | 0.15 | 0.15 | 0.15 | 0.3 | 0.3 | 0.6 | 0.6 | 0.8 | 0.8 | 0.8 | 0.8 | 0.8 | 0.8 | 0.8 | 0.9 | 0.9 | 0.9 | 0.9 | 0.9 | 0.5 | 0.3 | From DOE Prototype Buildings
RestaurantFastFood BLDG_LIGHT_DINING_SCH_2010 | Lighting |  | Default | 2014-01-01 | 2014-12-31 | Hourly | 0.19034 | 0.15 | 0.15 | 0.15 | 0.15 | 0.15 | 0.28551 | 0.28551 | 0.47585 | 0.47585 | 0.66619 | 0.66619 | 0.66619 | 0.66619 | 0.66619 | 0.66619 | 0.57102 | 0.57102 | 0.57102 | 0.57102 | 0.57102 | 0.57102 | 0.47585 | 0.28551 | From DOE Prototype Buildings
RestaurantFastFood BLDG_LIGHT_DINING_SCH_2010 | Lighting |  | Wkdy | 2014-01-01 | 2014-12-31 | Hourly | 0.14275 | 0.15 | 0.15 | 0.15 | 0.15 | 0.19034 | 0.38068 | 0.38068 | 0.57102 | 0.57102 | 0.85653 | 0.85653 | 0.85653 | 0.85653 | 0.85653 | 0.85653 | 0.85653 | 0.85653 | 0.85653 | 0.85653 | 0.85653 | 0.85653 | 0.47585 | 0.28551 | From DOE Prototype Buildings
RestaurantFastFood BLDG_LIGHT_DINING_SCH_2010 | Lighting |  | WntrDsn | 2014-01-01 | 2014-12-31 | Constant | 0 | [23 empty] | From DOE Prototype Buildings
RestaurantFastFood BLDG_LIGHT_DINING_SCH_2010 | Lighting |  | SmrDsn | 2014-01-01 | 2014-12-31 | Constant | 1 | [23 empty] | From DOE Prototype Buildings
RestaurantFastFood BLDG_LIGHT_DINING_SCH_2010 | Lighting |  | Sat | 2014-01-01 | 2014-12-31 | Hourly | 0.19034 | 0.15 | 0.15 | 0.15 | 0.15 | 0.15 | 0.28551 | 0.28551 | 0.57102 | 0.57102 | 0.76136 | 0.76136 | 0.76136 | 0.76136 | 0.76136 | 0.76136 | 0.76136 | 0.85653 | 0.85653 | 0.85653 | 0.85653 | 0.85653 | 0.47585 | 0.28551 | From DOE Prototype Buildings
RestaurantFastFood BLDG_LIGHT_DINING_SCH_2013 | Lighting |  | Default | 2014-01-01 | 2014-12-31 | Hourly | 0.1865 | 0.15 | 0.15 | 0.15 | 0.15 | 0.15 | 0.2797 | 0.2797 | 0.4662 | 0.4662 | 0.6527 | 0.6527 | 0.6527 | 0.6527 | 0.6527 | 0.6527 | 0.5594 | 0.5594 | 0.5594 | 0.5594 | 0.5594 | 0.5594 | 0.4662 | 0.2797 | From DOE Prototype Buildings
RestaurantFastFood BLDG_LIGHT_DINING_SCH_2013 | Lighting |  | Wkdy | 2014-01-01 | 2014-12-31 | Hourly | 0.1399 | 0.15 | 0.15 | 0.15 | 0.15 | 0.1865 | 0.373 | 0.373 | 0.5594 | 0.5594 | 0.8391 | 0.8391 | 0.8391 | 0.8391 | 0.8391 | 0.8391 | 0.8391 | 0.8391 | 0.8391 | 0.8391 | 0.8391 | 0.8391 | 0.4662 | 0.2797 | From DOE Prototype Buildings
RestaurantFastFood BLDG_LIGHT_DINING_SCH_2013 | Lighting |  | WntrDsn | 2014-01-01 | 2014-12-31 | Constant | 0 | [23 empty] | From DOE Prototype Buildings
RestaurantFastFood BLDG_LIGHT_DINING_SCH_2013 | Lighting |  | SmrDsn | 2014-01-01 | 2014-12-31 | Constant | 1 | [23 empty] | From DOE Prototype Buildings
RestaurantFastFood BLDG_LIGHT_DINING_SCH_2013 | Lighting |  | Sat | 2014-01-01 | 2014-12-31 | Hourly | 0.1865 | 0.15 | 0.15 | 0.15 | 0.15 | 0.15 | 0.2797 | 0.2797 | 0.5594 | 0.5594 | 0.7459 | 0.7459 | 0.7459 | 0.7459 | 0.7459 | 0.7459 | 0.7459 | 0.8391 | 0.8391 | 0.8391 | 0.8391 | 0.8391 | 0.4662 | 0.2797 | From DOE Prototype Buildings
RestaurantFastFood BLDG_LIGHT_KITCHEN_SCH_2004_2007 | Lighting |  | Default | 2014-01-01 | 2014-12-31 | Hourly | 0.2 | 0.15 | 0.15 | 0.15 | 0.15 | 0.15 | 0.3 | 0.3 | 0.5 | 0.5 | 0.7 | 0.7 | 0.7 | 0.7 | 0.7 | 0.7 | 0.6 | 0.6 | 0.6 | 0.6 | 0.6 | 0.6 | 0.5 | 0.3 | From DOE Prototype Buildings
RestaurantFastFood BLDG_LIGHT_KITCHEN_SCH_2004_2007 | Lighting |  | Wkdy | 2014-01-01 | 2014-12-31 | Hourly | 0.15 | 0.15 | 0.15 | 0.15 | 0.15 | 0.2 | 0.4 | 0.4 | 0.6 | 0.6 | 0.9 | 0.9 | 0.9 | 0.9 | 0.9 | 0.9 | 0.9 | 0.9 | 0.9 | 0.9 | 0.9 | 0.9 | 0.5 | 0.3 | From DOE Prototype Buildings
RestaurantFastFood BLDG_LIGHT_KITCHEN_SCH_2004_2007 | Lighting |  | WntrDsn | 2014-01-01 | 2014-12-31 | Constant | 0 | [23 empty] | From DOE Prototype Buildings
RestaurantFastFood BLDG_LIGHT_KITCHEN_SCH_2004_2007 | Lighting |  | SmrDsn | 2014-01-01 | 2014-12-31 | Constant | 1 | [23 empty] | From DOE Prototype Buildings
RestaurantFastFood BLDG_LIGHT_KITCHEN_SCH_2004_2007 | Lighting |  | Sat | 2014-01-01 | 2014-12-31 | Hourly | 0.2 | 0.15 | 0.15 | 0.15 | 0.15 | 0.15 | 0.3 | 0.3 | 0.6 | 0.6 | 0.8 | 0.8 | 0.8 | 0.8 | 0.8 | 0.8 | 0.8 | 0.9 | 0.9 | 0.9 | 0.9 | 0.9 | 0.5 | 0.3 | From DOE Prototype Buildings
RestaurantFastFood BLDG_LIGHT_KITCHEN_SCH_2010_2013 | Lighting |  | Default | 2014-01-01 | 2014-12-31 | Hourly | 0.17776 | 0.15 | 0.15 | 0.15 | 0.15 | 0.15 | 0.26664 | 0.26664 | 0.4444 | 0.4444 | 0.62216 | 0.62216 | 0.62216 | 0.62216 | 0.62216 | 0.62216 | 0.53328 | 0.53328 | 0.53328 | 0.53328 | 0.53328 | 0.53328 | 0.4444 | 0.26664 | From DOE Prototype Buildings
RestaurantFastFood BLDG_LIGHT_KITCHEN_SCH_2010_2013 | Lighting |  | Wkdy | 2014-01-01 | 2014-12-31 | Hourly | 0.13332 | 0.15 | 0.15 | 0.15 | 0.15 | 0.17776 | 0.35552 | 0.35552 | 0.53328 | 0.53328 | 0.79992 | 0.79992 | 0.79992 | 0.79992 | 0.79992 | 0.79992 | 0.79992 | 0.79992 | 0.79992 | 0.79992 | 0.79992 | 0.79992 | 0.4444 | 0.26664 | From DOE Prototype Buildings
RestaurantFastFood BLDG_LIGHT_KITCHEN_SCH_2010_2013 | Lighting |  | WntrDsn | 2014-01-01 | 2014-12-31 | Constant | 0 | [23 empty] | From DOE Prototype Buildings
RestaurantFastFood BLDG_LIGHT_KITCHEN_SCH_2010_2013 | Lighting |  | SmrDsn | 2014-01-01 | 2014-12-31 | Constant | 1 | [23 empty] | From DOE Prototype Buildings
RestaurantFastFood BLDG_LIGHT_KITCHEN_SCH_2010_2013 | Lighting |  | Sat | 2014-01-01 | 2014-12-31 | Hourly | 0.17776 | 0.15 | 0.15 | 0.15 | 0.15 | 0.15 | 0.26664 | 0.26664 | 0.53328 | 0.53328 | 0.71104 | 0.71104 | 0.71104 | 0.71104 | 0.71104 | 0.71104 | 0.71104 | 0.79992 | 0.79992 | 0.79992 | 0.79992 | 0.79992 | 0.4444 | 0.26664 | From DOE Prototype Buildings
RestaurantFastFood BLDG_LIGHT_SCH | Lighting |  | Default | 2014-01-01 | 2014-12-31 | Hourly | 0.2 | 0.15 | 0.15 | 0.15 | 0.15 | 0.15 | 0.3 | 0.3 | 0.6 | 0.6 | 0.8 | 0.8 | 0.8 | 0.8 | 0.8 | 0.8 | 0.8 | 0.9 | 0.9 | 0.9 | 0.9 | 0.9 | 0.5 | 0.3 | From DOE Prototype Buildings
RestaurantFastFood BLDG_LIGHT_SCH | Lighting |  | WntrDsn | 2014-01-01 | 2014-12-31 | Constant | 0 | [23 empty] | From DOE Prototype Buildings
RestaurantFastFood BLDG_LIGHT_SCH | Lighting |  | SmrDsn | 2014-01-01 | 2014-12-31 | Constant | 1 | [23 empty] | From DOE Prototype Buildings
RestaurantFastFood BLDG_LIGHT_SCH | Lighting |  | Sun¦Wkdy | 2014-01-01 | 2014-12-31 | Hourly | 0.2 | 0.15 | 0.15 | 0.15 | 0.15 | 0.15 | 0.3 | 0.3 | 0.5 | 0.5 | 0.7 | 0.7 | 0.7 | 0.7 | 0.7 | 0.7 | 0.6 | 0.6 | 0.6 | 0.6 | 0.6 | 0.6 | 0.5 | 0.3 | From DOE Prototype Buildings
RestaurantFastFood Exterior_lighting_schedule_a | Lighting |  | Default¦WntrDsn¦SmrDsn | 2014-01-01 | 2014-12-31 | Hourly | 1 | 0 | 0 | 0 | 0 | 0 | 1 | 1 | 1 | 1 | 1 | 1 | 1 | 1 | 1 | 1 | 1 | 1 | 1 | 1 | 1 | 1 | 1 | 1 | From DOE Prototype Buildings
RestaurantFastFood Exterior_lighting_schedule_b | Lighting |  | Default¦WntrDsn¦SmrDsn | 2014-01-01 | 2014-12-31 | Hourly | 1 | 0.7 | 0.7 | 0.7 | 0.7 | 0.7 | 1 | 1 | 1 | 1 | 1 | 1 | 1 | 1 | 1 | 1 | 1 | 1 | 1 | 1 | 1 | 1 | 1 | 1 | From DOE Prototype Buildings
RestaurantSitDown BLDG_LIGHT_DINING_SCH | Lighting |  | Default | 2014-01-01 | 2014-12-31 | Hourly | 0.2 | 0.15 | 0.15 | 0.15 | 0.15 | 0.15 | 0.3 | 0.3 | 0.6 | 0.6 | 0.8 | 0.8 | 0.8 | 0.8 | 0.8 | 0.8 | 0.8 | 0.9 | 0.9 | 0.9 | 0.9 | 0.9 | 0.5 | 0.3 | From DOE Prototype Buildings
RestaurantSitDown BLDG_LIGHT_DINING_SCH | Lighting |  | WntrDsn | 2014-01-01 | 2014-12-31 | Constant | 0 | [23 empty] | From DOE Prototype Buildings
RestaurantSitDown BLDG_LIGHT_DINING_SCH | Lighting |  | SmrDsn | 2014-01-01 | 2014-12-31 | Constant | 1 | [23 empty] | From DOE Prototype Buildings
RestaurantSitDown BLDG_LIGHT_DINING_SCH | Lighting |  | Sun¦Wkdy | 2014-01-01 | 2014-12-31 | Hourly | 0.2 | 0.15 | 0.15 | 0.15 | 0.15 | 0.15 | 0.3 | 0.3 | 0.5 | 0.5 | 0.7 | 0.7 | 0.7 | 0.7 | 0.7 | 0.7 | 0.6 | 0.6 | 0.6 | 0.6 | 0.6 | 0.6 | 0.5 | 0.3 | From DOE Prototype Buildings
RestaurantSitDown BLDG_LIGHT_DINING_SCH_2010 | Lighting |  | Default | 2014-01-01 | 2014-12-31 | Hourly | 0.1944 | 0.15 | 0.15 | 0.15 | 0.15 | 0.15 | 0.2916 | 0.2916 | 0.4861 | 0.4861 | 0.6805 | 0.6805 | 0.6805 | 0.6805 | 0.6805 | 0.6805 | 0.5833 | 0.5833 | 0.5833 | 0.5833 | 0.5833 | 0.5833 | 0.4861 | 0.2916 | From DOE Prototype Buildings
RestaurantSitDown BLDG_LIGHT_DINING_SCH_2010 | Lighting |  | Wkdy | 2014-01-01 | 2014-12-31 | Hourly | 0.1458 | 0.15 | 0.15 | 0.15 | 0.15 | 0.1944 | 0.3888 | 0.3888 | 0.5833 | 0.5833 | 0.8749 | 0.8749 | 0.8749 | 0.8749 | 0.8749 | 0.8749 | 0.8749 | 0.8749 | 0.8749 | 0.8749 | 0.8749 | 0.8749 | 0.4861 | 0.2916 | From DOE Prototype Buildings
RestaurantSitDown BLDG_LIGHT_DINING_SCH_2010 | Lighting |  | WntrDsn | 2014-01-01 | 2014-12-31 | Constant | 0 | [23 empty] | From DOE Prototype Buildings
RestaurantSitDown BLDG_LIGHT_DINING_SCH_2010 | Lighting |  | SmrDsn | 2014-01-01 | 2014-12-31 | Constant | 1 | [23 empty] | From DOE Prototype Buildings
RestaurantSitDown BLDG_LIGHT_DINING_SCH_2010 | Lighting |  | Sat | 2014-01-01 | 2014-12-31 | Hourly | 0.1944 | 0.15 | 0.15 | 0.15 | 0.15 | 0.15 | 0.2916 | 0.2916 | 0.5833 | 0.5833 | 0.7777 | 0.7777 | 0.7777 | 0.7777 | 0.7777 | 0.7777 | 0.7777 | 0.8749 | 0.8749 | 0.8749 | 0.8749 | 0.8749 | 0.4861 | 0.2916 | From DOE Prototype Buildings
RestaurantSitDown BLDG_LIGHT_DINING_SCH_2013 | Lighting |  | Default | 2014-01-01 | 2014-12-31 | Hourly | 0.1877 | 0.15 | 0.15 | 0.15 | 0.15 | 0.15 | 0.2816 | 0.2816 | 0.4693 | 0.4693 | 0.657 | 0.657 | 0.657 | 0.657 | 0.657 | 0.657 | 0.5631 | 0.5631 | 0.5631 | 0.5631 | 0.5631 | 0.5631 | 0.4693 | 0.2816 | From DOE Prototype Buildings
RestaurantSitDown BLDG_LIGHT_DINING_SCH_2013 | Lighting |  | Wkdy | 2014-01-01 | 2014-12-31 | Hourly | 0.1408 | 0.15 | 0.15 | 0.15 | 0.15 | 0.1877 | 0.3754 | 0.3754 | 0.5631 | 0.5631 | 0.8447 | 0.8447 | 0.8447 | 0.8447 | 0.8447 | 0.8447 | 0.8447 | 0.8447 | 0.8447 | 0.8447 | 0.8447 | 0.8447 | 0.4693 | 0.2816 | From DOE Prototype Buildings
RestaurantSitDown BLDG_LIGHT_DINING_SCH_2013 | Lighting |  | WntrDsn | 2014-01-01 | 2014-12-31 | Constant | 0 | [23 empty] | From DOE Prototype Buildings
RestaurantSitDown BLDG_LIGHT_DINING_SCH_2013 | Lighting |  | SmrDsn | 2014-01-01 | 2014-12-31 | Constant | 1 | [23 empty] | From DOE Prototype Buildings
RestaurantSitDown BLDG_LIGHT_DINING_SCH_2013 | Lighting |  | Sat | 2014-01-01 | 2014-12-31 | Hourly | 0.1877 | 0.15 | 0.15 | 0.15 | 0.15 | 0.15 | 0.2816 | 0.2816 | 0.5631 | 0.5631 | 0.7509 | 0.7509 | 0.7509 | 0.7509 | 0.7509 | 0.7509 | 0.7509 | 0.8447 | 0.8447 | 0.8447 | 0.8447 | 0.8447 | 0.4693 | 0.2816 | From DOE Prototype Buildings
RestaurantSitDown BLDG_LIGHT_KITCHEN_SCH | Lighting |  | Default | 2014-01-01 | 2014-12-31 | Hourly | 0.2 | 0.15 | 0.15 | 0.15 | 0.15 | 0.15 | 0.3 | 0.3 | 0.6 | 0.6 | 0.8 | 0.8 | 0.8 | 0.8 | 0.8 | 0.8 | 0.8 | 0.9 | 0.9 | 0.9 | 0.9 | 0.9 | 0.5 | 0.3 | From DOE Prototype Buildings
RestaurantSitDown BLDG_LIGHT_KITCHEN_SCH | Lighting |  | WntrDsn | 2014-01-01 | 2014-12-31 | Constant | 0 | [23 empty] | From DOE Prototype Buildings
RestaurantSitDown BLDG_LIGHT_KITCHEN_SCH | Lighting |  | SmrDsn | 2014-01-01 | 2014-12-31 | Constant | 1 | [23 empty] | From DOE Prototype Buildings
RestaurantSitDown BLDG_LIGHT_KITCHEN_SCH | Lighting |  | Sun¦Wkdy | 2014-01-01 | 2014-12-31 | Hourly | 0.2 | 0.15 | 0.15 | 0.15 | 0.15 | 0.15 | 0.3 | 0.3 | 0.5 | 0.5 | 0.7 | 0.7 | 0.7 | 0.7 | 0.7 | 0.7 | 0.6 | 0.6 | 0.6 | 0.6 | 0.6 | 0.6 | 0.5 | 0.3 | From DOE Prototype Buildings
RestaurantSitDown BLDG_LIGHT_KITCHEN_SCH_2004_2007 | Lighting |  | Default | 2014-01-01 | 2014-12-31 | Hourly | 0.2 | 0.15 | 0.15 | 0.15 | 0.15 | 0.15 | 0.3 | 0.3 | 0.5 | 0.5 | 0.7 | 0.7 | 0.7 | 0.7 | 0.7 | 0.7 | 0.6 | 0.6 | 0.6 | 0.6 | 0.6 | 0.6 | 0.5 | 0.3 | From DOE Prototype Buildings
RestaurantSitDown BLDG_LIGHT_KITCHEN_SCH_2004_2007 | Lighting |  | Wkdy | 2014-01-01 | 2014-12-31 | Hourly | 0.15 | 0.15 | 0.15 | 0.15 | 0.15 | 0.2 | 0.4 | 0.4 | 0.6 | 0.6 | 0.9 | 0.9 | 0.9 | 0.9 | 0.9 | 0.9 | 0.9 | 0.9 | 0.9 | 0.9 | 0.9 | 0.9 | 0.5 | 0.3 | From DOE Prototype Buildings
RestaurantSitDown BLDG_LIGHT_KITCHEN_SCH_2004_2007 | Lighting |  | WntrDsn | 2014-01-01 | 2014-12-31 | Constant | 0 | [23 empty] | From DOE Prototype Buildings
RestaurantSitDown BLDG_LIGHT_KITCHEN_SCH_2004_2007 | Lighting |  | SmrDsn | 2014-01-01 | 2014-12-31 | Constant | 1 | [23 empty] | From DOE Prototype Buildings
RestaurantSitDown BLDG_LIGHT_KITCHEN_SCH_2004_2007 | Lighting |  | Sat | 2014-01-01 | 2014-12-31 | Hourly | 0.2 | 0.15 | 0.15 | 0.15 | 0.15 | 0.15 | 0.3 | 0.3 | 0.6 | 0.6 | 0.8 | 0.8 | 0.8 | 0.8 | 0.8 | 0.8 | 0.8 | 0.9 | 0.9 | 0.9 | 0.9 | 0.9 | 0.5 | 0.3 | From DOE Prototype Buildings
RestaurantSitDown BLDG_LIGHT_KITCHEN_SCH_2010_2013 | Lighting |  | Default | 2014-01-01 | 2014-12-31 | Hourly | 0.16446 | 0.15 | 0.15 | 0.15 | 0.15 | 0.15 | 0.24669 | 0.24669 | 0.41115 | 0.41115 | 0.57561 | 0.57561 | 0.57561 | 0.57561 | 0.57561 | 0.57561 | 0.49338 | 0.49338 | 0.49338 | 0.49338 | 0.49338 | 0.49338 | 0.41115 | 0.24669 | From DOE Prototype Buildings
RestaurantSitDown BLDG_LIGHT_KITCHEN_SCH_2010_2013 | Lighting |  | Wkdy | 2014-01-01 | 2014-12-31 | Hourly | 0.12334 | 0.15 | 0.15 | 0.15 | 0.15 | 0.16446 | 0.32892 | 0.32892 | 0.49338 | 0.49338 | 0.74007 | 0.74007 | 0.74007 | 0.74007 | 0.74007 | 0.74007 | 0.74007 | 0.74007 | 0.74007 | 0.74007 | 0.74007 | 0.74007 | 0.41115 | 0.24669 | From DOE Prototype Buildings
RestaurantSitDown BLDG_LIGHT_KITCHEN_SCH_2010_2013 | Lighting |  | WntrDsn | 2014-01-01 | 2014-12-31 | Constant | 0 | [23 empty] | From DOE Prototype Buildings
RestaurantSitDown BLDG_LIGHT_KITCHEN_SCH_2010_2013 | Lighting |  | SmrDsn | 2014-01-01 | 2014-12-31 | Constant | 1 | [23 empty] | From DOE Prototype Buildings
RestaurantSitDown BLDG_LIGHT_KITCHEN_SCH_2010_2013 | Lighting |  | Sat | 2014-01-01 | 2014-12-31 | Hourly | 0.16446 | 0.15 | 0.15 | 0.15 | 0.15 | 0.15 | 0.24669 | 0.24669 | 0.49338 | 0.49338 | 0.65784 | 0.65784 | 0.65784 | 0.65784 | 0.65784 | 0.65784 | 0.65784 | 0.74007 | 0.74007 | 0.74007 | 0.74007 | 0.74007 | 0.41115 | 0.24669 | From DOE Prototype Buildings
RestaurantSitDown BLDG_LIGHT_SCH | Lighting |  | Default | 2014-01-01 | 2014-12-31 | Hourly | 0.2 | 0.15 | 0.15 | 0.15 | 0.15 | 0.15 | 0.3 | 0.3 | 0.6 | 0.6 | 0.8 | 0.8 | 0.8 | 0.8 | 0.8 | 0.8 | 0.8 | 0.9 | 0.9 | 0.9 | 0.9 | 0.9 | 0.5 | 0.3 | From DOE Prototype Buildings
RestaurantSitDown BLDG_LIGHT_SCH | Lighting |  | WntrDsn | 2014-01-01 | 2014-12-31 | Constant | 0 | [23 empty] | From DOE Prototype Buildings
RestaurantSitDown BLDG_LIGHT_SCH | Lighting |  | SmrDsn | 2014-01-01 | 2014-12-31 | Constant | 1 | [23 empty] | From DOE Prototype Buildings
RestaurantSitDown BLDG_LIGHT_SCH | Lighting |  | Sun¦Wkdy | 2014-01-01 | 2014-12-31 | Hourly | 0.2 | 0.15 | 0.15 | 0.15 | 0.15 | 0.15 | 0.3 | 0.3 | 0.5 | 0.5 | 0.7 | 0.7 | 0.7 | 0.7 | 0.7 | 0.7 | 0.6 | 0.6 | 0.6 | 0.6 | 0.6 | 0.6 | 0.5 | 0.3 | From DOE Prototype Buildings
RestaurantSitDown Exterior_lighting_schedule_a | Lighting |  | Default¦WntrDsn¦SmrDsn | 2014-01-01 | 2014-12-31 | Hourly | 1 | 0 | 0 | 0 | 0 | 0 | 1 | 1 | 1 | 1 | 1 | 1 | 1 | 1 | 1 | 1 | 1 | 1 | 1 | 1 | 1 | 1 | 1 | 1 | From DOE Prototype Buildings
RestaurantSitDown Exterior_lighting_schedule_b | Lighting |  | Default¦WntrDsn¦SmrDsn | 2014-01-01 | 2014-12-31 | Hourly | 1 | 0.7 | 0.7 | 0.7 | 0.7 | 0.7 | 1 | 1 | 1 | 1 | 1 | 1 | 1 | 1 | 1 | 1 | 1 | 1 | 1 | 1 | 1 | 1 | 1 | 1 | From DOE Prototype Buildings
Retail Bldg Light | Lighting |  | Default | 2014-01-01 | 2014-12-31 | Hourly | 0.05 | 0.05 | 0.05 | 0.05 | 0.05 | 0.05 | 0.05 | 0.2 | 0.5 | 0.9 | 0.9 | 0.9 | 0.9 | 0.9 | 0.9 | 0.9 | 0.9 | 0.9 | 0.6 | 0.6 | 0.5 | 0.2 | 0.05 | 0.05 | From DOE Reference Buildings
Retail Bldg Light | Lighting |  | WntrDsn | 2014-01-01 | 2014-12-31 | Constant | 0 | [23 empty] | From DOE Reference Buildings
Retail Bldg Light | Lighting |  | SmrDsn | 2014-01-01 | 2014-12-31 | Constant | 1 | [23 empty] | From DOE Reference Buildings
Retail Bldg Light | Lighting |  | Sun | 2014-01-01 | 2014-12-31 | Hourly | 0.05 | 0.05 | 0.05 | 0.05 | 0.05 | 0.05 | 0.05 | 0.05 | 0.1 | 0.1 | 0.4 | 0.4 | 0.6 | 0.6 | 0.6 | 0.6 | 0.6 | 0.4 | 0.2 | 0.05 | 0.05 | 0.05 | 0.05 | 0.05 | From DOE Reference Buildings
Retail Bldg Light | Lighting |  | Sat | 2014-01-01 | 2014-12-31 | Hourly | 0.05 | 0.05 | 0.05 | 0.05 | 0.05 | 0.05 | 0.05 | 0.1 | 0.3 | 0.6 | 0.9 | 0.9 | 0.9 | 0.9 | 0.9 | 0.9 | 0.9 | 0.9 | 0.5 | 0.3 | 0.3 | 0.1 | 0.05 | 0.05 | From DOE Reference Buildings
Retail_WithOccSensor_Lights | Lighting |  | Sun | 2017-01-01 | 2017-12-31 | Hourly | 0.05 | 0.05 | 0.05 | 0.05 | 0.05 | 0.05 | 0.05 | 0.05 | 0.1 | 0.1 | 0.4 | 0.4 | 0.55 | 0.55 | 0.55 | 0.55 | 0.55 | 0.4 | 0.2 | 0.05 | 0.05 | 0.05 | 0.05 | 0.05 | From Commercial Building Energy Saver (CBES) Prototype Models: cbes.lbl.gov
Retail_WithOccSensor_Lights | Lighting |  | Wkdy | 2017-01-01 | 2017-12-31 | Hourly | 0.05 | 0.05 | 0.05 | 0.05 | 0.05 | 0.05 | 0.05 | 0.1 | 0.3 | 0.85 | 0.85 | 0.85 | 0.85 | 0.85 | 0.85 | 0.85 | 0.85 | 0.85 | 0.55 | 0.55 | 0.3 | 0.05 | 0.05 | 0.05 | From Commercial Building Energy Saver (CBES) Prototype Models: cbes.lbl.gov
Retail_WithOccSensor_Lights | Lighting |  | Sat | 2017-01-01 | 2017-12-31 | Hourly | 0.05 | 0.05 | 0.05 | 0.05 | 0.05 | 0.05 | 0.05 | 0.1 | 0.3 | 0.55 | 0.85 | 0.85 | 0.85 | 0.85 | 0.85 | 0.85 | 0.85 | 0.85 | 0.5 | 0.3 | 0.3 | 0.1 | 0.05 | 0.05 | From Commercial Building Energy Saver (CBES) Prototype Models: cbes.lbl.gov
RetailLights | Lighting |  | Default | 2017-01-01 | 2017-12-31 | Hourly | 0.05 | 0.05 | 0.05 | 0.05 | 0.05 | 0.05 | 0.05 | 0.2 | 0.5 | 0.85 | 0.85 | 0.85 | 0.85 | 0.85 | 0.85 | 0.85 | 0.85 | 0.85 | 0.55 | 0.55 | 0.5 | 0.2 | 0.05 | 0.05 | From Commercial Building Energy Saver (CBES) Prototype Models: cbes.lbl.gov
RetailLights | Lighting |  | WntrDsn | 2017-01-01 | 2017-12-31 | Constant | 0 | [23 empty] | From Commercial Building Energy Saver (CBES) Prototype Models: cbes.lbl.gov
RetailLights | Lighting |  | SmrDsn | 2017-01-01 | 2017-12-31 | Constant | 1 | [23 empty] | From Commercial Building Energy Saver (CBES) Prototype Models: cbes.lbl.gov
RetailLights | Lighting |  | Sun | 2017-01-01 | 2017-12-31 | Hourly | 0.05 | 0.05 | 0.05 | 0.05 | 0.05 | 0.05 | 0.05 | 0.05 | 0.1 | 0.1 | 0.4 | 0.4 | 0.55 | 0.55 | 0.55 | 0.55 | 0.55 | 0.4 | 0.2 | 0.05 | 0.05 | 0.05 | 0.05 | 0.05 | From Commercial Building Energy Saver (CBES) Prototype Models: cbes.lbl.gov
RetailLights | Lighting |  | Sat | 2017-01-01 | 2017-12-31 | Hourly | 0.05 | 0.05 | 0.05 | 0.05 | 0.05 | 0.05 | 0.05 | 0.1 | 0.3 | 0.55 | 0.85 | 0.85 | 0.85 | 0.85 | 0.85 | 0.85 | 0.85 | 0.85 | 0.5 | 0.3 | 0.3 | 0.1 | 0.05 | 0.05 | From Commercial Building Energy Saver (CBES) Prototype Models: cbes.lbl.gov
RetailStandalone BLDG_LIGHT_BACK_SCH | Lighting |  | Default | 2014-01-01 | 2014-12-31 | Hourly | 0.05 | 0.05 | 0.05 | 0.05 | 0.05 | 0.05 | 0.05 | 0.05 | 0.05 | 0.1 | 0.4 | 0.4 | 0.6 | 0.6 | 0.6 | 0.6 | 0.6 | 0.4 | 0.2 | 0.05 | 0.05 | 0.05 | 0.05 | 0.05 | From DOE Prototype Buildings
RetailStandalone BLDG_LIGHT_BACK_SCH | Lighting |  | WntrDsn | 2014-01-01 | 2014-12-31 | Constant | 0 | [23 empty] | From DOE Prototype Buildings
RetailStandalone BLDG_LIGHT_BACK_SCH | Lighting |  | SmrDsn | 2014-01-01 | 2014-12-31 | Constant | 1 | [23 empty] | From DOE Prototype Buildings
RetailStandalone BLDG_LIGHT_BACK_SCH | Lighting |  | Sat | 2014-01-01 | 2014-12-31 | Hourly | 0.05 | 0.05 | 0.05 | 0.05 | 0.05 | 0.05 | 0.05 | 0.1 | 0.3 | 0.6 | 0.9 | 0.9 | 0.9 | 0.9 | 0.9 | 0.9 | 0.9 | 0.9 | 0.5 | 0.3 | 0.3 | 0.1 | 0.05 | 0.05 | From DOE Prototype Buildings
RetailStandalone BLDG_LIGHT_BACK_SCH | Lighting |  | Wkdy | 2014-01-01 | 2014-12-31 | Hourly | 0.05 | 0.05 | 0.05 | 0.05 | 0.05 | 0.05 | 0.05 | 0.2 | 0.4 | 0.9 | 0.9 | 0.9 | 0.9 | 0.9 | 0.9 | 0.9 | 0.9 | 0.9 | 0.5 | 0.5 | 0.5 | 0.2 | 0.05 | 0.05 | From DOE Prototype Buildings
RetailStandalone BLDG_LIGHT_BACK_SCH_2013 | Lighting |  | Default | 2014-01-01 | 2014-12-31 | Hourly | 0.05 | 0.05 | 0.05 | 0.05 | 0.05 | 0.05 | 0.05 | 0.05 | 0.05 | 0.078205 | 0.31282 | 0.31282 | 0.46923 | 0.46923 | 0.46923 | 0.46923 | 0.46923 | 0.31282 | 0.15641 | 0.05 | 0.05 | 0.05 | 0.05 | 0.05 | From DOE Prototype Buildings
RetailStandalone BLDG_LIGHT_BACK_SCH_2013 | Lighting |  | WntrDsn | 2014-01-01 | 2014-12-31 | Constant | 0 | [23 empty] | From DOE Prototype Buildings
RetailStandalone BLDG_LIGHT_BACK_SCH_2013 | Lighting |  | SmrDsn | 2014-01-01 | 2014-12-31 | Constant | 1 | [23 empty] | From DOE Prototype Buildings
RetailStandalone BLDG_LIGHT_BACK_SCH_2013 | Lighting |  | Sat | 2014-01-01 | 2014-12-31 | Hourly | 0.05 | 0.05 | 0.05 | 0.05 | 0.05 | 0.05 | 0.05 | 0.078205 | 0.23461 | 0.46923 | 0.70384 | 0.70384 | 0.70384 | 0.70384 | 0.70384 | 0.70384 | 0.70384 | 0.70384 | 0.39102 | 0.23461 | 0.23461 | 0.078205 | 0.05 | 0.05 | From DOE Prototype Buildings
RetailStandalone BLDG_LIGHT_BACK_SCH_2013 | Lighting |  | Wkdy | 2014-01-01 | 2014-12-31 | Hourly | 0.05 | 0.05 | 0.05 | 0.05 | 0.05 | 0.05 | 0.05 | 0.15641 | 0.31282 | 0.70384 | 0.70384 | 0.70384 | 0.70384 | 0.70384 | 0.70384 | 0.70384 | 0.70384 | 0.70384 | 0.39102 | 0.39102 | 0.39102 | 0.2 | 0.05 | 0.05 | From DOE Prototype Buildings
RetailStandalone BLDG_LIGHT_ENTRY_SCH | Lighting |  | Default | 2014-01-01 | 2014-12-31 | Hourly | 0.05 | 0.05 | 0.05 | 0.05 | 0.05 | 0.05 | 0.05 | 0.05 | 0.05 | 0.1 | 0.4 | 0.4 | 0.6 | 0.6 | 0.6 | 0.6 | 0.6 | 0.4 | 0.2 | 0.05 | 0.05 | 0.05 | 0.05 | 0.05 | From DOE Prototype Buildings
RetailStandalone BLDG_LIGHT_ENTRY_SCH | Lighting |  | WntrDsn | 2014-01-01 | 2014-12-31 | Constant | 0 | [23 empty] | From DOE Prototype Buildings
RetailStandalone BLDG_LIGHT_ENTRY_SCH | Lighting |  | SmrDsn | 2014-01-01 | 2014-12-31 | Constant | 1 | [23 empty] | From DOE Prototype Buildings
RetailStandalone BLDG_LIGHT_ENTRY_SCH | Lighting |  | Sat | 2014-01-01 | 2014-12-31 | Hourly | 0.05 | 0.05 | 0.05 | 0.05 | 0.05 | 0.05 | 0.05 | 0.1 | 0.3 | 0.6 | 0.9 | 0.9 | 0.9 | 0.9 | 0.9 | 0.9 | 0.9 | 0.9 | 0.5 | 0.3 | 0.3 | 0.1 | 0.05 | 0.05 | From DOE Prototype Buildings
RetailStandalone BLDG_LIGHT_ENTRY_SCH | Lighting |  | Wkdy | 2014-01-01 | 2014-12-31 | Hourly | 0.05 | 0.05 | 0.05 | 0.05 | 0.05 | 0.05 | 0.05 | 0.2 | 0.4 | 0.9 | 0.9 | 0.9 | 0.9 | 0.9 | 0.9 | 0.9 | 0.9 | 0.9 | 0.5 | 0.5 | 0.5 | 0.2 | 0.05 | 0.05 | From DOE Prototype Buildings
RetailStandalone BLDG_LIGHT_ENTRY_SCH_2013 | Lighting |  | Default | 2014-01-01 | 2014-12-31 | Hourly | 0.05 | 0.05 | 0.05 | 0.05 | 0.05 | 0.05 | 0.05 | 0.05 | 0.05 | 0.082 | 0.328 | 0.328 | 0.492 | 0.492 | 0.492 | 0.492 | 0.492 | 0.328 | 0.164 | 0.05 | 0.05 | 0.05 | 0.05 | 0.05 | From DOE Prototype Buildings
RetailStandalone BLDG_LIGHT_ENTRY_SCH_2013 | Lighting |  | WntrDsn | 2014-01-01 | 2014-12-31 | Constant | 0 | [23 empty] | From DOE Prototype Buildings
RetailStandalone BLDG_LIGHT_ENTRY_SCH_2013 | Lighting |  | SmrDsn | 2014-01-01 | 2014-12-31 | Constant | 1 | [23 empty] | From DOE Prototype Buildings
RetailStandalone BLDG_LIGHT_ENTRY_SCH_2013 | Lighting |  | Sat | 2014-01-01 | 2014-12-31 | Hourly | 0.05 | 0.05 | 0.05 | 0.05 | 0.05 | 0.05 | 0.05 | 0.082 | 0.246 | 0.492 | 0.738 | 0.738 | 0.738 | 0.738 | 0.738 | 0.738 | 0.738 | 0.738 | 0.41 | 0.246 | 0.246 | 0.082 | 0.05 | 0.05 | From DOE Prototype Buildings
RetailStandalone BLDG_LIGHT_ENTRY_SCH_2013 | Lighting |  | Wkdy | 2014-01-01 | 2014-12-31 | Hourly | 0.05 | 0.05 | 0.05 | 0.05 | 0.05 | 0.05 | 0.05 | 0.164 | 0.328 | 0.738 | 0.738 | 0.738 | 0.738 | 0.738 | 0.738 | 0.738 | 0.738 | 0.738 | 0.41 | 0.41 | 0.41 | 0.2 | 0.05 | 0.05 | From DOE Prototype Buildings
RetailStandalone BLDG_LIGHT_FRONT_2010_SCH | Lighting |  | Default | 2014-01-01 | 2014-12-31 | Hourly | 0.05 | 0.05 | 0.05 | 0.05 | 0.05 | 0.05 | 0.05 | 0.05 | 0.05 | 0.1 | 0.4 | 0.4 | 0.6 | 0.6 | 0.6 | 0.6 | 0.6 | 0.4 | 0.2 | 0.05 | 0.05 | 0.05 | 0.05 | 0.05 | From DOE Prototype Buildings
RetailStandalone BLDG_LIGHT_FRONT_2010_SCH | Lighting |  | WntrDsn | 2014-01-01 | 2014-12-31 | Constant | 0 | [23 empty] | From DOE Prototype Buildings
RetailStandalone BLDG_LIGHT_FRONT_2010_SCH | Lighting |  | SmrDsn | 2014-01-01 | 2014-12-31 | Constant | 1 | [23 empty] | From DOE Prototype Buildings
RetailStandalone BLDG_LIGHT_FRONT_2010_SCH | Lighting |  | Sat | 2014-01-01 | 2014-12-31 | Hourly | 0.05 | 0.05 | 0.05 | 0.05 | 0.05 | 0.05 | 0.05 | 0.1 | 0.3 | 0.6 | 0.9 | 0.9 | 0.9 | 0.9 | 0.9 | 0.9 | 0.9 | 0.9 | 0.5 | 0.3 | 0.3 | 0.1 | 0.05 | 0.05 | From DOE Prototype Buildings
RetailStandalone BLDG_LIGHT_FRONT_2010_SCH | Lighting |  | Wkdy | 2014-01-01 | 2014-12-31 | Hourly | 0.05 | 0.05 | 0.05 | 0.05 | 0.05 | 0.05 | 0.05 | 0.2 | 0.4 | 0.9 | 0.9 | 0.9 | 0.9 | 0.9 | 0.9 | 0.9 | 0.9 | 0.9 | 0.5 | 0.5 | 0.5 | 0.2 | 0.05 | 0.05 | From DOE Prototype Buildings
RetailStandalone BLDG_LIGHT_FRONT_SCH | Lighting |  | Default | 2014-01-01 | 2014-12-31 | Hourly | 0.05 | 0.05 | 0.05 | 0.05 | 0.05 | 0.05 | 0.05 | 0.05 | 0.05 | 0.1 | 0.4 | 0.4 | 0.6 | 0.6 | 0.6 | 0.6 | 0.6 | 0.4 | 0.2 | 0.05 | 0.05 | 0.05 | 0.05 | 0.05 | From DOE Prototype Buildings
RetailStandalone BLDG_LIGHT_FRONT_SCH | Lighting |  | WntrDsn | 2014-01-01 | 2014-12-31 | Constant | 0 | [23 empty] | From DOE Prototype Buildings
RetailStandalone BLDG_LIGHT_FRONT_SCH | Lighting |  | SmrDsn | 2014-01-01 | 2014-12-31 | Constant | 1 | [23 empty] | From DOE Prototype Buildings
RetailStandalone BLDG_LIGHT_FRONT_SCH | Lighting |  | Sat | 2014-01-01 | 2014-12-31 | Hourly | 0.05 | 0.05 | 0.05 | 0.05 | 0.05 | 0.05 | 0.05 | 0.1 | 0.3 | 0.6 | 0.9 | 0.9 | 0.9 | 0.9 | 0.9 | 0.9 | 0.9 | 0.9 | 0.5 | 0.3 | 0.3 | 0.1 | 0.05 | 0.05 | From DOE Prototype Buildings
RetailStandalone BLDG_LIGHT_FRONT_SCH | Lighting |  | Wkdy | 2014-01-01 | 2014-12-31 | Hourly | 0.05 | 0.05 | 0.05 | 0.05 | 0.05 | 0.05 | 0.05 | 0.2 | 0.4 | 0.9 | 0.9 | 0.9 | 0.9 | 0.9 | 0.9 | 0.9 | 0.9 | 0.9 | 0.5 | 0.5 | 0.5 | 0.2 | 0.05 | 0.05 | From DOE Prototype Buildings
RetailStandalone BLDG_LIGHT_FRONT_SCH_2013 | Lighting |  | Default | 2014-01-01 | 2014-12-31 | Hourly | 0.05 | 0.05 | 0.05 | 0.05 | 0.05 | 0.05 | 0.05 | 0.05 | 0.05 | 0.09682 | 0.38728 | 0.38728 | 0.58092 | 0.58092 | 0.58092 | 0.58092 | 0.58092 | 0.38728 | 0.19364 | 0.05 | 0.05 | 0.05 | 0.05 | 0.05 | From DOE Prototype Buildings
RetailStandalone BLDG_LIGHT_FRONT_SCH_2013 | Lighting |  | WntrDsn | 2014-01-01 | 2014-12-31 | Constant | 0 | [23 empty] | From DOE Prototype Buildings
RetailStandalone BLDG_LIGHT_FRONT_SCH_2013 | Lighting |  | SmrDsn | 2014-01-01 | 2014-12-31 | Constant | 1 | [23 empty] | From DOE Prototype Buildings
RetailStandalone BLDG_LIGHT_FRONT_SCH_2013 | Lighting |  | Sat | 2014-01-01 | 2014-12-31 | Hourly | 0.05 | 0.05 | 0.05 | 0.05 | 0.05 | 0.05 | 0.05 | 0.09682 | 0.29046 | 0.58092 | 0.87138 | 0.87138 | 0.87138 | 0.87138 | 0.87138 | 0.87138 | 0.87138 | 0.87138 | 0.4841 | 0.29046 | 0.29046 | 0.09682 | 0.05 | 0.05 | From DOE Prototype Buildings
RetailStandalone BLDG_LIGHT_FRONT_SCH_2013 | Lighting |  | Wkdy | 2014-01-01 | 2014-12-31 | Hourly | 0.05 | 0.05 | 0.05 | 0.05 | 0.05 | 0.05 | 0.05 | 0.19364 | 0.38728 | 0.87138 | 0.87138 | 0.87138 | 0.87138 | 0.87138 | 0.87138 | 0.87138 | 0.87138 | 0.87138 | 0.4841 | 0.4841 | 0.4841 | 0.2 | 0.05 | 0.05 | From DOE Prototype Buildings
RetailStandalone BLDG_LIGHT_SCH | Lighting |  | Default | 2014-01-01 | 2014-12-31 | Hourly | 0.05 | 0.05 | 0.05 | 0.05 | 0.05 | 0.05 | 0.05 | 0.05 | 0.05 | 0.1 | 0.4 | 0.4 | 0.6 | 0.6 | 0.6 | 0.6 | 0.6 | 0.4 | 0.2 | 0.05 | 0.05 | 0.05 | 0.05 | 0.05 | From DOE Prototype Buildings
RetailStandalone BLDG_LIGHT_SCH | Lighting |  | WntrDsn | 2014-01-01 | 2014-12-31 | Constant | 0 | [23 empty] | From DOE Prototype Buildings
RetailStandalone BLDG_LIGHT_SCH | Lighting |  | SmrDsn | 2014-01-01 | 2014-12-31 | Constant | 1 | [23 empty] | From DOE Prototype Buildings
RetailStandalone BLDG_LIGHT_SCH | Lighting |  | Sat | 2014-01-01 | 2014-12-31 | Hourly | 0.05 | 0.05 | 0.05 | 0.05 | 0.05 | 0.05 | 0.05 | 0.1 | 0.3 | 0.6 | 0.9 | 0.9 | 0.9 | 0.9 | 0.9 | 0.9 | 0.9 | 0.9 | 0.5 | 0.3 | 0.3 | 0.1 | 0.05 | 0.05 | From DOE Prototype Buildings
RetailStandalone BLDG_LIGHT_SCH | Lighting |  | Wkdy | 2014-01-01 | 2014-12-31 | Hourly | 0.05 | 0.05 | 0.05 | 0.05 | 0.05 | 0.05 | 0.05 | 0.2 | 0.4 | 0.9 | 0.9 | 0.9 | 0.9 | 0.9 | 0.9 | 0.9 | 0.9 | 0.9 | 0.5 | 0.5 | 0.5 | 0.2 | 0.05 | 0.05 | From DOE Prototype Buildings
RetailStandalone BLDG_LIGHT_SCH_2013 | Lighting |  | Default | 2014-01-01 | 2014-12-31 | Hourly | 0.05 | 0.05 | 0.05 | 0.05 | 0.05 | 0.05 | 0.05 | 0.05 | 0.05 | 0.1 | 0.4 | 0.4 | 0.6 | 0.6 | 0.6 | 0.6 | 0.6 | 0.4 | 0.2 | 0.05 | 0.05 | 0.05 | 0.05 | 0.05 | From DOE Prototype Buildings
RetailStandalone BLDG_LIGHT_SCH_2013 | Lighting |  | WntrDsn | 2014-01-01 | 2014-12-31 | Constant | 0 | [23 empty] | From DOE Prototype Buildings
RetailStandalone BLDG_LIGHT_SCH_2013 | Lighting |  | SmrDsn | 2014-01-01 | 2014-12-31 | Constant | 1 | [23 empty] | From DOE Prototype Buildings
RetailStandalone BLDG_LIGHT_SCH_2013 | Lighting |  | Sat | 2014-01-01 | 2014-12-31 | Hourly | 0.05 | 0.05 | 0.05 | 0.05 | 0.05 | 0.05 | 0.05 | 0.1 | 0.3 | 0.6 | 0.9 | 0.9 | 0.9 | 0.9 | 0.9 | 0.9 | 0.9 | 0.9 | 0.5 | 0.3 | 0.3 | 0.1 | 0.05 | 0.05 | From DOE Prototype Buildings
RetailStandalone BLDG_LIGHT_SCH_2013 | Lighting |  | Wkdy | 2014-01-01 | 2014-12-31 | Hourly | 0.05 | 0.05 | 0.05 | 0.05 | 0.05 | 0.05 | 0.05 | 0.2 | 0.4 | 0.9 | 0.9 | 0.9 | 0.9 | 0.9 | 0.9 | 0.9 | 0.9 | 0.9 | 0.5 | 0.5 | 0.5 | 0.2 | 0.05 | 0.05 | From DOE Prototype Buildings
RetailStandalone Exterior_lighting_schedule_a | Lighting |  | Default¦WntrDsn¦SmrDsn | 2014-01-01 | 2014-12-31 | Hourly | 0 | 0 | 0 | 0 | 0 | 0 | 1 | 1 | 1 | 1 | 1 | 1 | 1 | 1 | 1 | 1 | 1 | 1 | 1 | 1 | 1 | 1 | 1 | 1 | From DOE Prototype Buildings
RetailStandalone Exterior_lighting_schedule_b | Lighting |  | Default¦WntrDsn¦SmrDsn | 2014-01-01 | 2014-12-31 | Hourly | 0.7 | 0.7 | 0.7 | 0.7 | 0.7 | 0.7 | 1 | 1 | 1 | 1 | 1 | 1 | 1 | 1 | 1 | 1 | 1 | 1 | 1 | 1 | 1 | 1 | 1 | 1 | From DOE Prototype Buildings
RetailStripmall Exterior_lighting_schedule_a | Lighting |  | Default¦WntrDsn¦SmrDsn | 2014-01-01 | 2014-12-31 | Hourly | 0 | 0 | 0 | 0 | 0 | 0 | 1 | 1 | 1 | 1 | 1 | 1 | 1 | 1 | 1 | 1 | 1 | 1 | 1 | 1 | 1 | 1 | 1 | 1 | From DOE Prototype Buildings
RetailStripmall Exterior_lighting_schedule_b | Lighting |  | Default¦WntrDsn¦SmrDsn | 2014-01-01 | 2014-12-31 | Hourly | 0.7 | 0.7 | 0.7 | 0.7 | 0.7 | 0.7 | 1 | 1 | 1 | 1 | 1 | 1 | 1 | 1 | 1 | 1 | 1 | 1 | 1 | 1 | 1 | 1 | 1 | 1 | From DOE Prototype Buildings
RetailStripmall Type1_LIGHT_SCH | Lighting |  | Default¦Mon¦Tue¦Wed¦Thu | 2014-01-01 | 2014-12-31 | Hourly | 0.05 | 0.05 | 0.05 | 0.05 | 0.05 | 0.05 | 0.05 | 0.05 | 0.05 | 0.5 | 0.95 | 0.95 | 0.95 | 0.95 | 0.95 | 0.95 | 0.95 | 0.95 | 0.95 | 0.95 | 0.95 | 0.95 | 0.95 | 0.5 | From DOE Prototype Buildings
RetailStripmall Type1_LIGHT_SCH | Lighting |  | WntrDsn | 2014-01-01 | 2014-12-31 | Constant | 0 | [23 empty] | From DOE Prototype Buildings
RetailStripmall Type1_LIGHT_SCH | Lighting |  | SmrDsn | 2014-01-01 | 2014-12-31 | Constant | 1 | [23 empty] | From DOE Prototype Buildings
RetailStripmall Type1_LIGHT_SCH | Lighting |  | Sat¦Fri | 2014-01-01 | 2014-12-31 | Hourly | 0.5 | 0.05 | 0.05 | 0.05 | 0.05 | 0.05 | 0.05 | 0.05 | 0.05 | 0.5 | 0.95 | 0.95 | 0.95 | 0.95 | 0.95 | 0.95 | 0.95 | 0.95 | 0.95 | 0.95 | 0.95 | 0.95 | 0.95 | 0.95 | From DOE Prototype Buildings
RetailStripmall Type1_LIGHT_SCH_2010 | Lighting |  | Default¦Mon¦Tue¦Wed¦Thu | 2014-01-01 | 2014-12-31 | Hourly | 0.05 | 0.05 | 0.05 | 0.05 | 0.05 | 0.05 | 0.05 | 0.05 | 0.04991 | 0.04991 | 0.94829 | 0.94829 | 0.94829 | 0.94829 | 0.94829 | 0.94829 | 0.94829 | 0.94829 | 0.94829 | 0.94829 | 0.94829 | 0.94829 | 0.94829 | 0.4991 | From DOE Prototype Buildings
RetailStripmall Type1_LIGHT_SCH_2010 | Lighting |  | WntrDsn | 2014-01-01 | 2014-12-31 | Constant | 0 | [23 empty] | From DOE Prototype Buildings
RetailStripmall Type1_LIGHT_SCH_2010 | Lighting |  | SmrDsn | 2014-01-01 | 2014-12-31 | Constant | 1 | [23 empty] | From DOE Prototype Buildings
RetailStripmall Type1_LIGHT_SCH_2010 | Lighting |  | Sat¦Fri | 2014-01-01 | 2014-12-31 | Hourly | 0.4991 | 0.05 | 0.05 | 0.05 | 0.05 | 0.05 | 0.05 | 0.05 | 0.05 | 0.4991 | 0.94829 | 0.94829 | 0.94829 | 0.94829 | 0.94829 | 0.94829 | 0.94829 | 0.94829 | 0.94829 | 0.94829 | 0.94829 | 0.94829 | 0.94829 | 0.94829 | From DOE Prototype Buildings
RetailStripmall Type1_LIGHT_SCH_2013 | Lighting |  | Default¦Mon¦Tue¦Wed¦Thu | 2014-01-01 | 2014-12-31 | Hourly | 0.05 | 0.05 | 0.05 | 0.05 | 0.05 | 0.05 | 0.05 | 0.05 | 0.04991 | 0.4991 | 0.94829 | 0.94829 | 0.94829 | 0.94829 | 0.94829 | 0.94829 | 0.94829 | 0.94829 | 0.94829 | 0.94829 | 0.94829 | 0.94829 | 0.94829 | 0.4991 | From DOE Prototype Buildings
RetailStripmall Type1_LIGHT_SCH_2013 | Lighting |  | WntrDsn | 2014-01-01 | 2014-12-31 | Constant | 0 | [23 empty] | From DOE Prototype Buildings
RetailStripmall Type1_LIGHT_SCH_2013 | Lighting |  | SmrDsn | 2014-01-01 | 2014-12-31 | Constant | 1 | [23 empty] | From DOE Prototype Buildings
RetailStripmall Type1_LIGHT_SCH_2013 | Lighting |  | Sat¦Fri | 2014-01-01 | 2014-12-31 | Hourly | 0.4991 | 0.05 | 0.05 | 0.05 | 0.05 | 0.05 | 0.05 | 0.05 | 0.05 | 0.4991 | 0.94829 | 0.94829 | 0.94829 | 0.94829 | 0.94829 | 0.94829 | 0.94829 | 0.94829 | 0.94829 | 0.94829 | 0.94829 | 0.94829 | 0.94829 | 0.94829 | From DOE Prototype Buildings
RetailStripmall Type2_LIGHT_SCH | Lighting |  | Default | 2014-01-01 | 2014-12-31 | Hourly | 0.05 | 0.05 | 0.05 | 0.05 | 0.05 | 0.05 | 0.05 | 0.05 | 0.05 | 0.5 | 0.95 | 0.95 | 0.95 | 0.95 | 0.95 | 0.95 | 0.95 | 0.5 | 0.05 | 0.05 | 0.05 | 0.05 | 0.05 | 0.05 | From DOE Prototype Buildings
RetailStripmall Type2_LIGHT_SCH | Lighting |  | WntrDsn | 2014-01-01 | 2014-12-31 | Constant | 0 | [23 empty] | From DOE Prototype Buildings
RetailStripmall Type2_LIGHT_SCH | Lighting |  | SmrDsn | 2014-01-01 | 2014-12-31 | Constant | 1 | [23 empty] | From DOE Prototype Buildings
RetailStripmall Type2_LIGHT_SCH | Lighting |  | Sat | 2014-01-01 | 2014-12-31 | Hourly | 0.05 | 0.05 | 0.05 | 0.05 | 0.05 | 0.05 | 0.05 | 0.05 | 0.5 | 0.95 | 0.95 | 0.95 | 0.95 | 0.95 | 0.95 | 0.95 | 0.95 | 0.95 | 0.5 | 0.05 | 0.05 | 0.05 | 0.05 | 0.05 | From DOE Prototype Buildings
RetailStripmall Type2_LIGHT_SCH | Lighting |  | Wkdy | 2014-01-01 | 2014-12-31 | Hourly | 0.05 | 0.05 | 0.05 | 0.05 | 0.05 | 0.05 | 0.05 | 0.05 | 0.5 | 0.95 | 0.95 | 0.95 | 0.95 | 0.95 | 0.95 | 0.95 | 0.95 | 0.95 | 0.95 | 0.95 | 0.5 | 0.05 | 0.05 | 0.05 | From DOE Prototype Buildings
RetailStripmall Type2_LIGHT_SCH_2010 | Lighting |  | Default | 2014-01-01 | 2014-12-31 | Hourly | 0.05 | 0.05 | 0.05 | 0.05 | 0.05 | 0.05 | 0.05 | 0.05 | 0.05 | 0.5 | 0.95 | 0.95 | 0.95 | 0.95 | 0.95 | 0.95 | 0.95 | 0.5 | 0.05 | 0.05 | 0.05 | 0.05 | 0.05 | 0.05 | From DOE Prototype Buildings
RetailStripmall Type2_LIGHT_SCH_2010 | Lighting |  | WntrDsn | 2014-01-01 | 2014-12-31 | Constant | 0 | [23 empty] | From DOE Prototype Buildings
RetailStripmall Type2_LIGHT_SCH_2010 | Lighting |  | SmrDsn | 2014-01-01 | 2014-12-31 | Constant | 1 | [23 empty] | From DOE Prototype Buildings
RetailStripmall Type2_LIGHT_SCH_2010 | Lighting |  | Sat | 2014-01-01 | 2014-12-31 | Hourly | 0.05 | 0.05 | 0.05 | 0.05 | 0.05 | 0.05 | 0.05 | 0.05 | 0.5 | 0.95 | 0.95 | 0.95 | 0.95 | 0.95 | 0.95 | 0.95 | 0.95 | 0.95 | 0.5 | 0.05 | 0.05 | 0.05 | 0.05 | 0.05 | From DOE Prototype Buildings
RetailStripmall Type2_LIGHT_SCH_2010 | Lighting |  | Wkdy | 2014-01-01 | 2014-12-31 | Hourly | 0.05 | 0.05 | 0.05 | 0.05 | 0.05 | 0.05 | 0.05 | 0.05 | 0.5 | 0.95 | 0.95 | 0.95 | 0.95 | 0.95 | 0.95 | 0.95 | 0.95 | 0.95 | 0.95 | 0.95 | 0.5 | 0.05 | 0.05 | 0.05 | From DOE Prototype Buildings
RetailStripmall Type2_LIGHT_SCH_2013 | Lighting |  | Default | 2014-01-01 | 2014-12-31 | Hourly | 0.05 | 0.05 | 0.05 | 0.05 | 0.05 | 0.05 | 0.05 | 0.05 | 0.05 | 0.5 | 0.95 | 0.95 | 0.95 | 0.95 | 0.95 | 0.95 | 0.95 | 0.5 | 0.05 | 0.05 | 0.05 | 0.05 | 0.05 | 0.05 | From DOE Prototype Buildings
RetailStripmall Type2_LIGHT_SCH_2013 | Lighting |  | WntrDsn | 2014-01-01 | 2014-12-31 | Constant | 0 | [23 empty] | From DOE Prototype Buildings
RetailStripmall Type2_LIGHT_SCH_2013 | Lighting |  | SmrDsn | 2014-01-01 | 2014-12-31 | Constant | 1 | [23 empty] | From DOE Prototype Buildings
RetailStripmall Type2_LIGHT_SCH_2013 | Lighting |  | Sat | 2014-01-01 | 2014-12-31 | Hourly | 0.05 | 0.05 | 0.05 | 0.05 | 0.05 | 0.05 | 0.05 | 0.05 | 0.5 | 0.95 | 0.95 | 0.95 | 0.95 | 0.95 | 0.95 | 0.95 | 0.95 | 0.95 | 0.5 | 0.05 | 0.05 | 0.05 | 0.05 | 0.05 | From DOE Prototype Buildings
RetailStripmall Type2_LIGHT_SCH_2013 | Lighting |  | Wkdy | 2014-01-01 | 2014-12-31 | Hourly | 0.05 | 0.05 | 0.05 | 0.05 | 0.05 | 0.05 | 0.05 | 0.05 | 0.5 | 0.95 | 0.95 | 0.95 | 0.95 | 0.95 | 0.95 | 0.95 | 0.95 | 0.95 | 0.95 | 0.95 | 0.5 | 0.05 | 0.05 | 0.05 | From DOE Prototype Buildings
RetailStripmall Type3_LIGHT_SCH | Lighting |  | Default | 2014-01-01 | 2014-12-31 | Hourly | 0.05 | 0.05 | 0.05 | 0.05 | 0.05 | 0.05 | 0.05 | 0.05 | 0.05 | 0.05 | 0.5 | 0.95 | 0.95 | 0.95 | 0.95 | 0.95 | 0.95 | 0.5 | 0.05 | 0.05 | 0.05 | 0.05 | 0.05 | 0.05 | From DOE Prototype Buildings
RetailStripmall Type3_LIGHT_SCH | Lighting |  | WntrDsn | 2014-01-01 | 2014-12-31 | Constant | 0 | [23 empty] | From DOE Prototype Buildings
RetailStripmall Type3_LIGHT_SCH | Lighting |  | SmrDsn | 2014-01-01 | 2014-12-31 | Constant | 1 | [23 empty] | From DOE Prototype Buildings
RetailStripmall Type3_LIGHT_SCH | Lighting |  | Sat | 2014-01-01 | 2014-12-31 | Hourly | 0.05 | 0.05 | 0.05 | 0.05 | 0.05 | 0.05 | 0.05 | 0.05 | 0.05 | 0.5 | 0.95 | 0.95 | 0.95 | 0.95 | 0.95 | 0.95 | 0.95 | 0.95 | 0.5 | 0.05 | 0.05 | 0.05 | 0.05 | 0.05 | From DOE Prototype Buildings
RetailStripmall Type3_LIGHT_SCH | Lighting |  | Wkdy | 2014-01-01 | 2014-12-31 | Hourly | 0.05 | 0.05 | 0.05 | 0.05 | 0.05 | 0.05 | 0.05 | 0.05 | 0.05 | 0.5 | 0.95 | 0.95 | 0.95 | 0.95 | 0.95 | 0.95 | 0.95 | 0.95 | 0.95 | 0.95 | 0.5 | 0.05 | 0.05 | 0.05 | From DOE Prototype Buildings
RetailStripmall Type3_LIGHT_SCH_2010 | Lighting |  | Default | 2014-01-01 | 2014-12-31 | Hourly | 0.05 | 0.05 | 0.05 | 0.05 | 0.05 | 0.05 | 0.05 | 0.05 | 0.05 | 0.05 | 0.5 | 0.95 | 0.95 | 0.95 | 0.95 | 0.95 | 0.95 | 0.5 | 0.05 | 0.05 | 0.05 | 0.05 | 0.05 | 0.05 | From DOE Prototype Buildings
RetailStripmall Type3_LIGHT_SCH_2010 | Lighting |  | WntrDsn | 2014-01-01 | 2014-12-31 | Constant | 0 | [23 empty] | From DOE Prototype Buildings
RetailStripmall Type3_LIGHT_SCH_2010 | Lighting |  | SmrDsn | 2014-01-01 | 2014-12-31 | Constant | 1 | [23 empty] | From DOE Prototype Buildings
RetailStripmall Type3_LIGHT_SCH_2010 | Lighting |  | Sat | 2014-01-01 | 2014-12-31 | Hourly | 0.05 | 0.05 | 0.05 | 0.05 | 0.05 | 0.05 | 0.05 | 0.05 | 0.05 | 0.5 | 0.95 | 0.95 | 0.95 | 0.95 | 0.95 | 0.95 | 0.95 | 0.95 | 0.5 | 0.05 | 0.05 | 0.05 | 0.05 | 0.05 | From DOE Prototype Buildings
RetailStripmall Type3_LIGHT_SCH_2010 | Lighting |  | Wkdy | 2014-01-01 | 2014-12-31 | Hourly | 0.05 | 0.05 | 0.05 | 0.05 | 0.05 | 0.05 | 0.05 | 0.05 | 0.05 | 0.5 | 0.95 | 0.95 | 0.95 | 0.95 | 0.95 | 0.95 | 0.95 | 0.95 | 0.95 | 0.95 | 0.5 | 0.05 | 0.05 | 0.05 | From DOE Prototype Buildings
RetailStripmall Type3_LIGHT_SCH_2013 | Lighting |  | Default | 2014-01-01 | 2014-12-31 | Hourly | 0.05 | 0.05 | 0.05 | 0.05 | 0.05 | 0.05 | 0.05 | 0.05 | 0.05 | 0.05 | 0.5 | 0.95 | 0.95 | 0.95 | 0.95 | 0.95 | 0.95 | 0.5 | 0.05 | 0.05 | 0.05 | 0.05 | 0.05 | 0.05 | From DOE Prototype Buildings
RetailStripmall Type3_LIGHT_SCH_2013 | Lighting |  | WntrDsn | 2014-01-01 | 2014-12-31 | Constant | 0 | [23 empty] | From DOE Prototype Buildings
RetailStripmall Type3_LIGHT_SCH_2013 | Lighting |  | SmrDsn | 2014-01-01 | 2014-12-31 | Constant | 1 | [23 empty] | From DOE Prototype Buildings
RetailStripmall Type3_LIGHT_SCH_2013 | Lighting |  | Sat | 2014-01-01 | 2014-12-31 | Hourly | 0.05 | 0.05 | 0.05 | 0.05 | 0.05 | 0.05 | 0.05 | 0.05 | 0.05 | 0.5 | 0.95 | 0.95 | 0.95 | 0.95 | 0.95 | 0.95 | 0.95 | 0.95 | 0.5 | 0.05 | 0.05 | 0.05 | 0.05 | 0.05 | From DOE Prototype Buildings
RetailStripmall Type3_LIGHT_SCH_2013 | Lighting |  | Wkdy | 2014-01-01 | 2014-12-31 | Hourly | 0.05 | 0.05 | 0.05 | 0.05 | 0.05 | 0.05 | 0.05 | 0.05 | 0.05 | 0.5 | 0.95 | 0.95 | 0.95 | 0.95 | 0.95 | 0.95 | 0.95 | 0.95 | 0.95 | 0.95 | 0.5 | 0.05 | 0.05 | 0.05 | From DOE Prototype Buildings
SchoolPrimary BLDG_LIGHT_BATH_SCH | Lighting |  | Default | 2014-01-01 | 2014-12-31 | Constant | 0.1773 | [23 empty] | From DOE Prototype Buildings
SchoolPrimary BLDG_LIGHT_BATH_SCH | Lighting |  | WntrDsn | 2014-01-01 | 2014-12-31 | Constant | 0 | [23 empty] | From DOE Prototype Buildings
SchoolPrimary BLDG_LIGHT_BATH_SCH | Lighting |  | SmrDsn | 2014-01-01 | 2014-12-31 | Constant | 1 | [23 empty] | From DOE Prototype Buildings
SchoolPrimary BLDG_LIGHT_BATH_SCH | Lighting |  | Wkdy | 2014-09-01 | 2014-12-31 | Hourly | 0.1773 | 0.1773 | 0.1773 | 0.1773 | 0.1773 | 0.1773 | 0.1773 | 0.9 | 0.9 | 0.9 | 0.9 | 0.9 | 0.9 | 0.9 | 0.9 | 0.9 | 0.9 | 0.9 | 0.9 | 0.9 | 0.9 | 0.1773 | 0.1773 | 0.1773 | From DOE Prototype Buildings
SchoolPrimary BLDG_LIGHT_BATH_SCH | Lighting |  | Wknd | 2014-07-01 | 2014-09-01 | Constant | 0.1773 | [23 empty] | From DOE Prototype Buildings
SchoolPrimary BLDG_LIGHT_BATH_SCH | Lighting |  | Wkdy | 2014-07-01 | 2014-09-01 | Hourly | 0.1773 | 0.1773 | 0.1773 | 0.1773 | 0.1773 | 0.1773 | 0.1773 | 0.1773 | 0.5 | 0.5 | 0.5 | 0.5 | 0.5 | 0.5 | 0.5 | 0.5 | 0.5 | 0.5 | 0.5 | 0.5 | 0.1773 | 0.1773 | 0.1773 | 0.1773 | From DOE Prototype Buildings
SchoolPrimary BLDG_LIGHT_BATH_SCH | Lighting |  | Wknd | 2014-01-01 | 2014-06-30 | Constant | 0.1773 | [23 empty] | From DOE Prototype Buildings
SchoolPrimary BLDG_LIGHT_BATH_SCH | Lighting |  | Wkdy | 2014-01-01 | 2014-06-30 | Hourly | 0.1773 | 0.1773 | 0.1773 | 0.1773 | 0.1773 | 0.1773 | 0.1773 | 0.9 | 0.9 | 0.9 | 0.9 | 0.9 | 0.9 | 0.9 | 0.9 | 0.9 | 0.9 | 0.9 | 0.9 | 0.9 | 0.9 | 0.1773 | 0.1773 | 0.1773 | From DOE Prototype Buildings
SchoolPrimary BLDG_LIGHT_BATH_SCH_2010 | Lighting |  | Default | 2014-01-01 | 2014-12-31 | Constant | 0.1773 | [23 empty] | From DOE Prototype Buildings
SchoolPrimary BLDG_LIGHT_BATH_SCH_2010 | Lighting |  | WntrDsn | 2014-01-01 | 2014-12-31 | Constant | 0 | [23 empty] | From DOE Prototype Buildings
SchoolPrimary BLDG_LIGHT_BATH_SCH_2010 | Lighting |  | SmrDsn | 2014-01-01 | 2014-12-31 | Constant | 1 | [23 empty] | From DOE Prototype Buildings
SchoolPrimary BLDG_LIGHT_BATH_SCH_2010 | Lighting |  | Wkdy | 2014-09-01 | 2014-12-31 | Hourly | 0.1773 | 0.1773 | 0.1773 | 0.1773 | 0.1773 | 0.1773 | 0.1773 | 0.9 | 0.594 | 0.594 | 0.594 | 0.594 | 0.594 | 0.594 | 0.594 | 0.594 | 0.594 | 0.594 | 0.594 | 0.594 | 0.594 | 0.1773 | 0.1773 | 0.1773 | From DOE Prototype Buildings
SchoolPrimary BLDG_LIGHT_BATH_SCH_2010 | Lighting |  | Wknd | 2014-07-01 | 2014-09-01 | Constant | 0.1773 | [23 empty] | From DOE Prototype Buildings
SchoolPrimary BLDG_LIGHT_BATH_SCH_2010 | Lighting |  | Wkdy | 2014-07-01 | 2014-09-01 | Hourly | 0.1773 | 0.1773 | 0.1773 | 0.1773 | 0.1773 | 0.1773 | 0.1773 | 0.1773 | 0.33 | 0.33 | 0.33 | 0.33 | 0.33 | 0.33 | 0.33 | 0.33 | 0.33 | 0.33 | 0.33 | 0.33 | 0.11702 | 0.1773 | 0.1773 | 0.1773 | From DOE Prototype Buildings
SchoolPrimary BLDG_LIGHT_BATH_SCH_2010 | Lighting |  | Wknd | 2014-01-01 | 2014-06-30 | Constant | 0.1773 | [23 empty] | From DOE Prototype Buildings
SchoolPrimary BLDG_LIGHT_BATH_SCH_2010 | Lighting |  | Wkdy | 2014-01-01 | 2014-06-30 | Hourly | 0.1773 | 0.1773 | 0.1773 | 0.1773 | 0.1773 | 0.1773 | 0.1773 | 0.9 | 0.594 | 0.594 | 0.594 | 0.594 | 0.594 | 0.594 | 0.594 | 0.594 | 0.594 | 0.594 | 0.594 | 0.594 | 0.594 | 0.1773 | 0.1773 | 0.1773 | From DOE Prototype Buildings
SchoolPrimary BLDG_LIGHT_BATH_SCH_2013 | Lighting |  | Default | 2014-01-01 | 2014-12-31 | Constant | 0.1773 | [23 empty] | From DOE Prototype Buildings
SchoolPrimary BLDG_LIGHT_BATH_SCH_2013 | Lighting |  | WntrDsn | 2014-01-01 | 2014-12-31 | Constant | 0 | [23 empty] | From DOE Prototype Buildings
SchoolPrimary BLDG_LIGHT_BATH_SCH_2013 | Lighting |  | SmrDsn | 2014-01-01 | 2014-12-31 | Constant | 1 | [23 empty] | From DOE Prototype Buildings
SchoolPrimary BLDG_LIGHT_BATH_SCH_2013 | Lighting |  | Wkdy | 2014-09-01 | 2014-12-31 | Hourly | 0.1773 | 0.1773 | 0.1773 | 0.1773 | 0.1773 | 0.1773 | 0.1773 | 0.9 | 0.594 | 0.594 | 0.594 | 0.594 | 0.594 | 0.594 | 0.594 | 0.594 | 0.594 | 0.594 | 0.594 | 0.594 | 0.594 | 0.1773 | 0.1773 | 0.1773 | From DOE Prototype Buildings
SchoolPrimary BLDG_LIGHT_BATH_SCH_2013 | Lighting |  | Wknd | 2014-07-01 | 2014-09-01 | Constant | 0.1773 | [23 empty] | From DOE Prototype Buildings
SchoolPrimary BLDG_LIGHT_BATH_SCH_2013 | Lighting |  | Wkdy | 2014-07-01 | 2014-09-01 | Hourly | 0.1773 | 0.1773 | 0.1773 | 0.1773 | 0.1773 | 0.1773 | 0.1773 | 0.1773 | 0.33 | 0.33 | 0.33 | 0.33 | 0.33 | 0.33 | 0.33 | 0.33 | 0.33 | 0.33 | 0.33 | 0.33 | 0.11702 | 0.1773 | 0.1773 | 0.1773 | From DOE Prototype Buildings
SchoolPrimary BLDG_LIGHT_BATH_SCH_2013 | Lighting |  | Wknd | 2014-01-01 | 2014-06-30 | Constant | 0.1773 | [23 empty] | From DOE Prototype Buildings
SchoolPrimary BLDG_LIGHT_BATH_SCH_2013 | Lighting |  | Wkdy | 2014-01-01 | 2014-06-30 | Hourly | 0.1773 | 0.1773 | 0.1773 | 0.1773 | 0.1773 | 0.1773 | 0.1773 | 0.9 | 0.594 | 0.594 | 0.594 | 0.594 | 0.594 | 0.594 | 0.594 | 0.594 | 0.594 | 0.594 | 0.594 | 0.594 | 0.594 | 0.1773 | 0.1773 | 0.1773 | From DOE Prototype Buildings
SchoolPrimary BLDG_LIGHT_CLASSROOM_SCH | Lighting |  | Default | 2014-01-01 | 2014-12-31 | Constant | 0.1773 | [23 empty] | From DOE Prototype Buildings
SchoolPrimary BLDG_LIGHT_CLASSROOM_SCH | Lighting |  | WntrDsn | 2014-01-01 | 2014-12-31 | Constant | 0 | [23 empty] | From DOE Prototype Buildings
SchoolPrimary BLDG_LIGHT_CLASSROOM_SCH | Lighting |  | SmrDsn | 2014-01-01 | 2014-12-31 | Constant | 1 | [23 empty] | From DOE Prototype Buildings
SchoolPrimary BLDG_LIGHT_CLASSROOM_SCH | Lighting |  | Wkdy | 2014-09-01 | 2014-12-31 | Hourly | 0.1773 | 0.1773 | 0.1773 | 0.1773 | 0.1773 | 0.1773 | 0.1773 | 0.9 | 0.9 | 0.9 | 0.9 | 0.9 | 0.9 | 0.9 | 0.9 | 0.9 | 0.9 | 0.9 | 0.9 | 0.9 | 0.9 | 0.1773 | 0.1773 | 0.1773 | From DOE Prototype Buildings
SchoolPrimary BLDG_LIGHT_CLASSROOM_SCH | Lighting |  | Wknd | 2014-07-01 | 2014-09-01 | Constant | 0.1773 | [23 empty] | From DOE Prototype Buildings
SchoolPrimary BLDG_LIGHT_CLASSROOM_SCH | Lighting |  | Wkdy | 2014-07-01 | 2014-09-01 | Hourly | 0.1773 | 0.1773 | 0.1773 | 0.1773 | 0.1773 | 0.1773 | 0.1773 | 0.1773 | 0.5 | 0.5 | 0.5 | 0.5 | 0.5 | 0.5 | 0.5 | 0.5 | 0.5 | 0.5 | 0.5 | 0.5 | 0.1773 | 0.1773 | 0.1773 | 0.1773 | From DOE Prototype Buildings
SchoolPrimary BLDG_LIGHT_CLASSROOM_SCH | Lighting |  | Wknd | 2014-01-01 | 2014-06-30 | Constant | 0.1773 | [23 empty] | From DOE Prototype Buildings
SchoolPrimary BLDG_LIGHT_CLASSROOM_SCH | Lighting |  | Wkdy | 2014-01-01 | 2014-06-30 | Hourly | 0.1773 | 0.1773 | 0.1773 | 0.1773 | 0.1773 | 0.1773 | 0.1773 | 0.9 | 0.9 | 0.9 | 0.9 | 0.9 | 0.9 | 0.9 | 0.9 | 0.9 | 0.9 | 0.9 | 0.9 | 0.9 | 0.9 | 0.1773 | 0.1773 | 0.1773 | From DOE Prototype Buildings
SchoolPrimary BLDG_LIGHT_CLASSROOM_SCH_2010 | Lighting |  | Default | 2014-01-01 | 2014-12-31 | Constant | 0.1773 | [23 empty] | From DOE Prototype Buildings
SchoolPrimary BLDG_LIGHT_CLASSROOM_SCH_2010 | Lighting |  | WntrDsn | 2014-01-01 | 2014-12-31 | Constant | 0 | [23 empty] | From DOE Prototype Buildings
SchoolPrimary BLDG_LIGHT_CLASSROOM_SCH_2010 | Lighting |  | SmrDsn | 2014-01-01 | 2014-12-31 | Constant | 1 | [23 empty] | From DOE Prototype Buildings
SchoolPrimary BLDG_LIGHT_CLASSROOM_SCH_2010 | Lighting |  | Wkdy | 2014-09-01 | 2014-12-31 | Hourly | 0.1773 | 0.1773 | 0.1773 | 0.1773 | 0.1773 | 0.1773 | 0.1773 | 0.9 | 0.612 | 0.612 | 0.612 | 0.612 | 0.612 | 0.612 | 0.612 | 0.612 | 0.612 | 0.612 | 0.612 | 0.612 | 0.612 | 0.1773 | 0.1773 | 0.1773 | From DOE Prototype Buildings
SchoolPrimary BLDG_LIGHT_CLASSROOM_SCH_2010 | Lighting |  | Wknd | 2014-07-01 | 2014-09-01 | Constant | 0.1773 | [23 empty] | From DOE Prototype Buildings
SchoolPrimary BLDG_LIGHT_CLASSROOM_SCH_2010 | Lighting |  | Wkdy | 2014-07-01 | 2014-09-01 | Hourly | 0.1773 | 0.1773 | 0.1773 | 0.1773 | 0.1773 | 0.1773 | 0.1773 | 0.1773 | 0.34 | 0.34 | 0.34 | 0.34 | 0.34 | 0.34 | 0.34 | 0.34 | 0.34 | 0.34 | 0.34 | 0.34 | 0.34 | 0.1773 | 0.1773 | 0.1773 | From DOE Prototype Buildings
SchoolPrimary BLDG_LIGHT_CLASSROOM_SCH_2010 | Lighting |  | Wknd | 2014-01-01 | 2014-06-30 | Constant | 0.1773 | [23 empty] | From DOE Prototype Buildings
SchoolPrimary BLDG_LIGHT_CLASSROOM_SCH_2010 | Lighting |  | Wkdy | 2014-01-01 | 2014-06-30 | Hourly | 0.1773 | 0.1773 | 0.1773 | 0.1773 | 0.1773 | 0.1773 | 0.1773 | 0.9 | 0.612 | 0.612 | 0.612 | 0.612 | 0.612 | 0.612 | 0.612 | 0.612 | 0.612 | 0.612 | 0.612 | 0.612 | 0.612 | 0.1773 | 0.1773 | 0.1773 | From DOE Prototype Buildings
SchoolPrimary BLDG_LIGHT_CLASSROOM_SCH_2013 | Lighting |  | Default | 2014-01-01 | 2014-12-31 | Constant | 0.1773 | [23 empty] | From DOE Prototype Buildings
SchoolPrimary BLDG_LIGHT_CLASSROOM_SCH_2013 | Lighting |  | WntrDsn | 2014-01-01 | 2014-12-31 | Constant | 0 | [23 empty] | From DOE Prototype Buildings
SchoolPrimary BLDG_LIGHT_CLASSROOM_SCH_2013 | Lighting |  | SmrDsn | 2014-01-01 | 2014-12-31 | Constant | 1 | [23 empty] | From DOE Prototype Buildings
SchoolPrimary BLDG_LIGHT_CLASSROOM_SCH_2013 | Lighting |  | Wkdy | 2014-09-01 | 2014-12-31 | Hourly | 0.1773 | 0.1773 | 0.1773 | 0.1773 | 0.1773 | 0.1773 | 0.1773 | 0.9 | 0.59829 | 0.59829 | 0.59829 | 0.59829 | 0.59829 | 0.59829 | 0.59829 | 0.59829 | 0.59829 | 0.59829 | 0.59829 | 0.59829 | 0.59829 | 0.1773 | 0.1773 | 0.1773 | From DOE Prototype Buildings
SchoolPrimary BLDG_LIGHT_CLASSROOM_SCH_2013 | Lighting |  | Wknd | 2014-07-01 | 2014-09-01 | Constant | 0.1773 | [23 empty] | From DOE Prototype Buildings
SchoolPrimary BLDG_LIGHT_CLASSROOM_SCH_2013 | Lighting |  | Wkdy | 2014-07-01 | 2014-09-01 | Hourly | 0.1773 | 0.1773 | 0.1773 | 0.1773 | 0.1773 | 0.1773 | 0.1773 | 0.1773 | 0.33238 | 0.33238 | 0.33238 | 0.33238 | 0.33238 | 0.33238 | 0.33238 | 0.33238 | 0.33238 | 0.33238 | 0.33238 | 0.33238 | 0.12056 | 0.1773 | 0.1773 | 0.1773 | From DOE Prototype Buildings
SchoolPrimary BLDG_LIGHT_CLASSROOM_SCH_2013 | Lighting |  | Wknd | 2014-01-01 | 2014-06-30 | Constant | 0.1773 | [23 empty] | From DOE Prototype Buildings
SchoolPrimary BLDG_LIGHT_CLASSROOM_SCH_2013 | Lighting |  | Wkdy | 2014-01-01 | 2014-06-30 | Hourly | 0.1773 | 0.1773 | 0.1773 | 0.1773 | 0.1773 | 0.1773 | 0.1773 | 0.9 | 0.59829 | 0.59829 | 0.59829 | 0.59829 | 0.59829 | 0.59829 | 0.59829 | 0.59829 | 0.59829 | 0.59829 | 0.59829 | 0.59829 | 0.59829 | 0.1773 | 0.1773 | 0.1773 | From DOE Prototype Buildings
SchoolPrimary BLDG_LIGHT_CORRIDOR_SCH | Lighting |  | Default | 2014-01-01 | 2014-12-31 | Constant | 0.1773 | [23 empty] | From DOE Prototype Buildings
SchoolPrimary BLDG_LIGHT_CORRIDOR_SCH | Lighting |  | WntrDsn | 2014-01-01 | 2014-12-31 | Constant | 0 | [23 empty] | From DOE Prototype Buildings
SchoolPrimary BLDG_LIGHT_CORRIDOR_SCH | Lighting |  | SmrDsn | 2014-01-01 | 2014-12-31 | Constant | 1 | [23 empty] | From DOE Prototype Buildings
SchoolPrimary BLDG_LIGHT_CORRIDOR_SCH | Lighting |  | Wkdy | 2014-09-01 | 2014-12-31 | Hourly | 0.1773 | 0.1773 | 0.1773 | 0.1773 | 0.1773 | 0.1773 | 0.1773 | 0.9 | 0.9 | 0.9 | 0.9 | 0.9 | 0.9 | 0.9 | 0.9 | 0.9 | 0.9 | 0.9 | 0.9 | 0.9 | 0.9 | 0.1773 | 0.1773 | 0.1773 | From DOE Prototype Buildings
SchoolPrimary BLDG_LIGHT_CORRIDOR_SCH | Lighting |  | Wknd | 2014-07-01 | 2014-09-01 | Constant | 0.1773 | [23 empty] | From DOE Prototype Buildings
SchoolPrimary BLDG_LIGHT_CORRIDOR_SCH | Lighting |  | Wkdy | 2014-07-01 | 2014-09-01 | Hourly | 0.1773 | 0.1773 | 0.1773 | 0.1773 | 0.1773 | 0.1773 | 0.1773 | 0.1773 | 0.5 | 0.5 | 0.5 | 0.5 | 0.5 | 0.5 | 0.5 | 0.5 | 0.5 | 0.5 | 0.5 | 0.5 | 0.1773 | 0.1773 | 0.1773 | 0.1773 | From DOE Prototype Buildings
SchoolPrimary BLDG_LIGHT_CORRIDOR_SCH | Lighting |  | Wknd | 2014-01-01 | 2014-06-30 | Constant | 0.1773 | [23 empty] | From DOE Prototype Buildings
SchoolPrimary BLDG_LIGHT_CORRIDOR_SCH | Lighting |  | Wkdy | 2014-01-01 | 2014-06-30 | Hourly | 0.1773 | 0.1773 | 0.1773 | 0.1773 | 0.1773 | 0.1773 | 0.1773 | 0.9 | 0.9 | 0.9 | 0.9 | 0.9 | 0.9 | 0.9 | 0.9 | 0.9 | 0.9 | 0.9 | 0.9 | 0.9 | 0.9 | 0.1773 | 0.1773 | 0.1773 | From DOE Prototype Buildings
SchoolPrimary BLDG_LIGHT_CORRIDOR_SCH_2010 | Lighting |  | Default | 2014-01-01 | 2014-12-31 | Constant | 0.1773 | [23 empty] | From DOE Prototype Buildings
SchoolPrimary BLDG_LIGHT_CORRIDOR_SCH_2010 | Lighting |  | WntrDsn | 2014-01-01 | 2014-12-31 | Constant | 0 | [23 empty] | From DOE Prototype Buildings
SchoolPrimary BLDG_LIGHT_CORRIDOR_SCH_2010 | Lighting |  | SmrDsn | 2014-01-01 | 2014-12-31 | Constant | 1 | [23 empty] | From DOE Prototype Buildings
SchoolPrimary BLDG_LIGHT_CORRIDOR_SCH_2010 | Lighting |  | Wkdy | 2014-09-01 | 2014-12-31 | Hourly | 0.1773 | 0.1773 | 0.1773 | 0.1773 | 0.1773 | 0.1773 | 0.1773 | 0.9 | 0.86274 | 0.86274 | 0.86274 | 0.86274 | 0.86274 | 0.86274 | 0.86274 | 0.86274 | 0.86274 | 0.86274 | 0.86274 | 0.86274 | 0.86274 | 0.1773 | 0.1773 | 0.1773 | From DOE Prototype Buildings
SchoolPrimary BLDG_LIGHT_CORRIDOR_SCH_2010 | Lighting |  | Wknd | 2014-07-01 | 2014-09-01 | Constant | 0.1773 | [23 empty] | From DOE Prototype Buildings
SchoolPrimary BLDG_LIGHT_CORRIDOR_SCH_2010 | Lighting |  | Wkdy | 2014-07-01 | 2014-09-01 | Hourly | 0.1773 | 0.1773 | 0.1773 | 0.1773 | 0.1773 | 0.1773 | 0.1773 | 0.1773 | 0.4793 | 0.4793 | 0.4793 | 0.4793 | 0.4793 | 0.4793 | 0.4793 | 0.4793 | 0.4793 | 0.4793 | 0.4793 | 0.4793 | 0.16996 | 0.1773 | 0.1773 | 0.1773 | From DOE Prototype Buildings
SchoolPrimary BLDG_LIGHT_CORRIDOR_SCH_2010 | Lighting |  | Wknd | 2014-01-01 | 2014-06-30 | Constant | 0.1773 | [23 empty] | From DOE Prototype Buildings
SchoolPrimary BLDG_LIGHT_CORRIDOR_SCH_2010 | Lighting |  | Wkdy | 2014-01-01 | 2014-06-30 | Hourly | 0.1773 | 0.1773 | 0.1773 | 0.1773 | 0.1773 | 0.1773 | 0.1773 | 0.9 | 0.86274 | 0.86274 | 0.86274 | 0.86274 | 0.86274 | 0.86274 | 0.86274 | 0.86274 | 0.86274 | 0.86274 | 0.86274 | 0.86274 | 0.86274 | 0.1773 | 0.1773 | 0.1773 | From DOE Prototype Buildings
SchoolPrimary BLDG_LIGHT_CORRIDOR_SCH_2013 | Lighting |  | Default | 2014-01-01 | 2014-12-31 | Constant | 0.1773 | [23 empty] | From DOE Prototype Buildings
SchoolPrimary BLDG_LIGHT_CORRIDOR_SCH_2013 | Lighting |  | WntrDsn | 2014-01-01 | 2014-12-31 | Constant | 0 | [23 empty] | From DOE Prototype Buildings
SchoolPrimary BLDG_LIGHT_CORRIDOR_SCH_2013 | Lighting |  | SmrDsn | 2014-01-01 | 2014-12-31 | Constant | 1 | [23 empty] | From DOE Prototype Buildings
SchoolPrimary BLDG_LIGHT_CORRIDOR_SCH_2013 | Lighting |  | Wkdy | 2014-09-01 | 2014-12-31 | Hourly | 0.1773 | 0.1773 | 0.1773 | 0.1773 | 0.1773 | 0.1773 | 0.1773 | 0.9 | 0.56078 | 0.56078 | 0.56078 | 0.56078 | 0.56078 | 0.56078 | 0.56078 | 0.56078 | 0.56078 | 0.56078 | 0.56078 | 0.56078 | 0.56078 | 0.1773 | 0.1773 | 0.1773 | From DOE Prototype Buildings
SchoolPrimary BLDG_LIGHT_CORRIDOR_SCH_2013 | Lighting |  | Wknd | 2014-07-01 | 2014-09-01 | Constant | 0.1773 | [23 empty] | From DOE Prototype Buildings
SchoolPrimary BLDG_LIGHT_CORRIDOR_SCH_2013 | Lighting |  | Wkdy | 2014-07-01 | 2014-09-01 | Hourly | 0.1773 | 0.1773 | 0.1773 | 0.1773 | 0.1773 | 0.1773 | 0.1773 | 0.1773 | 0.31155 | 0.31155 | 0.31155 | 0.31155 | 0.31155 | 0.31155 | 0.31155 | 0.31155 | 0.31155 | 0.31155 | 0.31155 | 0.31155 | 0.11047 | 0.1773 | 0.1773 | 0.1773 | From DOE Prototype Buildings
SchoolPrimary BLDG_LIGHT_CORRIDOR_SCH_2013 | Lighting |  | Wknd | 2014-01-01 | 2014-06-30 | Constant | 0.1773 | [23 empty] | From DOE Prototype Buildings
SchoolPrimary BLDG_LIGHT_CORRIDOR_SCH_2013 | Lighting |  | Wkdy | 2014-01-01 | 2014-06-30 | Hourly | 0.1773 | 0.1773 | 0.1773 | 0.1773 | 0.1773 | 0.1773 | 0.1773 | 0.9 | 0.56078 | 0.56078 | 0.56078 | 0.56078 | 0.56078 | 0.56078 | 0.56078 | 0.56078 | 0.56078 | 0.56078 | 0.56078 | 0.56078 | 0.56078 | 0.1773 | 0.1773 | 0.1773 | From DOE Prototype Buildings
SchoolPrimary BLDG_LIGHT_GYM_SCH | Lighting |  | Default | 2014-01-01 | 2014-12-31 | Constant | 0.1773 | [23 empty] | From DOE Prototype Buildings
SchoolPrimary BLDG_LIGHT_GYM_SCH | Lighting |  | WntrDsn | 2014-01-01 | 2014-12-31 | Constant | 0 | [23 empty] | From DOE Prototype Buildings
SchoolPrimary BLDG_LIGHT_GYM_SCH | Lighting |  | SmrDsn | 2014-01-01 | 2014-12-31 | Constant | 1 | [23 empty] | From DOE Prototype Buildings
SchoolPrimary BLDG_LIGHT_GYM_SCH | Lighting |  | Wkdy | 2014-09-01 | 2014-12-31 | Hourly | 0.1773 | 0.1773 | 0.1773 | 0.1773 | 0.1773 | 0.1773 | 0.1773 | 0.9 | 0.9 | 0.9 | 0.9 | 0.9 | 0.9 | 0.9 | 0.9 | 0.9 | 0.9 | 0.9 | 0.9 | 0.9 | 0.9 | 0.1773 | 0.1773 | 0.1773 | From DOE Prototype Buildings
SchoolPrimary BLDG_LIGHT_GYM_SCH | Lighting |  | Wknd | 2014-07-01 | 2014-09-01 | Constant | 0.1773 | [23 empty] | From DOE Prototype Buildings
SchoolPrimary BLDG_LIGHT_GYM_SCH | Lighting |  | Wkdy | 2014-07-01 | 2014-09-01 | Hourly | 0.1773 | 0.1773 | 0.1773 | 0.1773 | 0.1773 | 0.1773 | 0.1773 | 0.1773 | 0.5 | 0.5 | 0.5 | 0.5 | 0.5 | 0.5 | 0.5 | 0.5 | 0.5 | 0.5 | 0.5 | 0.5 | 0.1773 | 0.1773 | 0.1773 | 0.1773 | From DOE Prototype Buildings
SchoolPrimary BLDG_LIGHT_GYM_SCH | Lighting |  | Wknd | 2014-01-01 | 2014-06-30 | Constant | 0.1773 | [23 empty] | From DOE Prototype Buildings
SchoolPrimary BLDG_LIGHT_GYM_SCH | Lighting |  | Wkdy | 2014-01-01 | 2014-06-30 | Hourly | 0.1773 | 0.1773 | 0.1773 | 0.1773 | 0.1773 | 0.1773 | 0.1773 | 0.9 | 0.9 | 0.9 | 0.9 | 0.9 | 0.9 | 0.9 | 0.9 | 0.9 | 0.9 | 0.9 | 0.9 | 0.9 | 0.9 | 0.1773 | 0.1773 | 0.1773 | From DOE Prototype Buildings
SchoolPrimary BLDG_LIGHT_GYM_SCH_2010 | Lighting |  | Default | 2014-01-01 | 2014-12-31 | Constant | 0.1773 | [23 empty] | From DOE Prototype Buildings
SchoolPrimary BLDG_LIGHT_GYM_SCH_2010 | Lighting |  | WntrDsn | 2014-01-01 | 2014-12-31 | Constant | 0 | [23 empty] | From DOE Prototype Buildings
SchoolPrimary BLDG_LIGHT_GYM_SCH_2010 | Lighting |  | SmrDsn | 2014-01-01 | 2014-12-31 | Constant | 1 | [23 empty] | From DOE Prototype Buildings
SchoolPrimary BLDG_LIGHT_GYM_SCH_2010 | Lighting |  | Wkdy | 2014-09-01 | 2014-12-31 | Hourly | 0.1773 | 0.1773 | 0.1773 | 0.1773 | 0.1773 | 0.1773 | 0.1773 | 0.9 | 0.88605 | 0.88605 | 0.88605 | 0.88605 | 0.88605 | 0.88605 | 0.88605 | 0.88605 | 0.88605 | 0.88605 | 0.88605 | 0.88605 | 0.88605 | 0.1773 | 0.1773 | 0.1773 | From DOE Prototype Buildings
SchoolPrimary BLDG_LIGHT_GYM_SCH_2010 | Lighting |  | Wknd | 2014-07-01 | 2014-09-01 | Constant | 0.1773 | [23 empty] | From DOE Prototype Buildings
SchoolPrimary BLDG_LIGHT_GYM_SCH_2010 | Lighting |  | Wkdy | 2014-07-01 | 2014-09-01 | Hourly | 0.1773 | 0.1773 | 0.1773 | 0.1773 | 0.1773 | 0.1773 | 0.1773 | 0.1773 | 0.49225 | 0.49225 | 0.49225 | 0.49225 | 0.49225 | 0.49225 | 0.49225 | 0.49225 | 0.49225 | 0.49225 | 0.49225 | 0.49225 | 0.17455 | 0.1773 | 0.1773 | 0.1773 | From DOE Prototype Buildings
SchoolPrimary BLDG_LIGHT_GYM_SCH_2010 | Lighting |  | Wknd | 2014-01-01 | 2014-06-30 | Constant | 0.1773 | [23 empty] | From DOE Prototype Buildings
SchoolPrimary BLDG_LIGHT_GYM_SCH_2010 | Lighting |  | Wkdy | 2014-01-01 | 2014-06-30 | Hourly | 0.1773 | 0.1773 | 0.1773 | 0.1773 | 0.1773 | 0.1773 | 0.1773 | 0.9 | 0.88605 | 0.88605 | 0.88605 | 0.88605 | 0.88605 | 0.88605 | 0.88605 | 0.88605 | 0.88605 | 0.88605 | 0.88605 | 0.88605 | 0.88605 | 0.1773 | 0.1773 | 0.1773 | From DOE Prototype Buildings
SchoolPrimary BLDG_LIGHT_GYM_SCH_2013 | Lighting |  | Default | 2014-01-01 | 2014-12-31 | Constant | 0.1773 | [23 empty] | From DOE Prototype Buildings
SchoolPrimary BLDG_LIGHT_GYM_SCH_2013 | Lighting |  | WntrDsn | 2014-01-01 | 2014-12-31 | Constant | 0 | [23 empty] | From DOE Prototype Buildings
SchoolPrimary BLDG_LIGHT_GYM_SCH_2013 | Lighting |  | SmrDsn | 2014-01-01 | 2014-12-31 | Constant | 1 | [23 empty] | From DOE Prototype Buildings
SchoolPrimary BLDG_LIGHT_GYM_SCH_2013 | Lighting |  | Wkdy | 2014-09-01 | 2014-12-31 | Hourly | 0.1773 | 0.1773 | 0.1773 | 0.1773 | 0.1773 | 0.1773 | 0.1773 | 0.9 | 0.88605 | 0.88605 | 0.88605 | 0.88605 | 0.88605 | 0.88605 | 0.88605 | 0.88605 | 0.88605 | 0.88605 | 0.88605 | 0.88605 | 0.88605 | 0.1773 | 0.1773 | 0.1773 | From DOE Prototype Buildings
SchoolPrimary BLDG_LIGHT_GYM_SCH_2013 | Lighting |  | Wknd | 2014-07-01 | 2014-09-01 | Constant | 0.1773 | [23 empty] | From DOE Prototype Buildings
SchoolPrimary BLDG_LIGHT_GYM_SCH_2013 | Lighting |  | Wkdy | 2014-07-01 | 2014-09-01 | Hourly | 0.1773 | 0.1773 | 0.1773 | 0.1773 | 0.1773 | 0.1773 | 0.1773 | 0.1773 | 0.49225 | 0.49225 | 0.49225 | 0.49225 | 0.49225 | 0.49225 | 0.49225 | 0.49225 | 0.49225 | 0.49225 | 0.49225 | 0.49225 | 0.17455 | 0.1773 | 0.1773 | 0.1773 | From DOE Prototype Buildings
SchoolPrimary BLDG_LIGHT_GYM_SCH_2013 | Lighting |  | Wknd | 2014-01-01 | 2014-06-30 | Constant | 0.1773 | [23 empty] | From DOE Prototype Buildings
SchoolPrimary BLDG_LIGHT_GYM_SCH_2013 | Lighting |  | Wkdy | 2014-01-01 | 2014-06-30 | Hourly | 0.1773 | 0.1773 | 0.1773 | 0.1773 | 0.1773 | 0.1773 | 0.1773 | 0.9 | 0.88605 | 0.88605 | 0.88605 | 0.88605 | 0.88605 | 0.88605 | 0.88605 | 0.88605 | 0.88605 | 0.88605 | 0.88605 | 0.88605 | 0.88605 | 0.1773 | 0.1773 | 0.1773 | From DOE Prototype Buildings
SchoolPrimary BLDG_LIGHT_LIBRARY_SCH | Lighting |  | Default | 2014-01-01 | 2014-12-31 | Constant | 0.1773 | [23 empty] | From DOE Prototype Buildings
SchoolPrimary BLDG_LIGHT_LIBRARY_SCH | Lighting |  | WntrDsn | 2014-01-01 | 2014-12-31 | Constant | 0 | [23 empty] | From DOE Prototype Buildings
SchoolPrimary BLDG_LIGHT_LIBRARY_SCH | Lighting |  | SmrDsn | 2014-01-01 | 2014-12-31 | Constant | 1 | [23 empty] | From DOE Prototype Buildings
SchoolPrimary BLDG_LIGHT_LIBRARY_SCH | Lighting |  | Wkdy | 2014-09-01 | 2014-12-31 | Hourly | 0.1773 | 0.1773 | 0.1773 | 0.1773 | 0.1773 | 0.1773 | 0.1773 | 0.9 | 0.9 | 0.9 | 0.9 | 0.9 | 0.9 | 0.9 | 0.9 | 0.9 | 0.9 | 0.9 | 0.9 | 0.9 | 0.9 | 0.1773 | 0.1773 | 0.1773 | From DOE Prototype Buildings
SchoolPrimary BLDG_LIGHT_LIBRARY_SCH | Lighting |  | Wknd | 2014-07-01 | 2014-09-01 | Constant | 0.1773 | [23 empty] | From DOE Prototype Buildings
SchoolPrimary BLDG_LIGHT_LIBRARY_SCH | Lighting |  | Wkdy | 2014-07-01 | 2014-09-01 | Hourly | 0.1773 | 0.1773 | 0.1773 | 0.1773 | 0.1773 | 0.1773 | 0.1773 | 0.1773 | 0.5 | 0.5 | 0.5 | 0.5 | 0.5 | 0.5 | 0.5 | 0.5 | 0.5 | 0.5 | 0.5 | 0.5 | 0.1773 | 0.1773 | 0.1773 | 0.1773 | From DOE Prototype Buildings
SchoolPrimary BLDG_LIGHT_LIBRARY_SCH | Lighting |  | Wknd | 2014-01-01 | 2014-06-30 | Constant | 0.1773 | [23 empty] | From DOE Prototype Buildings
SchoolPrimary BLDG_LIGHT_LIBRARY_SCH | Lighting |  | Wkdy | 2014-01-01 | 2014-06-30 | Hourly | 0.1773 | 0.1773 | 0.1773 | 0.1773 | 0.1773 | 0.1773 | 0.1773 | 0.9 | 0.9 | 0.9 | 0.9 | 0.9 | 0.9 | 0.9 | 0.9 | 0.9 | 0.9 | 0.9 | 0.9 | 0.9 | 0.9 | 0.1773 | 0.1773 | 0.1773 | From DOE Prototype Buildings
SchoolPrimary BLDG_LIGHT_LIBRARY_SCH_2010 | Lighting |  | Default | 2014-01-01 | 2014-12-31 | Constant | 0.1773 | [23 empty] | From DOE Prototype Buildings
SchoolPrimary BLDG_LIGHT_LIBRARY_SCH_2010 | Lighting |  | WntrDsn | 2014-01-01 | 2014-12-31 | Constant | 0 | [23 empty] | From DOE Prototype Buildings
SchoolPrimary BLDG_LIGHT_LIBRARY_SCH_2010 | Lighting |  | SmrDsn | 2014-01-01 | 2014-12-31 | Constant | 1 | [23 empty] | From DOE Prototype Buildings
SchoolPrimary BLDG_LIGHT_LIBRARY_SCH_2010 | Lighting |  | Wkdy | 2014-09-01 | 2014-12-31 | Hourly | 0.1773 | 0.1773 | 0.1773 | 0.1773 | 0.1773 | 0.1773 | 0.1773 | 0.9 | 0.9 | 0.9 | 0.9 | 0.9 | 0.9 | 0.9 | 0.9 | 0.9 | 0.9 | 0.9 | 0.9 | 0.9 | 0.9 | 0.1773 | 0.1773 | 0.1773 | From DOE Prototype Buildings
SchoolPrimary BLDG_LIGHT_LIBRARY_SCH_2010 | Lighting |  | Wknd | 2014-07-01 | 2014-09-01 | Constant | 0.1773 | [23 empty] | From DOE Prototype Buildings
SchoolPrimary BLDG_LIGHT_LIBRARY_SCH_2010 | Lighting |  | Wkdy | 2014-07-01 | 2014-09-01 | Hourly | 0.1773 | 0.1773 | 0.1773 | 0.1773 | 0.1773 | 0.1773 | 0.1773 | 0.1773 | 0.5 | 0.5 | 0.5 | 0.5 | 0.5 | 0.5 | 0.5 | 0.5 | 0.5 | 0.5 | 0.5 | 0.5 | 0.1773 | 0.1773 | 0.1773 | 0.1773 | From DOE Prototype Buildings
SchoolPrimary BLDG_LIGHT_LIBRARY_SCH_2010 | Lighting |  | Wknd | 2014-01-01 | 2014-06-30 | Constant | 0.1773 | [23 empty] | From DOE Prototype Buildings
SchoolPrimary BLDG_LIGHT_LIBRARY_SCH_2010 | Lighting |  | Wkdy | 2014-01-01 | 2014-06-30 | Hourly | 0.1773 | 0.1773 | 0.1773 | 0.1773 | 0.1773 | 0.1773 | 0.1773 | 0.9 | 0.9 | 0.9 | 0.9 | 0.9 | 0.9 | 0.9 | 0.9 | 0.9 | 0.9 | 0.9 | 0.9 | 0.9 | 0.9 | 0.1773 | 0.1773 | 0.1773 | From DOE Prototype Buildings
SchoolPrimary BLDG_LIGHT_LIBRARY_SCH_2013 | Lighting |  | Default | 2014-01-01 | 2014-12-31 | Constant | 0.1773 | [23 empty] | From DOE Prototype Buildings
SchoolPrimary BLDG_LIGHT_LIBRARY_SCH_2013 | Lighting |  | WntrDsn | 2014-01-01 | 2014-12-31 | Constant | 0 | [23 empty] | From DOE Prototype Buildings
SchoolPrimary BLDG_LIGHT_LIBRARY_SCH_2013 | Lighting |  | SmrDsn | 2014-01-01 | 2014-12-31 | Constant | 1 | [23 empty] | From DOE Prototype Buildings
SchoolPrimary BLDG_LIGHT_LIBRARY_SCH_2013 | Lighting |  | Wkdy | 2014-09-01 | 2014-12-31 | Hourly | 0.1773 | 0.1773 | 0.1773 | 0.1773 | 0.1773 | 0.1773 | 0.1773 | 0.9 | 0.8325 | 0.8325 | 0.8325 | 0.8325 | 0.8325 | 0.8325 | 0.8325 | 0.8325 | 0.8325 | 0.8325 | 0.8325 | 0.8325 | 0.8325 | 0.1773 | 0.1773 | 0.1773 | From DOE Prototype Buildings
SchoolPrimary BLDG_LIGHT_LIBRARY_SCH_2013 | Lighting |  | Wknd | 2014-07-01 | 2014-09-01 | Constant | 0.1773 | [23 empty] | From DOE Prototype Buildings
SchoolPrimary BLDG_LIGHT_LIBRARY_SCH_2013 | Lighting |  | Wkdy | 2014-07-01 | 2014-09-01 | Hourly | 0.1773 | 0.1773 | 0.1773 | 0.1773 | 0.1773 | 0.1773 | 0.1773 | 0.1773 | 0.4625 | 0.4625 | 0.4625 | 0.4625 | 0.4625 | 0.4625 | 0.4625 | 0.4625 | 0.4625 | 0.4625 | 0.4625 | 0.4625 | 0.164 | 0.1773 | 0.1773 | 0.1773 | From DOE Prototype Buildings
SchoolPrimary BLDG_LIGHT_LIBRARY_SCH_2013 | Lighting |  | Wknd | 2014-01-01 | 2014-06-30 | Constant | 0.1773 | [23 empty] | From DOE Prototype Buildings
SchoolPrimary BLDG_LIGHT_LIBRARY_SCH_2013 | Lighting |  | Wkdy | 2014-01-01 | 2014-06-30 | Hourly | 0.1773 | 0.1773 | 0.1773 | 0.1773 | 0.1773 | 0.1773 | 0.1773 | 0.9 | 0.8325 | 0.8325 | 0.8325 | 0.8325 | 0.8325 | 0.8325 | 0.8325 | 0.8325 | 0.8325 | 0.8325 | 0.8325 | 0.8325 | 0.8325 | 0.1773 | 0.1773 | 0.1773 | From DOE Prototype Buildings
SchoolPrimary BLDG_LIGHT_LOBBYFLR1_SCH | Lighting |  | Default | 2014-01-01 | 2014-12-31 | Constant | 0.1773 | [23 empty] | From DOE Prototype Buildings
SchoolPrimary BLDG_LIGHT_LOBBYFLR1_SCH | Lighting |  | WntrDsn | 2014-01-01 | 2014-12-31 | Constant | 0 | [23 empty] | From DOE Prototype Buildings
SchoolPrimary BLDG_LIGHT_LOBBYFLR1_SCH | Lighting |  | SmrDsn | 2014-01-01 | 2014-12-31 | Constant | 1 | [23 empty] | From DOE Prototype Buildings
SchoolPrimary BLDG_LIGHT_LOBBYFLR1_SCH | Lighting |  | Wkdy | 2014-09-01 | 2014-12-31 | Hourly | 0.1773 | 0.1773 | 0.1773 | 0.1773 | 0.1773 | 0.1773 | 0.1773 | 0.9 | 0.9 | 0.9 | 0.9 | 0.9 | 0.9 | 0.9 | 0.9 | 0.9 | 0.9 | 0.9 | 0.9 | 0.9 | 0.9 | 0.1773 | 0.1773 | 0.1773 | From DOE Prototype Buildings
SchoolPrimary BLDG_LIGHT_LOBBYFLR1_SCH | Lighting |  | Wknd | 2014-07-01 | 2014-09-01 | Constant | 0.1773 | [23 empty] | From DOE Prototype Buildings
SchoolPrimary BLDG_LIGHT_LOBBYFLR1_SCH | Lighting |  | Wkdy | 2014-07-01 | 2014-09-01 | Hourly | 0.1773 | 0.1773 | 0.1773 | 0.1773 | 0.1773 | 0.1773 | 0.1773 | 0.1773 | 0.5 | 0.5 | 0.5 | 0.5 | 0.5 | 0.5 | 0.5 | 0.5 | 0.5 | 0.5 | 0.5 | 0.5 | 0.1773 | 0.1773 | 0.1773 | 0.1773 | From DOE Prototype Buildings
SchoolPrimary BLDG_LIGHT_LOBBYFLR1_SCH | Lighting |  | Wknd | 2014-01-01 | 2014-06-30 | Constant | 0.1773 | [23 empty] | From DOE Prototype Buildings
SchoolPrimary BLDG_LIGHT_LOBBYFLR1_SCH | Lighting |  | Wkdy | 2014-01-01 | 2014-06-30 | Hourly | 0.1773 | 0.1773 | 0.1773 | 0.1773 | 0.1773 | 0.1773 | 0.1773 | 0.9 | 0.9 | 0.9 | 0.9 | 0.9 | 0.9 | 0.9 | 0.9 | 0.9 | 0.9 | 0.9 | 0.9 | 0.9 | 0.9 | 0.1773 | 0.1773 | 0.1773 | From DOE Prototype Buildings
SchoolPrimary BLDG_LIGHT_LOBBYFLR1_SCH_2010 | Lighting |  | Default | 2014-01-01 | 2014-12-31 | Constant | 0.1773 | [23 empty] | From DOE Prototype Buildings
SchoolPrimary BLDG_LIGHT_LOBBYFLR1_SCH_2010 | Lighting |  | WntrDsn | 2014-01-01 | 2014-12-31 | Constant | 0 | [23 empty] | From DOE Prototype Buildings
SchoolPrimary BLDG_LIGHT_LOBBYFLR1_SCH_2010 | Lighting |  | SmrDsn | 2014-01-01 | 2014-12-31 | Constant | 1 | [23 empty] | From DOE Prototype Buildings
SchoolPrimary BLDG_LIGHT_LOBBYFLR1_SCH_2010 | Lighting |  | Wkdy | 2014-09-01 | 2014-12-31 | Hourly | 0.1773 | 0.1773 | 0.1773 | 0.1773 | 0.1773 | 0.1773 | 0.1773 | 0.9 | 0.9 | 0.9 | 0.9 | 0.9 | 0.9 | 0.9 | 0.9 | 0.9 | 0.9 | 0.9 | 0.9 | 0.9 | 0.9 | 0.1773 | 0.1773 | 0.1773 | From DOE Prototype Buildings
SchoolPrimary BLDG_LIGHT_LOBBYFLR1_SCH_2010 | Lighting |  | Wknd | 2014-07-01 | 2014-09-01 | Constant | 0.1773 | [23 empty] | From DOE Prototype Buildings
SchoolPrimary BLDG_LIGHT_LOBBYFLR1_SCH_2010 | Lighting |  | Wkdy | 2014-07-01 | 2014-09-01 | Hourly | 0.1773 | 0.1773 | 0.1773 | 0.1773 | 0.1773 | 0.1773 | 0.1773 | 0.1773 | 0.5 | 0.5 | 0.5 | 0.5 | 0.5 | 0.5 | 0.5 | 0.5 | 0.5 | 0.5 | 0.5 | 0.5 | 0.1773 | 0.1773 | 0.1773 | 0.1773 | From DOE Prototype Buildings
SchoolPrimary BLDG_LIGHT_LOBBYFLR1_SCH_2010 | Lighting |  | Wknd | 2014-01-01 | 2014-06-30 | Constant | 0.1773 | [23 empty] | From DOE Prototype Buildings
SchoolPrimary BLDG_LIGHT_LOBBYFLR1_SCH_2010 | Lighting |  | Wkdy | 2014-01-01 | 2014-06-30 | Hourly | 0.1773 | 0.1773 | 0.1773 | 0.1773 | 0.1773 | 0.1773 | 0.1773 | 0.9 | 0.9 | 0.9 | 0.9 | 0.9 | 0.9 | 0.9 | 0.9 | 0.9 | 0.9 | 0.9 | 0.9 | 0.9 | 0.9 | 0.1773 | 0.1773 | 0.1773 | From DOE Prototype Buildings
SchoolPrimary BLDG_LIGHT_LOBBYFLR1_SCH_2013 | Lighting |  | Default | 2014-01-01 | 2014-12-31 | Constant | 0.1773 | [23 empty] | From DOE Prototype Buildings
SchoolPrimary BLDG_LIGHT_LOBBYFLR1_SCH_2013 | Lighting |  | WntrDsn | 2014-01-01 | 2014-12-31 | Constant | 0 | [23 empty] | From DOE Prototype Buildings
SchoolPrimary BLDG_LIGHT_LOBBYFLR1_SCH_2013 | Lighting |  | SmrDsn | 2014-01-01 | 2014-12-31 | Constant | 1 | [23 empty] | From DOE Prototype Buildings
SchoolPrimary BLDG_LIGHT_LOBBYFLR1_SCH_2013 | Lighting |  | Wkdy | 2014-09-01 | 2014-12-31 | Hourly | 0.1773 | 0.1773 | 0.1773 | 0.1773 | 0.1773 | 0.1773 | 0.1773 | 0.9 | 0.855 | 0.855 | 0.855 | 0.855 | 0.855 | 0.855 | 0.855 | 0.855 | 0.855 | 0.855 | 0.855 | 0.855 | 0.855 | 0.1773 | 0.1773 | 0.1773 | From DOE Prototype Buildings
SchoolPrimary BLDG_LIGHT_LOBBYFLR1_SCH_2013 | Lighting |  | Wknd | 2014-07-01 | 2014-09-01 | Constant | 0.1773 | [23 empty] | From DOE Prototype Buildings
SchoolPrimary BLDG_LIGHT_LOBBYFLR1_SCH_2013 | Lighting |  | Wkdy | 2014-07-01 | 2014-09-01 | Hourly | 0.1773 | 0.1773 | 0.1773 | 0.1773 | 0.1773 | 0.1773 | 0.1773 | 0.1773 | 0.475 | 0.475 | 0.475 | 0.475 | 0.475 | 0.475 | 0.475 | 0.475 | 0.475 | 0.475 | 0.475 | 0.475 | 0.16844 | 0.1773 | 0.1773 | 0.1773 | From DOE Prototype Buildings
SchoolPrimary BLDG_LIGHT_LOBBYFLR1_SCH_2013 | Lighting |  | Wknd | 2014-01-01 | 2014-06-30 | Constant | 0.1773 | [23 empty] | From DOE Prototype Buildings
SchoolPrimary BLDG_LIGHT_LOBBYFLR1_SCH_2013 | Lighting |  | Wkdy | 2014-01-01 | 2014-06-30 | Hourly | 0.1773 | 0.1773 | 0.1773 | 0.1773 | 0.1773 | 0.1773 | 0.1773 | 0.9 | 0.855 | 0.855 | 0.855 | 0.855 | 0.855 | 0.855 | 0.855 | 0.855 | 0.855 | 0.855 | 0.855 | 0.855 | 0.855 | 0.1773 | 0.1773 | 0.1773 | From DOE Prototype Buildings
SchoolPrimary BLDG_LIGHT_OFFICE_SCH | Lighting |  | Default | 2014-01-01 | 2014-12-31 | Constant | 0.1773 | [23 empty] | From DOE Prototype Buildings
SchoolPrimary BLDG_LIGHT_OFFICE_SCH | Lighting |  | WntrDsn | 2014-01-01 | 2014-12-31 | Constant | 0 | [23 empty] | From DOE Prototype Buildings
SchoolPrimary BLDG_LIGHT_OFFICE_SCH | Lighting |  | SmrDsn | 2014-01-01 | 2014-12-31 | Constant | 1 | [23 empty] | From DOE Prototype Buildings
SchoolPrimary BLDG_LIGHT_OFFICE_SCH | Lighting |  | Wkdy | 2014-09-01 | 2014-12-31 | Hourly | 0.1773 | 0.1773 | 0.1773 | 0.1773 | 0.1773 | 0.1773 | 0.1773 | 0.9 | 0.9 | 0.9 | 0.9 | 0.9 | 0.9 | 0.9 | 0.9 | 0.9 | 0.9 | 0.9 | 0.9 | 0.9 | 0.9 | 0.1773 | 0.1773 | 0.1773 | From DOE Prototype Buildings
SchoolPrimary BLDG_LIGHT_OFFICE_SCH | Lighting |  | Wknd | 2014-07-01 | 2014-09-01 | Constant | 0.1773 | [23 empty] | From DOE Prototype Buildings
SchoolPrimary BLDG_LIGHT_OFFICE_SCH | Lighting |  | Wkdy | 2014-07-01 | 2014-09-01 | Hourly | 0.1773 | 0.1773 | 0.1773 | 0.1773 | 0.1773 | 0.1773 | 0.1773 | 0.1773 | 0.5 | 0.5 | 0.5 | 0.5 | 0.5 | 0.5 | 0.5 | 0.5 | 0.5 | 0.5 | 0.5 | 0.5 | 0.1773 | 0.1773 | 0.1773 | 0.1773 | From DOE Prototype Buildings
SchoolPrimary BLDG_LIGHT_OFFICE_SCH | Lighting |  | Wknd | 2014-01-01 | 2014-06-30 | Constant | 0.1773 | [23 empty] | From DOE Prototype Buildings
SchoolPrimary BLDG_LIGHT_OFFICE_SCH | Lighting |  | Wkdy | 2014-01-01 | 2014-06-30 | Hourly | 0.1773 | 0.1773 | 0.1773 | 0.1773 | 0.1773 | 0.1773 | 0.1773 | 0.9 | 0.9 | 0.9 | 0.9 | 0.9 | 0.9 | 0.9 | 0.9 | 0.9 | 0.9 | 0.9 | 0.9 | 0.9 | 0.9 | 0.1773 | 0.1773 | 0.1773 | From DOE Prototype Buildings
SchoolPrimary BLDG_LIGHT_OFFICE_SCH_2010 | Lighting |  | Default | 2014-01-01 | 2014-12-31 | Constant | 0.1773 | [23 empty] | From DOE Prototype Buildings
SchoolPrimary BLDG_LIGHT_OFFICE_SCH_2010 | Lighting |  | WntrDsn | 2014-01-01 | 2014-12-31 | Constant | 0 | [23 empty] | From DOE Prototype Buildings
SchoolPrimary BLDG_LIGHT_OFFICE_SCH_2010 | Lighting |  | SmrDsn | 2014-01-01 | 2014-12-31 | Constant | 1 | [23 empty] | From DOE Prototype Buildings
SchoolPrimary BLDG_LIGHT_OFFICE_SCH_2010 | Lighting |  | Wkdy | 2014-09-01 | 2014-12-31 | Hourly | 0.1773 | 0.1773 | 0.1773 | 0.1773 | 0.1773 | 0.1773 | 0.1773 | 0.9 | 0.78795 | 0.78795 | 0.78795 | 0.78795 | 0.78795 | 0.78795 | 0.78795 | 0.78795 | 0.78795 | 0.78795 | 0.78795 | 0.78795 | 0.78795 | 0.1773 | 0.1773 | 0.1773 | From DOE Prototype Buildings
SchoolPrimary BLDG_LIGHT_OFFICE_SCH_2010 | Lighting |  | Wknd | 2014-07-01 | 2014-09-01 | Constant | 0.1773 | [23 empty] | From DOE Prototype Buildings
SchoolPrimary BLDG_LIGHT_OFFICE_SCH_2010 | Lighting |  | Wkdy | 2014-07-01 | 2014-09-01 | Hourly | 0.1773 | 0.1773 | 0.1773 | 0.1773 | 0.1773 | 0.1773 | 0.1773 | 0.1773 | 0.43775 | 0.43775 | 0.43775 | 0.43775 | 0.43775 | 0.43775 | 0.43775 | 0.43775 | 0.43775 | 0.43775 | 0.43775 | 0.43775 | 0.15523 | 0.1773 | 0.1773 | 0.1773 | From DOE Prototype Buildings
SchoolPrimary BLDG_LIGHT_OFFICE_SCH_2010 | Lighting |  | Wknd | 2014-01-01 | 2014-06-30 | Constant | 0.1773 | [23 empty] | From DOE Prototype Buildings
SchoolPrimary BLDG_LIGHT_OFFICE_SCH_2010 | Lighting |  | Wkdy | 2014-01-01 | 2014-06-30 | Hourly | 0.1773 | 0.1773 | 0.1773 | 0.1773 | 0.1773 | 0.1773 | 0.1773 | 0.9 | 0.78795 | 0.78795 | 0.78795 | 0.78795 | 0.78795 | 0.78795 | 0.78795 | 0.78795 | 0.78795 | 0.78795 | 0.78795 | 0.78795 | 0.78795 | 0.1773 | 0.1773 | 0.1773 | From DOE Prototype Buildings
SchoolPrimary BLDG_LIGHT_OFFICE_SCH_2013 | Lighting |  | Default | 2014-01-01 | 2014-12-31 | Constant | 0.1773 | [23 empty] | From DOE Prototype Buildings
SchoolPrimary BLDG_LIGHT_OFFICE_SCH_2013 | Lighting |  | WntrDsn | 2014-01-01 | 2014-12-31 | Constant | 0 | [23 empty] | From DOE Prototype Buildings
SchoolPrimary BLDG_LIGHT_OFFICE_SCH_2013 | Lighting |  | SmrDsn | 2014-01-01 | 2014-12-31 | Constant | 1 | [23 empty] | From DOE Prototype Buildings
SchoolPrimary BLDG_LIGHT_OFFICE_SCH_2013 | Lighting |  | Wkdy | 2014-09-01 | 2014-12-31 | Hourly | 0.1773 | 0.1773 | 0.1773 | 0.1773 | 0.1773 | 0.1773 | 0.1773 | 0.9 | 0.75486 | 0.75486 | 0.75486 | 0.75486 | 0.75486 | 0.75486 | 0.75486 | 0.75486 | 0.75486 | 0.75486 | 0.75486 | 0.75486 | 0.75486 | 0.1773 | 0.1773 | 0.1773 | From DOE Prototype Buildings
SchoolPrimary BLDG_LIGHT_OFFICE_SCH_2013 | Lighting |  | Wknd | 2014-07-01 | 2014-09-01 | Constant | 0.1773 | [23 empty] | From DOE Prototype Buildings
SchoolPrimary BLDG_LIGHT_OFFICE_SCH_2013 | Lighting |  | Wkdy | 2014-07-01 | 2014-09-01 | Hourly | 0.1773 | 0.1773 | 0.1773 | 0.1773 | 0.1773 | 0.1773 | 0.1773 | 0.1773 | 0.41936 | 0.41936 | 0.41936 | 0.41936 | 0.41936 | 0.41936 | 0.41936 | 0.41936 | 0.41936 | 0.41936 | 0.41936 | 0.41936 | 0.14871 | 0.1773 | 0.1773 | 0.1773 | From DOE Prototype Buildings
SchoolPrimary BLDG_LIGHT_OFFICE_SCH_2013 | Lighting |  | Wknd | 2014-01-01 | 2014-06-30 | Constant | 0.1773 | [23 empty] | From DOE Prototype Buildings
SchoolPrimary BLDG_LIGHT_OFFICE_SCH_2013 | Lighting |  | Wkdy | 2014-01-01 | 2014-06-30 | Hourly | 0.1773 | 0.1773 | 0.1773 | 0.1773 | 0.1773 | 0.1773 | 0.1773 | 0.9 | 0.75486 | 0.75486 | 0.75486 | 0.75486 | 0.75486 | 0.75486 | 0.75486 | 0.75486 | 0.75486 | 0.75486 | 0.75486 | 0.75486 | 0.75486 | 0.1773 | 0.1773 | 0.1773 | From DOE Prototype Buildings
SchoolPrimary BLDG_LIGHT_SCH | Lighting |  | Default | 2014-01-01 | 2014-12-31 | Constant | 0.1773 | [23 empty] | From DOE Prototype Buildings
SchoolPrimary BLDG_LIGHT_SCH | Lighting |  | WntrDsn | 2014-01-01 | 2014-12-31 | Constant | 0 | [23 empty] | From DOE Prototype Buildings
SchoolPrimary BLDG_LIGHT_SCH | Lighting |  | SmrDsn | 2014-01-01 | 2014-12-31 | Constant | 1 | [23 empty] | From DOE Prototype Buildings
SchoolPrimary BLDG_LIGHT_SCH | Lighting |  | Wkdy | 2014-09-01 | 2014-12-31 | Hourly | 0.1773 | 0.1773 | 0.1773 | 0.1773 | 0.1773 | 0.1773 | 0.1773 | 0.9 | 0.9 | 0.9 | 0.9 | 0.9 | 0.9 | 0.9 | 0.9 | 0.9 | 0.9 | 0.9 | 0.9 | 0.9 | 0.9 | 0.1773 | 0.1773 | 0.1773 | From DOE Prototype Buildings
SchoolPrimary BLDG_LIGHT_SCH | Lighting |  | Wknd | 2014-07-01 | 2014-09-01 | Constant | 0.1773 | [23 empty] | From DOE Prototype Buildings
SchoolPrimary BLDG_LIGHT_SCH | Lighting |  | Wkdy | 2014-07-01 | 2014-09-01 | Hourly | 0.1773 | 0.1773 | 0.1773 | 0.1773 | 0.1773 | 0.1773 | 0.1773 | 0.1773 | 0.5 | 0.5 | 0.5 | 0.5 | 0.5 | 0.5 | 0.5 | 0.5 | 0.5 | 0.5 | 0.5 | 0.5 | 0.1773 | 0.1773 | 0.1773 | 0.1773 | From DOE Prototype Buildings
SchoolPrimary BLDG_LIGHT_SCH | Lighting |  | Wknd | 2014-01-01 | 2014-06-30 | Constant | 0.1773 | [23 empty] | From DOE Prototype Buildings
SchoolPrimary BLDG_LIGHT_SCH | Lighting |  | Wkdy | 2014-01-01 | 2014-06-30 | Hourly | 0.1773 | 0.1773 | 0.1773 | 0.1773 | 0.1773 | 0.1773 | 0.1773 | 0.9 | 0.9 | 0.9 | 0.9 | 0.9 | 0.9 | 0.9 | 0.9 | 0.9 | 0.9 | 0.9 | 0.9 | 0.9 | 0.9 | 0.1773 | 0.1773 | 0.1773 | From DOE Prototype Buildings
SchoolPrimary BLDG_LIGHT_SCH_2010 | Lighting |  | Default | 2014-01-01 | 2014-12-31 | Constant | 0.1773 | [23 empty] | From DOE Prototype Buildings
SchoolPrimary BLDG_LIGHT_SCH_2010 | Lighting |  | WntrDsn | 2014-01-01 | 2014-12-31 | Constant | 0 | [23 empty] | From DOE Prototype Buildings
SchoolPrimary BLDG_LIGHT_SCH_2010 | Lighting |  | SmrDsn | 2014-01-01 | 2014-12-31 | Constant | 1 | [23 empty] | From DOE Prototype Buildings
SchoolPrimary BLDG_LIGHT_SCH_2010 | Lighting |  | Wkdy | 2014-09-01 | 2014-12-31 | Hourly | 0.1773 | 0.1773 | 0.1773 | 0.1773 | 0.1773 | 0.1773 | 0.1773 | 0.9 | 0.9 | 0.9 | 0.9 | 0.9 | 0.9 | 0.9 | 0.9 | 0.9 | 0.9 | 0.9 | 0.9 | 0.9 | 0.9 | 0.1773 | 0.1773 | 0.1773 | From DOE Prototype Buildings
SchoolPrimary BLDG_LIGHT_SCH_2010 | Lighting |  | Wknd | 2014-07-01 | 2014-09-01 | Constant | 0.1773 | [23 empty] | From DOE Prototype Buildings
SchoolPrimary BLDG_LIGHT_SCH_2010 | Lighting |  | Wkdy | 2014-07-01 | 2014-09-01 | Hourly | 0.1773 | 0.1773 | 0.1773 | 0.1773 | 0.1773 | 0.1773 | 0.1773 | 0.1773 | 0.5 | 0.5 | 0.5 | 0.5 | 0.5 | 0.5 | 0.5 | 0.5 | 0.5 | 0.5 | 0.5 | 0.5 | 0.1773 | 0.1773 | 0.1773 | 0.1773 | From DOE Prototype Buildings
SchoolPrimary BLDG_LIGHT_SCH_2010 | Lighting |  | Wknd | 2014-01-01 | 2014-06-30 | Constant | 0.1773 | [23 empty] | From DOE Prototype Buildings
SchoolPrimary BLDG_LIGHT_SCH_2010 | Lighting |  | Wkdy | 2014-01-01 | 2014-06-30 | Hourly | 0.1773 | 0.1773 | 0.1773 | 0.1773 | 0.1773 | 0.1773 | 0.1773 | 0.9 | 0.9 | 0.9 | 0.9 | 0.9 | 0.9 | 0.9 | 0.9 | 0.9 | 0.9 | 0.9 | 0.9 | 0.9 | 0.9 | 0.1773 | 0.1773 | 0.1773 | From DOE Prototype Buildings
SchoolPrimary BLDG_LIGHT_SCH_2013 | Lighting |  | Default | 2014-01-01 | 2014-12-31 | Constant | 0.1773 | [23 empty] | From DOE Prototype Buildings
SchoolPrimary BLDG_LIGHT_SCH_2013 | Lighting |  | WntrDsn | 2014-01-01 | 2014-12-31 | Constant | 0 | [23 empty] | From DOE Prototype Buildings
SchoolPrimary BLDG_LIGHT_SCH_2013 | Lighting |  | SmrDsn | 2014-01-01 | 2014-12-31 | Constant | 1 | [23 empty] | From DOE Prototype Buildings
SchoolPrimary BLDG_LIGHT_SCH_2013 | Lighting |  | Wkdy | 2014-09-01 | 2014-12-31 | Hourly | 0.1773 | 0.1773 | 0.1773 | 0.1773 | 0.1773 | 0.1773 | 0.1773 | 0.9 | 0.9 | 0.9 | 0.9 | 0.9 | 0.9 | 0.9 | 0.9 | 0.9 | 0.9 | 0.9 | 0.9 | 0.9 | 0.9 | 0.1773 | 0.1773 | 0.1773 | From DOE Prototype Buildings
SchoolPrimary BLDG_LIGHT_SCH_2013 | Lighting |  | Wknd | 2014-07-01 | 2014-09-01 | Constant | 0.1773 | [23 empty] | From DOE Prototype Buildings
SchoolPrimary BLDG_LIGHT_SCH_2013 | Lighting |  | Wkdy | 2014-07-01 | 2014-09-01 | Hourly | 0.1773 | 0.1773 | 0.1773 | 0.1773 | 0.1773 | 0.1773 | 0.1773 | 0.1773 | 0.5 | 0.5 | 0.5 | 0.5 | 0.5 | 0.5 | 0.5 | 0.5 | 0.5 | 0.5 | 0.5 | 0.5 | 0.1773 | 0.1773 | 0.1773 | 0.1773 | From DOE Prototype Buildings
SchoolPrimary BLDG_LIGHT_SCH_2013 | Lighting |  | Wknd | 2014-01-01 | 2014-06-30 | Constant | 0.1773 | [23 empty] | From DOE Prototype Buildings
SchoolPrimary BLDG_LIGHT_SCH_2013 | Lighting |  | Wkdy | 2014-01-01 | 2014-06-30 | Hourly | 0.1773 | 0.1773 | 0.1773 | 0.1773 | 0.1773 | 0.1773 | 0.1773 | 0.9 | 0.9 | 0.9 | 0.9 | 0.9 | 0.9 | 0.9 | 0.9 | 0.9 | 0.9 | 0.9 | 0.9 | 0.9 | 0.9 | 0.1773 | 0.1773 | 0.1773 | From DOE Prototype Buildings
SchoolPrimary Exterior_lighting_schedule_a | Lighting |  | Default¦WntrDsn¦SmrDsn | 2014-01-01 | 2014-12-31 | Hourly | 0 | 0 | 0 | 0 | 0 | 0 | 1 | 1 | 1 | 1 | 1 | 1 | 1 | 1 | 1 | 1 | 1 | 1 | 1 | 1 | 1 | 1 | 1 | 1 | From DOE Prototype Buildings
SchoolPrimary Exterior_lighting_schedule_b | Lighting |  | Default¦WntrDsn¦SmrDsn | 2014-01-01 | 2014-12-31 | Hourly | 0.7 | 0.7 | 0.7 | 0.7 | 0.7 | 0.7 | 1 | 1 | 1 | 1 | 1 | 1 | 1 | 1 | 1 | 1 | 1 | 1 | 1 | 1 | 1 | 1 | 1 | 1 | From DOE Prototype Buildings
SchoolSecondary BLDG_LIGHT_BATH_SCH | Lighting |  | Default | 2014-01-01 | 2014-12-31 | Constant | 0.1773 | [23 empty] | From DOE Prototype Buildings
SchoolSecondary BLDG_LIGHT_BATH_SCH | Lighting |  | WntrDsn | 2014-01-01 | 2014-12-31 | Constant | 0 | [23 empty] | From DOE Prototype Buildings
SchoolSecondary BLDG_LIGHT_BATH_SCH | Lighting |  | SmrDsn | 2014-01-01 | 2014-12-31 | Constant | 1 | [23 empty] | From DOE Prototype Buildings
SchoolSecondary BLDG_LIGHT_BATH_SCH | Lighting |  | Wkdy | 2014-09-01 | 2014-12-31 | Hourly | 0.1773 | 0.1773 | 0.1773 | 0.1773 | 0.1773 | 0.1773 | 0.1773 | 0.9 | 0.9 | 0.9 | 0.9 | 0.9 | 0.9 | 0.9 | 0.9 | 0.9 | 0.9 | 0.9 | 0.9 | 0.9 | 0.9 | 0.1773 | 0.1773 | 0.1773 | From DOE Prototype Buildings
SchoolSecondary BLDG_LIGHT_BATH_SCH | Lighting |  | Wknd | 2014-07-01 | 2014-09-01 | Constant | 0.1773 | [23 empty] | From DOE Prototype Buildings
SchoolSecondary BLDG_LIGHT_BATH_SCH | Lighting |  | Wkdy | 2014-07-01 | 2014-09-01 | Hourly | 0.1773 | 0.1773 | 0.1773 | 0.1773 | 0.1773 | 0.1773 | 0.1773 | 0.1773 | 0.5 | 0.5 | 0.5 | 0.5 | 0.5 | 0.5 | 0.5 | 0.5 | 0.5 | 0.5 | 0.5 | 0.5 | 0.1773 | 0.1773 | 0.1773 | 0.1773 | From DOE Prototype Buildings
SchoolSecondary BLDG_LIGHT_BATH_SCH | Lighting |  | Wknd | 2014-01-01 | 2014-06-30 | Constant | 0.1773 | [23 empty] | From DOE Prototype Buildings
SchoolSecondary BLDG_LIGHT_BATH_SCH | Lighting |  | Wkdy | 2014-01-01 | 2014-06-30 | Hourly | 0.1773 | 0.1773 | 0.1773 | 0.1773 | 0.1773 | 0.1773 | 0.1773 | 0.9 | 0.9 | 0.9 | 0.9 | 0.9 | 0.9 | 0.9 | 0.9 | 0.9 | 0.9 | 0.9 | 0.9 | 0.9 | 0.9 | 0.1773 | 0.1773 | 0.1773 | From DOE Prototype Buildings
SchoolSecondary BLDG_LIGHT_BATH_SCH_2010 | Lighting |  | Default | 2014-01-01 | 2014-12-31 | Constant | 0.1773 | [23 empty] | From DOE Prototype Buildings
SchoolSecondary BLDG_LIGHT_BATH_SCH_2010 | Lighting |  | WntrDsn | 2014-01-01 | 2014-12-31 | Constant | 0 | [23 empty] | From DOE Prototype Buildings
SchoolSecondary BLDG_LIGHT_BATH_SCH_2010 | Lighting |  | SmrDsn | 2014-01-01 | 2014-12-31 | Constant | 1 | [23 empty] | From DOE Prototype Buildings
SchoolSecondary BLDG_LIGHT_BATH_SCH_2010 | Lighting |  | Wkdy | 2014-09-01 | 2014-12-31 | Hourly | 0.1773 | 0.1773 | 0.1773 | 0.1773 | 0.1773 | 0.1773 | 0.1773 | 0.9 | 0.594 | 0.594 | 0.594 | 0.594 | 0.594 | 0.594 | 0.594 | 0.594 | 0.594 | 0.594 | 0.594 | 0.594 | 0.594 | 0.1773 | 0.1773 | 0.1773 | From DOE Prototype Buildings
SchoolSecondary BLDG_LIGHT_BATH_SCH_2010 | Lighting |  | Wknd | 2014-07-01 | 2014-09-01 | Constant | 0.1773 | [23 empty] | From DOE Prototype Buildings
SchoolSecondary BLDG_LIGHT_BATH_SCH_2010 | Lighting |  | Wkdy | 2014-07-01 | 2014-09-01 | Hourly | 0.1773 | 0.1773 | 0.1773 | 0.1773 | 0.1773 | 0.1773 | 0.1773 | 0.1773 | 0.33 | 0.33 | 0.33 | 0.33 | 0.33 | 0.33 | 0.33 | 0.33 | 0.33 | 0.33 | 0.33 | 0.33 | 0.11702 | 0.1773 | 0.1773 | 0.1773 | From DOE Prototype Buildings
SchoolSecondary BLDG_LIGHT_BATH_SCH_2010 | Lighting |  | Wknd | 2014-01-01 | 2014-06-30 | Constant | 0.1773 | [23 empty] | From DOE Prototype Buildings
SchoolSecondary BLDG_LIGHT_BATH_SCH_2010 | Lighting |  | Wkdy | 2014-01-01 | 2014-06-30 | Hourly | 0.1773 | 0.1773 | 0.1773 | 0.1773 | 0.1773 | 0.1773 | 0.1773 | 0.9 | 0.594 | 0.594 | 0.594 | 0.594 | 0.594 | 0.594 | 0.594 | 0.594 | 0.594 | 0.594 | 0.594 | 0.594 | 0.594 | 0.1773 | 0.1773 | 0.1773 | From DOE Prototype Buildings
SchoolSecondary BLDG_LIGHT_BATH_SCH_2013 | Lighting |  | Default | 2014-01-01 | 2014-12-31 | Constant | 0.1773 | [23 empty] | From DOE Prototype Buildings
SchoolSecondary BLDG_LIGHT_BATH_SCH_2013 | Lighting |  | WntrDsn | 2014-01-01 | 2014-12-31 | Constant | 0 | [23 empty] | From DOE Prototype Buildings
SchoolSecondary BLDG_LIGHT_BATH_SCH_2013 | Lighting |  | SmrDsn | 2014-01-01 | 2014-12-31 | Constant | 1 | [23 empty] | From DOE Prototype Buildings
SchoolSecondary BLDG_LIGHT_BATH_SCH_2013 | Lighting |  | Wkdy | 2014-09-01 | 2014-12-31 | Hourly | 0.1773 | 0.1773 | 0.1773 | 0.1773 | 0.1773 | 0.1773 | 0.1773 | 0.9 | 0.594 | 0.594 | 0.594 | 0.594 | 0.594 | 0.594 | 0.594 | 0.594 | 0.594 | 0.594 | 0.594 | 0.594 | 0.594 | 0.1773 | 0.1773 | 0.1773 | From DOE Prototype Buildings
SchoolSecondary BLDG_LIGHT_BATH_SCH_2013 | Lighting |  | Wknd | 2014-07-01 | 2014-09-01 | Constant | 0.1773 | [23 empty] | From DOE Prototype Buildings
SchoolSecondary BLDG_LIGHT_BATH_SCH_2013 | Lighting |  | Wkdy | 2014-07-01 | 2014-09-01 | Hourly | 0.1773 | 0.1773 | 0.1773 | 0.1773 | 0.1773 | 0.1773 | 0.1773 | 0.1773 | 0.33 | 0.33 | 0.33 | 0.33 | 0.33 | 0.33 | 0.33 | 0.33 | 0.33 | 0.33 | 0.33 | 0.33 | 0.11702 | 0.1773 | 0.1773 | 0.1773 | From DOE Prototype Buildings
SchoolSecondary BLDG_LIGHT_BATH_SCH_2013 | Lighting |  | Wknd | 2014-01-01 | 2014-06-30 | Constant | 0.1773 | [23 empty] | From DOE Prototype Buildings
SchoolSecondary BLDG_LIGHT_BATH_SCH_2013 | Lighting |  | Wkdy | 2014-01-01 | 2014-06-30 | Hourly | 0.1773 | 0.1773 | 0.1773 | 0.1773 | 0.1773 | 0.1773 | 0.1773 | 0.9 | 0.594 | 0.594 | 0.594 | 0.594 | 0.594 | 0.594 | 0.594 | 0.594 | 0.594 | 0.594 | 0.594 | 0.594 | 0.594 | 0.1773 | 0.1773 | 0.1773 | From DOE Prototype Buildings
SchoolSecondary BLDG_LIGHT_CLASSROOM_SCH | Lighting |  | Default | 2014-01-01 | 2014-12-31 | Constant | 0.1773 | [23 empty] | From DOE Prototype Buildings
SchoolSecondary BLDG_LIGHT_CLASSROOM_SCH | Lighting |  | WntrDsn | 2014-01-01 | 2014-12-31 | Constant | 0 | [23 empty] | From DOE Prototype Buildings
SchoolSecondary BLDG_LIGHT_CLASSROOM_SCH | Lighting |  | SmrDsn | 2014-01-01 | 2014-12-31 | Constant | 1 | [23 empty] | From DOE Prototype Buildings
SchoolSecondary BLDG_LIGHT_CLASSROOM_SCH | Lighting |  | Wkdy | 2014-09-01 | 2014-12-31 | Hourly | 0.1773 | 0.1773 | 0.1773 | 0.1773 | 0.1773 | 0.1773 | 0.1773 | 0.9 | 0.9 | 0.9 | 0.9 | 0.9 | 0.9 | 0.9 | 0.9 | 0.9 | 0.9 | 0.9 | 0.9 | 0.9 | 0.9 | 0.1773 | 0.1773 | 0.1773 | From DOE Prototype Buildings
SchoolSecondary BLDG_LIGHT_CLASSROOM_SCH | Lighting |  | Wknd | 2014-07-01 | 2014-09-01 | Constant | 0.1773 | [23 empty] | From DOE Prototype Buildings
SchoolSecondary BLDG_LIGHT_CLASSROOM_SCH | Lighting |  | Wkdy | 2014-07-01 | 2014-09-01 | Hourly | 0.1773 | 0.1773 | 0.1773 | 0.1773 | 0.1773 | 0.1773 | 0.1773 | 0.1773 | 0.5 | 0.5 | 0.5 | 0.5 | 0.5 | 0.5 | 0.5 | 0.5 | 0.5 | 0.5 | 0.5 | 0.5 | 0.1773 | 0.1773 | 0.1773 | 0.1773 | From DOE Prototype Buildings
SchoolSecondary BLDG_LIGHT_CLASSROOM_SCH | Lighting |  | Wknd | 2014-01-01 | 2014-06-30 | Constant | 0.1773 | [23 empty] | From DOE Prototype Buildings
SchoolSecondary BLDG_LIGHT_CLASSROOM_SCH | Lighting |  | Wkdy | 2014-01-01 | 2014-06-30 | Hourly | 0.1773 | 0.1773 | 0.1773 | 0.1773 | 0.1773 | 0.1773 | 0.1773 | 0.9 | 0.9 | 0.9 | 0.9 | 0.9 | 0.9 | 0.9 | 0.9 | 0.9 | 0.9 | 0.9 | 0.9 | 0.9 | 0.9 | 0.1773 | 0.1773 | 0.1773 | From DOE Prototype Buildings
SchoolSecondary BLDG_LIGHT_CLASSROOM_SCH_2010 | Lighting |  | Default | 2014-01-01 | 2014-12-31 | Constant | 0.1773 | [23 empty] | From DOE Prototype Buildings
SchoolSecondary BLDG_LIGHT_CLASSROOM_SCH_2010 | Lighting |  | WntrDsn | 2014-01-01 | 2014-12-31 | Constant | 0 | [23 empty] | From DOE Prototype Buildings
SchoolSecondary BLDG_LIGHT_CLASSROOM_SCH_2010 | Lighting |  | SmrDsn | 2014-01-01 | 2014-12-31 | Constant | 1 | [23 empty] | From DOE Prototype Buildings
SchoolSecondary BLDG_LIGHT_CLASSROOM_SCH_2010 | Lighting |  | Wkdy | 2014-09-01 | 2014-12-31 | Hourly | 0.1773 | 0.1773 | 0.1773 | 0.1773 | 0.1773 | 0.1773 | 0.1773 | 0.9 | 0.612 | 0.612 | 0.612 | 0.612 | 0.612 | 0.612 | 0.612 | 0.612 | 0.612 | 0.612 | 0.612 | 0.612 | 0.612 | 0.1773 | 0.1773 | 0.1773 | From DOE Prototype Buildings
SchoolSecondary BLDG_LIGHT_CLASSROOM_SCH_2010 | Lighting |  | Wknd | 2014-07-01 | 2014-09-01 | Constant | 0.1773 | [23 empty] | From DOE Prototype Buildings
SchoolSecondary BLDG_LIGHT_CLASSROOM_SCH_2010 | Lighting |  | Wkdy | 2014-07-01 | 2014-09-01 | Hourly | 0.1773 | 0.1773 | 0.1773 | 0.1773 | 0.1773 | 0.1773 | 0.1773 | 0.1773 | 0.34 | 0.34 | 0.34 | 0.34 | 0.34 | 0.34 | 0.34 | 0.34 | 0.34 | 0.34 | 0.34 | 0.34 | 0.12056 | 0.1773 | 0.1773 | 0.1773 | From DOE Prototype Buildings
SchoolSecondary BLDG_LIGHT_CLASSROOM_SCH_2010 | Lighting |  | Wknd | 2014-01-01 | 2014-06-30 | Constant | 0.1773 | [23 empty] | From DOE Prototype Buildings
SchoolSecondary BLDG_LIGHT_CLASSROOM_SCH_2010 | Lighting |  | Wkdy | 2014-01-01 | 2014-06-30 | Hourly | 0.1773 | 0.1773 | 0.1773 | 0.1773 | 0.1773 | 0.1773 | 0.1773 | 0.9 | 0.612 | 0.612 | 0.612 | 0.612 | 0.612 | 0.612 | 0.612 | 0.612 | 0.612 | 0.612 | 0.612 | 0.612 | 0.612 | 0.1773 | 0.1773 | 0.1773 | From DOE Prototype Buildings
SchoolSecondary BLDG_LIGHT_CLASSROOM_SCH_2013 | Lighting |  | Default | 2014-01-01 | 2014-12-31 | Constant | 0.1773 | [23 empty] | From DOE Prototype Buildings
SchoolSecondary BLDG_LIGHT_CLASSROOM_SCH_2013 | Lighting |  | WntrDsn | 2014-01-01 | 2014-12-31 | Constant | 0 | [23 empty] | From DOE Prototype Buildings
SchoolSecondary BLDG_LIGHT_CLASSROOM_SCH_2013 | Lighting |  | SmrDsn | 2014-01-01 | 2014-12-31 | Constant | 1 | [23 empty] | From DOE Prototype Buildings
SchoolSecondary BLDG_LIGHT_CLASSROOM_SCH_2013 | Lighting |  | Wkdy | 2014-09-01 | 2014-12-31 | Hourly | 0.1773 | 0.1773 | 0.1773 | 0.1773 | 0.1773 | 0.1773 | 0.1773 | 0.9 | 0.59829 | 0.59829 | 0.59829 | 0.59829 | 0.59829 | 0.59829 | 0.59829 | 0.59829 | 0.59829 | 0.59829 | 0.59829 | 0.59829 | 0.59829 | 0.1773 | 0.1773 | 0.1773 | From DOE Prototype Buildings
SchoolSecondary BLDG_LIGHT_CLASSROOM_SCH_2013 | Lighting |  | Wknd | 2014-07-01 | 2014-09-01 | Constant | 0.1773 | [23 empty] | From DOE Prototype Buildings
SchoolSecondary BLDG_LIGHT_CLASSROOM_SCH_2013 | Lighting |  | Wkdy | 2014-07-01 | 2014-09-01 | Hourly | 0.1773 | 0.1773 | 0.1773 | 0.1773 | 0.1773 | 0.1773 | 0.1773 | 0.1773 | 0.33238 | 0.33238 | 0.33238 | 0.33238 | 0.33238 | 0.33238 | 0.33238 | 0.33238 | 0.33238 | 0.33238 | 0.33238 | 0.33238 | 0.11786 | 0.1773 | 0.1773 | 0.1773 | From DOE Prototype Buildings
SchoolSecondary BLDG_LIGHT_CLASSROOM_SCH_2013 | Lighting |  | Wknd | 2014-01-01 | 2014-06-30 | Constant | 0.1773 | [23 empty] | From DOE Prototype Buildings
SchoolSecondary BLDG_LIGHT_CLASSROOM_SCH_2013 | Lighting |  | Wkdy | 2014-01-01 | 2014-06-30 | Hourly | 0.1773 | 0.1773 | 0.1773 | 0.1773 | 0.1773 | 0.1773 | 0.1773 | 0.9 | 0.59829 | 0.59829 | 0.59829 | 0.59829 | 0.59829 | 0.59829 | 0.59829 | 0.59829 | 0.59829 | 0.59829 | 0.59829 | 0.59829 | 0.59829 | 0.1773 | 0.1773 | 0.1773 | From DOE Prototype Buildings
SchoolSecondary BLDG_LIGHT_CORRIDOR_SCH | Lighting |  | Default | 2014-01-01 | 2014-12-31 | Constant | 0.1773 | [23 empty] | From DOE Prototype Buildings
SchoolSecondary BLDG_LIGHT_CORRIDOR_SCH | Lighting |  | WntrDsn | 2014-01-01 | 2014-12-31 | Constant | 0 | [23 empty] | From DOE Prototype Buildings
SchoolSecondary BLDG_LIGHT_CORRIDOR_SCH | Lighting |  | SmrDsn | 2014-01-01 | 2014-12-31 | Constant | 1 | [23 empty] | From DOE Prototype Buildings
SchoolSecondary BLDG_LIGHT_CORRIDOR_SCH | Lighting |  | Wkdy | 2014-09-01 | 2014-12-31 | Hourly | 0.1773 | 0.1773 | 0.1773 | 0.1773 | 0.1773 | 0.1773 | 0.1773 | 0.9 | 0.9 | 0.9 | 0.9 | 0.9 | 0.9 | 0.9 | 0.9 | 0.9 | 0.9 | 0.9 | 0.9 | 0.9 | 0.9 | 0.1773 | 0.1773 | 0.1773 | From DOE Prototype Buildings
SchoolSecondary BLDG_LIGHT_CORRIDOR_SCH | Lighting |  | Wknd | 2014-07-01 | 2014-09-01 | Constant | 0.1773 | [23 empty] | From DOE Prototype Buildings
SchoolSecondary BLDG_LIGHT_CORRIDOR_SCH | Lighting |  | Wkdy | 2014-07-01 | 2014-09-01 | Hourly | 0.1773 | 0.1773 | 0.1773 | 0.1773 | 0.1773 | 0.1773 | 0.1773 | 0.1773 | 0.5 | 0.5 | 0.5 | 0.5 | 0.5 | 0.5 | 0.5 | 0.5 | 0.5 | 0.5 | 0.5 | 0.5 | 0.1773 | 0.1773 | 0.1773 | 0.1773 | From DOE Prototype Buildings
SchoolSecondary BLDG_LIGHT_CORRIDOR_SCH | Lighting |  | Wknd | 2014-01-01 | 2014-06-30 | Constant | 0.1773 | [23 empty] | From DOE Prototype Buildings
SchoolSecondary BLDG_LIGHT_CORRIDOR_SCH | Lighting |  | Wkdy | 2014-01-01 | 2014-06-30 | Hourly | 0.1773 | 0.1773 | 0.1773 | 0.1773 | 0.1773 | 0.1773 | 0.1773 | 0.9 | 0.9 | 0.9 | 0.9 | 0.9 | 0.9 | 0.9 | 0.9 | 0.9 | 0.9 | 0.9 | 0.9 | 0.9 | 0.9 | 0.1773 | 0.1773 | 0.1773 | From DOE Prototype Buildings
SchoolSecondary BLDG_LIGHT_CORRIDOR_SCH_2010 | Lighting |  | Default | 2014-01-01 | 2014-12-31 | Constant | 0.1773 | [23 empty] | From DOE Prototype Buildings
SchoolSecondary BLDG_LIGHT_CORRIDOR_SCH_2010 | Lighting |  | WntrDsn | 2014-01-01 | 2014-12-31 | Constant | 0 | [23 empty] | From DOE Prototype Buildings
SchoolSecondary BLDG_LIGHT_CORRIDOR_SCH_2010 | Lighting |  | SmrDsn | 2014-01-01 | 2014-12-31 | Constant | 1 | [23 empty] | From DOE Prototype Buildings
SchoolSecondary BLDG_LIGHT_CORRIDOR_SCH_2010 | Lighting |  | Wkdy | 2014-09-01 | 2014-12-31 | Hourly | 0.1773 | 0.1773 | 0.1773 | 0.1773 | 0.1773 | 0.1773 | 0.1773 | 0.9 | 0.84888 | 0.84888 | 0.84888 | 0.84888 | 0.84888 | 0.84888 | 0.84888 | 0.84888 | 0.84888 | 0.84888 | 0.84888 | 0.84888 | 0.84888 | 0.1773 | 0.1773 | 0.1773 | From DOE Prototype Buildings
SchoolSecondary BLDG_LIGHT_CORRIDOR_SCH_2010 | Lighting |  | Wknd | 2014-07-01 | 2014-09-01 | Constant | 0.1773 | [23 empty] | From DOE Prototype Buildings
SchoolSecondary BLDG_LIGHT_CORRIDOR_SCH_2010 | Lighting |  | Wkdy | 2014-07-01 | 2014-09-01 | Hourly | 0.1773 | 0.1773 | 0.1773 | 0.1773 | 0.1773 | 0.1773 | 0.1773 | 0.1773 | 0.4716 | 0.4716 | 0.4716 | 0.4716 | 0.4716 | 0.4716 | 0.4716 | 0.4716 | 0.4716 | 0.4716 | 0.4716 | 0.4716 | 0.16723 | 0.1773 | 0.1773 | 0.1773 | From DOE Prototype Buildings
SchoolSecondary BLDG_LIGHT_CORRIDOR_SCH_2010 | Lighting |  | Wknd | 2014-01-01 | 2014-06-30 | Constant | 0.1773 | [23 empty] | From DOE Prototype Buildings
SchoolSecondary BLDG_LIGHT_CORRIDOR_SCH_2010 | Lighting |  | Wkdy | 2014-01-01 | 2014-06-30 | Hourly | 0.1773 | 0.1773 | 0.1773 | 0.1773 | 0.1773 | 0.1773 | 0.1773 | 0.9 | 0.84888 | 0.84888 | 0.84888 | 0.84888 | 0.84888 | 0.84888 | 0.84888 | 0.84888 | 0.84888 | 0.84888 | 0.84888 | 0.84888 | 0.84888 | 0.1773 | 0.1773 | 0.1773 | From DOE Prototype Buildings
SchoolSecondary BLDG_LIGHT_CORRIDOR_SCH_2013 | Lighting |  | Default | 2014-01-01 | 2014-12-31 | Constant | 0.1773 | [23 empty] | From DOE Prototype Buildings
SchoolSecondary BLDG_LIGHT_CORRIDOR_SCH_2013 | Lighting |  | WntrDsn | 2014-01-01 | 2014-12-31 | Constant | 0 | [23 empty] | From DOE Prototype Buildings
SchoolSecondary BLDG_LIGHT_CORRIDOR_SCH_2013 | Lighting |  | SmrDsn | 2014-01-01 | 2014-12-31 | Constant | 1 | [23 empty] | From DOE Prototype Buildings
SchoolSecondary BLDG_LIGHT_CORRIDOR_SCH_2013 | Lighting |  | Wkdy | 2014-09-01 | 2014-12-31 | Hourly | 0.1773 | 0.1773 | 0.1773 | 0.1773 | 0.1773 | 0.1773 | 0.1773 | 0.9 | 0.55177 | 0.55177 | 0.55177 | 0.55177 | 0.55177 | 0.55177 | 0.55177 | 0.55177 | 0.55177 | 0.55177 | 0.55177 | 0.55177 | 0.55177 | 0.1773 | 0.1773 | 0.1773 | From DOE Prototype Buildings
SchoolSecondary BLDG_LIGHT_CORRIDOR_SCH_2013 | Lighting |  | Wknd | 2014-07-01 | 2014-09-01 | Constant | 0.1773 | [23 empty] | From DOE Prototype Buildings
SchoolSecondary BLDG_LIGHT_CORRIDOR_SCH_2013 | Lighting |  | Wkdy | 2014-07-01 | 2014-09-01 | Hourly | 0.1773 | 0.1773 | 0.1773 | 0.1773 | 0.1773 | 0.1773 | 0.1773 | 0.1773 | 0.30654 | 0.30654 | 0.30654 | 0.30654 | 0.30654 | 0.30654 | 0.30654 | 0.30654 | 0.30654 | 0.30654 | 0.30654 | 0.30654 | 0.1087 | 0.1773 | 0.1773 | 0.1773 | From DOE Prototype Buildings
SchoolSecondary BLDG_LIGHT_CORRIDOR_SCH_2013 | Lighting |  | Wknd | 2014-01-01 | 2014-06-30 | Constant | 0.1773 | [23 empty] | From DOE Prototype Buildings
SchoolSecondary BLDG_LIGHT_CORRIDOR_SCH_2013 | Lighting |  | Wkdy | 2014-01-01 | 2014-06-30 | Hourly | 0.1773 | 0.1773 | 0.1773 | 0.1773 | 0.1773 | 0.1773 | 0.1773 | 0.9 | 0.55177 | 0.55177 | 0.55177 | 0.55177 | 0.55177 | 0.55177 | 0.55177 | 0.55177 | 0.55177 | 0.55177 | 0.55177 | 0.55177 | 0.55177 | 0.1773 | 0.1773 | 0.1773 | From DOE Prototype Buildings
SchoolSecondary BLDG_LIGHT_GYM_SCH | Lighting |  | Default | 2014-01-01 | 2014-12-31 | Constant | 0.1773 | [23 empty] | From DOE Prototype Buildings
SchoolSecondary BLDG_LIGHT_GYM_SCH | Lighting |  | WntrDsn | 2014-01-01 | 2014-12-31 | Constant | 0 | [23 empty] | From DOE Prototype Buildings
SchoolSecondary BLDG_LIGHT_GYM_SCH | Lighting |  | SmrDsn | 2014-01-01 | 2014-12-31 | Constant | 1 | [23 empty] | From DOE Prototype Buildings
SchoolSecondary BLDG_LIGHT_GYM_SCH | Lighting |  | Wkdy | 2014-09-01 | 2014-12-31 | Hourly | 0.1773 | 0.1773 | 0.1773 | 0.1773 | 0.1773 | 0.1773 | 0.1773 | 0.9 | 0.9 | 0.9 | 0.9 | 0.9 | 0.9 | 0.9 | 0.9 | 0.9 | 0.9 | 0.9 | 0.9 | 0.9 | 0.9 | 0.1773 | 0.1773 | 0.1773 | From DOE Prototype Buildings
SchoolSecondary BLDG_LIGHT_GYM_SCH | Lighting |  | Wknd | 2014-07-01 | 2014-09-01 | Constant | 0.1773 | [23 empty] | From DOE Prototype Buildings
SchoolSecondary BLDG_LIGHT_GYM_SCH | Lighting |  | Wkdy | 2014-07-01 | 2014-09-01 | Hourly | 0.1773 | 0.1773 | 0.1773 | 0.1773 | 0.1773 | 0.1773 | 0.1773 | 0.1773 | 0.5 | 0.5 | 0.5 | 0.5 | 0.5 | 0.5 | 0.5 | 0.5 | 0.5 | 0.5 | 0.5 | 0.5 | 0.1773 | 0.1773 | 0.1773 | 0.1773 | From DOE Prototype Buildings
SchoolSecondary BLDG_LIGHT_GYM_SCH | Lighting |  | Wknd | 2014-01-01 | 2014-06-30 | Constant | 0.1773 | [23 empty] | From DOE Prototype Buildings
SchoolSecondary BLDG_LIGHT_GYM_SCH | Lighting |  | Wkdy | 2014-01-01 | 2014-06-30 | Hourly | 0.1773 | 0.1773 | 0.1773 | 0.1773 | 0.1773 | 0.1773 | 0.1773 | 0.9 | 0.9 | 0.9 | 0.9 | 0.9 | 0.9 | 0.9 | 0.9 | 0.9 | 0.9 | 0.9 | 0.9 | 0.9 | 0.9 | 0.1773 | 0.1773 | 0.1773 | From DOE Prototype Buildings
SchoolSecondary BLDG_LIGHT_GYM_SCH_2010 | Lighting |  | Default | 2014-01-01 | 2014-12-31 | Constant | 0.1773 | [23 empty] | From DOE Prototype Buildings
SchoolSecondary BLDG_LIGHT_GYM_SCH_2010 | Lighting |  | WntrDsn | 2014-01-01 | 2014-12-31 | Constant | 0 | [23 empty] | From DOE Prototype Buildings
SchoolSecondary BLDG_LIGHT_GYM_SCH_2010 | Lighting |  | SmrDsn | 2014-01-01 | 2014-12-31 | Constant | 1 | [23 empty] | From DOE Prototype Buildings
SchoolSecondary BLDG_LIGHT_GYM_SCH_2010 | Lighting |  | Wkdy | 2014-09-01 | 2014-12-31 | Hourly | 0.1773 | 0.1773 | 0.1773 | 0.1773 | 0.1773 | 0.1773 | 0.1773 | 0.9 | 0.88182 | 0.88182 | 0.88182 | 0.88182 | 0.88182 | 0.88182 | 0.88182 | 0.88182 | 0.88182 | 0.88182 | 0.88182 | 0.88182 | 0.88182 | 0.1773 | 0.1773 | 0.1773 | From DOE Prototype Buildings
SchoolSecondary BLDG_LIGHT_GYM_SCH_2010 | Lighting |  | Wknd | 2014-07-01 | 2014-09-01 | Constant | 0.1773 | [23 empty] | From DOE Prototype Buildings
SchoolSecondary BLDG_LIGHT_GYM_SCH_2010 | Lighting |  | Wkdy | 2014-07-01 | 2014-09-01 | Hourly | 0.1773 | 0.1773 | 0.1773 | 0.1773 | 0.1773 | 0.1773 | 0.1773 | 0.1773 | 0.4899 | 0.4899 | 0.4899 | 0.4899 | 0.4899 | 0.4899 | 0.4899 | 0.4899 | 0.4899 | 0.4899 | 0.4899 | 0.4899 | 0.17372 | 0.1773 | 0.1773 | 0.1773 | From DOE Prototype Buildings
SchoolSecondary BLDG_LIGHT_GYM_SCH_2010 | Lighting |  | Wknd | 2014-01-01 | 2014-06-30 | Constant | 0.1773 | [23 empty] | From DOE Prototype Buildings
SchoolSecondary BLDG_LIGHT_GYM_SCH_2010 | Lighting |  | Wkdy | 2014-01-01 | 2014-06-30 | Hourly | 0.1773 | 0.1773 | 0.1773 | 0.1773 | 0.1773 | 0.1773 | 0.1773 | 0.9 | 0.88182 | 0.88182 | 0.88182 | 0.88182 | 0.88182 | 0.88182 | 0.88182 | 0.88182 | 0.88182 | 0.88182 | 0.88182 | 0.88182 | 0.88182 | 0.1773 | 0.1773 | 0.1773 | From DOE Prototype Buildings
SchoolSecondary BLDG_LIGHT_GYM_SCH_2013 | Lighting |  | Default | 2014-01-01 | 2014-12-31 | Constant | 0.1773 | [23 empty] | From DOE Prototype Buildings
SchoolSecondary BLDG_LIGHT_GYM_SCH_2013 | Lighting |  | WntrDsn | 2014-01-01 | 2014-12-31 | Constant | 0 | [23 empty] | From DOE Prototype Buildings
SchoolSecondary BLDG_LIGHT_GYM_SCH_2013 | Lighting |  | SmrDsn | 2014-01-01 | 2014-12-31 | Constant | 1 | [23 empty] | From DOE Prototype Buildings
SchoolSecondary BLDG_LIGHT_GYM_SCH_2013 | Lighting |  | Wkdy | 2014-09-01 | 2014-12-31 | Hourly | 0.1773 | 0.1773 | 0.1773 | 0.1773 | 0.1773 | 0.1773 | 0.1773 | 0.9 | 0.88182 | 0.88182 | 0.88182 | 0.88182 | 0.88182 | 0.88182 | 0.88182 | 0.88182 | 0.88182 | 0.88182 | 0.88182 | 0.88182 | 0.88182 | 0.1773 | 0.1773 | 0.1773 | From DOE Prototype Buildings
SchoolSecondary BLDG_LIGHT_GYM_SCH_2013 | Lighting |  | Wknd | 2014-07-01 | 2014-09-01 | Constant | 0.1773 | [23 empty] | From DOE Prototype Buildings
SchoolSecondary BLDG_LIGHT_GYM_SCH_2013 | Lighting |  | Wkdy | 2014-07-01 | 2014-09-01 | Hourly | 0.1773 | 0.1773 | 0.1773 | 0.1773 | 0.1773 | 0.1773 | 0.1773 | 0.1773 | 0.4899 | 0.4899 | 0.4899 | 0.4899 | 0.4899 | 0.4899 | 0.4899 | 0.4899 | 0.4899 | 0.4899 | 0.4899 | 0.4899 | 0.17372 | 0.1773 | 0.1773 | 0.1773 | From DOE Prototype Buildings
SchoolSecondary BLDG_LIGHT_GYM_SCH_2013 | Lighting |  | Wknd | 2014-01-01 | 2014-06-30 | Constant | 0.1773 | [23 empty] | From DOE Prototype Buildings
SchoolSecondary BLDG_LIGHT_GYM_SCH_2013 | Lighting |  | Wkdy | 2014-01-01 | 2014-06-30 | Hourly | 0.1773 | 0.1773 | 0.1773 | 0.1773 | 0.1773 | 0.1773 | 0.1773 | 0.9 | 0.88182 | 0.88182 | 0.88182 | 0.88182 | 0.88182 | 0.88182 | 0.88182 | 0.88182 | 0.88182 | 0.88182 | 0.88182 | 0.88182 | 0.88182 | 0.1773 | 0.1773 | 0.1773 | From DOE Prototype Buildings
SchoolSecondary BLDG_LIGHT_LIBRARY_SCH | Lighting |  | Default | 2014-01-01 | 2014-12-31 | Constant | 0.1773 | [23 empty] | From DOE Prototype Buildings
SchoolSecondary BLDG_LIGHT_LIBRARY_SCH | Lighting |  | WntrDsn | 2014-01-01 | 2014-12-31 | Constant | 0 | [23 empty] | From DOE Prototype Buildings
SchoolSecondary BLDG_LIGHT_LIBRARY_SCH | Lighting |  | SmrDsn | 2014-01-01 | 2014-12-31 | Constant | 1 | [23 empty] | From DOE Prototype Buildings
SchoolSecondary BLDG_LIGHT_LIBRARY_SCH | Lighting |  | Wkdy | 2014-09-01 | 2014-12-31 | Hourly | 0.1773 | 0.1773 | 0.1773 | 0.1773 | 0.1773 | 0.1773 | 0.1773 | 0.9 | 0.9 | 0.9 | 0.9 | 0.9 | 0.9 | 0.9 | 0.9 | 0.9 | 0.9 | 0.9 | 0.9 | 0.9 | 0.9 | 0.1773 | 0.1773 | 0.1773 | From DOE Prototype Buildings
SchoolSecondary BLDG_LIGHT_LIBRARY_SCH | Lighting |  | Wknd | 2014-07-01 | 2014-09-01 | Constant | 0.1773 | [23 empty] | From DOE Prototype Buildings
SchoolSecondary BLDG_LIGHT_LIBRARY_SCH | Lighting |  | Wkdy | 2014-07-01 | 2014-09-01 | Hourly | 0.1773 | 0.1773 | 0.1773 | 0.1773 | 0.1773 | 0.1773 | 0.1773 | 0.1773 | 0.5 | 0.5 | 0.5 | 0.5 | 0.5 | 0.5 | 0.5 | 0.5 | 0.5 | 0.5 | 0.5 | 0.5 | 0.1773 | 0.1773 | 0.1773 | 0.1773 | From DOE Prototype Buildings
SchoolSecondary BLDG_LIGHT_LIBRARY_SCH | Lighting |  | Wknd | 2014-01-01 | 2014-06-30 | Constant | 0.1773 | [23 empty] | From DOE Prototype Buildings
SchoolSecondary BLDG_LIGHT_LIBRARY_SCH | Lighting |  | Wkdy | 2014-01-01 | 2014-06-30 | Hourly | 0.1773 | 0.1773 | 0.1773 | 0.1773 | 0.1773 | 0.1773 | 0.1773 | 0.9 | 0.9 | 0.9 | 0.9 | 0.9 | 0.9 | 0.9 | 0.9 | 0.9 | 0.9 | 0.9 | 0.9 | 0.9 | 0.9 | 0.1773 | 0.1773 | 0.1773 | From DOE Prototype Buildings
SchoolSecondary BLDG_LIGHT_LIBRARY_SCH_2010 | Lighting |  | Default | 2014-01-01 | 2014-12-31 | Constant | 0.1773 | [23 empty] | From DOE Prototype Buildings
SchoolSecondary BLDG_LIGHT_LIBRARY_SCH_2010 | Lighting |  | WntrDsn | 2014-01-01 | 2014-12-31 | Constant | 0 | [23 empty] | From DOE Prototype Buildings
SchoolSecondary BLDG_LIGHT_LIBRARY_SCH_2010 | Lighting |  | SmrDsn | 2014-01-01 | 2014-12-31 | Constant | 1 | [23 empty] | From DOE Prototype Buildings
SchoolSecondary BLDG_LIGHT_LIBRARY_SCH_2010 | Lighting |  | Wkdy | 2014-09-01 | 2014-12-31 | Hourly | 0.1773 | 0.1773 | 0.1773 | 0.1773 | 0.1773 | 0.1773 | 0.1773 | 0.9 | 0.9 | 0.9 | 0.9 | 0.9 | 0.9 | 0.9 | 0.9 | 0.9 | 0.9 | 0.9 | 0.9 | 0.9 | 0.9 | 0.1773 | 0.1773 | 0.1773 | From DOE Prototype Buildings
SchoolSecondary BLDG_LIGHT_LIBRARY_SCH_2010 | Lighting |  | Wknd | 2014-07-01 | 2014-09-01 | Constant | 0.1773 | [23 empty] | From DOE Prototype Buildings
SchoolSecondary BLDG_LIGHT_LIBRARY_SCH_2010 | Lighting |  | Wkdy | 2014-07-01 | 2014-09-01 | Hourly | 0.1773 | 0.1773 | 0.1773 | 0.1773 | 0.1773 | 0.1773 | 0.1773 | 0.1773 | 0.5 | 0.5 | 0.5 | 0.5 | 0.5 | 0.5 | 0.5 | 0.5 | 0.5 | 0.5 | 0.5 | 0.5 | 0.1773 | 0.1773 | 0.1773 | 0.1773 | From DOE Prototype Buildings
SchoolSecondary BLDG_LIGHT_LIBRARY_SCH_2010 | Lighting |  | Wknd | 2014-01-01 | 2014-06-30 | Constant | 0.1773 | [23 empty] | From DOE Prototype Buildings
SchoolSecondary BLDG_LIGHT_LIBRARY_SCH_2010 | Lighting |  | Wkdy | 2014-01-01 | 2014-06-30 | Hourly | 0.1773 | 0.1773 | 0.1773 | 0.1773 | 0.1773 | 0.1773 | 0.1773 | 0.9 | 0.9 | 0.9 | 0.9 | 0.9 | 0.9 | 0.9 | 0.9 | 0.9 | 0.9 | 0.9 | 0.9 | 0.9 | 0.9 | 0.1773 | 0.1773 | 0.1773 | From DOE Prototype Buildings
SchoolSecondary BLDG_LIGHT_LIBRARY_SCH_2013 | Lighting |  | Default | 2014-01-01 | 2014-12-31 | Constant | 0.1773 | [23 empty] | From DOE Prototype Buildings
SchoolSecondary BLDG_LIGHT_LIBRARY_SCH_2013 | Lighting |  | WntrDsn | 2014-01-01 | 2014-12-31 | Constant | 0 | [23 empty] | From DOE Prototype Buildings
SchoolSecondary BLDG_LIGHT_LIBRARY_SCH_2013 | Lighting |  | SmrDsn | 2014-01-01 | 2014-12-31 | Constant | 1 | [23 empty] | From DOE Prototype Buildings
SchoolSecondary BLDG_LIGHT_LIBRARY_SCH_2013 | Lighting |  | Wkdy | 2014-09-01 | 2014-12-31 | Hourly | 0.1773 | 0.1773 | 0.1773 | 0.1773 | 0.1773 | 0.1773 | 0.1773 | 0.9 | 0.8325 | 0.8325 | 0.8325 | 0.8325 | 0.8325 | 0.8325 | 0.8325 | 0.8325 | 0.8325 | 0.8325 | 0.8325 | 0.8325 | 0.8325 | 0.1773 | 0.1773 | 0.1773 | From DOE Prototype Buildings
SchoolSecondary BLDG_LIGHT_LIBRARY_SCH_2013 | Lighting |  | Wknd | 2014-07-01 | 2014-09-01 | Constant | 0.1773 | [23 empty] | From DOE Prototype Buildings
SchoolSecondary BLDG_LIGHT_LIBRARY_SCH_2013 | Lighting |  | Wkdy | 2014-07-01 | 2014-09-01 | Hourly | 0.1773 | 0.1773 | 0.1773 | 0.1773 | 0.1773 | 0.1773 | 0.1773 | 0.1773 | 0.4625 | 0.4625 | 0.4625 | 0.4625 | 0.4625 | 0.4625 | 0.4625 | 0.4625 | 0.4625 | 0.4625 | 0.4625 | 0.4625 | 0.164 | 0.1773 | 0.1773 | 0.1773 | From DOE Prototype Buildings
SchoolSecondary BLDG_LIGHT_LIBRARY_SCH_2013 | Lighting |  | Wknd | 2014-01-01 | 2014-06-30 | Constant | 0.1773 | [23 empty] | From DOE Prototype Buildings
SchoolSecondary BLDG_LIGHT_LIBRARY_SCH_2013 | Lighting |  | Wkdy | 2014-01-01 | 2014-06-30 | Hourly | 0.1773 | 0.1773 | 0.1773 | 0.1773 | 0.1773 | 0.1773 | 0.1773 | 0.9 | 0.8325 | 0.8325 | 0.8325 | 0.8325 | 0.8325 | 0.8325 | 0.8325 | 0.8325 | 0.8325 | 0.8325 | 0.8325 | 0.8325 | 0.8325 | 0.1773 | 0.1773 | 0.1773 | From DOE Prototype Buildings
SchoolSecondary BLDG_LIGHT_LOBBYFLR1_SCH | Lighting |  | Default | 2014-01-01 | 2014-12-31 | Constant | 0.1773 | [23 empty] | From DOE Prototype Buildings
SchoolSecondary BLDG_LIGHT_LOBBYFLR1_SCH | Lighting |  | WntrDsn | 2014-01-01 | 2014-12-31 | Constant | 0 | [23 empty] | From DOE Prototype Buildings
SchoolSecondary BLDG_LIGHT_LOBBYFLR1_SCH | Lighting |  | SmrDsn | 2014-01-01 | 2014-12-31 | Constant | 1 | [23 empty] | From DOE Prototype Buildings
SchoolSecondary BLDG_LIGHT_LOBBYFLR1_SCH | Lighting |  | Wkdy | 2014-09-01 | 2014-12-31 | Hourly | 0.1773 | 0.1773 | 0.1773 | 0.1773 | 0.1773 | 0.1773 | 0.1773 | 0.9 | 0.9 | 0.9 | 0.9 | 0.9 | 0.9 | 0.9 | 0.9 | 0.9 | 0.9 | 0.9 | 0.9 | 0.9 | 0.9 | 0.1773 | 0.1773 | 0.1773 | From DOE Prototype Buildings
SchoolSecondary BLDG_LIGHT_LOBBYFLR1_SCH | Lighting |  | Wknd | 2014-07-01 | 2014-09-01 | Constant | 0.1773 | [23 empty] | From DOE Prototype Buildings
SchoolSecondary BLDG_LIGHT_LOBBYFLR1_SCH | Lighting |  | Wkdy | 2014-07-01 | 2014-09-01 | Hourly | 0.1773 | 0.1773 | 0.1773 | 0.1773 | 0.1773 | 0.1773 | 0.1773 | 0.1773 | 0.5 | 0.5 | 0.5 | 0.5 | 0.5 | 0.5 | 0.5 | 0.5 | 0.5 | 0.5 | 0.5 | 0.5 | 0.1773 | 0.1773 | 0.1773 | 0.1773 | From DOE Prototype Buildings
SchoolSecondary BLDG_LIGHT_LOBBYFLR1_SCH | Lighting |  | Wknd | 2014-01-01 | 2014-06-30 | Constant | 0.1773 | [23 empty] | From DOE Prototype Buildings
SchoolSecondary BLDG_LIGHT_LOBBYFLR1_SCH | Lighting |  | Wkdy | 2014-01-01 | 2014-06-30 | Hourly | 0.1773 | 0.1773 | 0.1773 | 0.1773 | 0.1773 | 0.1773 | 0.1773 | 0.9 | 0.9 | 0.9 | 0.9 | 0.9 | 0.9 | 0.9 | 0.9 | 0.9 | 0.9 | 0.9 | 0.9 | 0.9 | 0.9 | 0.1773 | 0.1773 | 0.1773 | From DOE Prototype Buildings
SchoolSecondary BLDG_LIGHT_LOBBYFLR1_SCH_2010 | Lighting |  | Default | 2014-01-01 | 2014-12-31 | Constant | 0.1773 | [23 empty] | From DOE Prototype Buildings
SchoolSecondary BLDG_LIGHT_LOBBYFLR1_SCH_2010 | Lighting |  | WntrDsn | 2014-01-01 | 2014-12-31 | Constant | 0 | [23 empty] | From DOE Prototype Buildings
SchoolSecondary BLDG_LIGHT_LOBBYFLR1_SCH_2010 | Lighting |  | SmrDsn | 2014-01-01 | 2014-12-31 | Constant | 1 | [23 empty] | From DOE Prototype Buildings
SchoolSecondary BLDG_LIGHT_LOBBYFLR1_SCH_2010 | Lighting |  | Wkdy | 2014-09-01 | 2014-12-31 | Hourly | 0.1773 | 0.1773 | 0.1773 | 0.1773 | 0.1773 | 0.1773 | 0.1773 | 0.9 | 0.9 | 0.9 | 0.9 | 0.9 | 0.9 | 0.9 | 0.9 | 0.9 | 0.9 | 0.9 | 0.9 | 0.9 | 0.9 | 0.1773 | 0.1773 | 0.1773 | From DOE Prototype Buildings
SchoolSecondary BLDG_LIGHT_LOBBYFLR1_SCH_2010 | Lighting |  | Wknd | 2014-07-01 | 2014-09-01 | Constant | 0.1773 | [23 empty] | From DOE Prototype Buildings
SchoolSecondary BLDG_LIGHT_LOBBYFLR1_SCH_2010 | Lighting |  | Wkdy | 2014-07-01 | 2014-09-01 | Hourly | 0.1773 | 0.1773 | 0.1773 | 0.1773 | 0.1773 | 0.1773 | 0.1773 | 0.1773 | 0.5 | 0.5 | 0.5 | 0.5 | 0.5 | 0.5 | 0.5 | 0.5 | 0.5 | 0.5 | 0.5 | 0.5 | 0.1773 | 0.1773 | 0.1773 | 0.1773 | From DOE Prototype Buildings
SchoolSecondary BLDG_LIGHT_LOBBYFLR1_SCH_2010 | Lighting |  | Wknd | 2014-01-01 | 2014-06-30 | Constant | 0.1773 | [23 empty] | From DOE Prototype Buildings
SchoolSecondary BLDG_LIGHT_LOBBYFLR1_SCH_2010 | Lighting |  | Wkdy | 2014-01-01 | 2014-06-30 | Hourly | 0.1773 | 0.1773 | 0.1773 | 0.1773 | 0.1773 | 0.1773 | 0.1773 | 0.9 | 0.9 | 0.9 | 0.9 | 0.9 | 0.9 | 0.9 | 0.9 | 0.9 | 0.9 | 0.9 | 0.9 | 0.9 | 0.9 | 0.1773 | 0.1773 | 0.1773 | From DOE Prototype Buildings
SchoolSecondary BLDG_LIGHT_LOBBYFLR1_SCH_2013 | Lighting |  | Default | 2014-01-01 | 2014-12-31 | Constant | 0.1773 | [23 empty] | From DOE Prototype Buildings
SchoolSecondary BLDG_LIGHT_LOBBYFLR1_SCH_2013 | Lighting |  | WntrDsn | 2014-01-01 | 2014-12-31 | Constant | 0 | [23 empty] | From DOE Prototype Buildings
SchoolSecondary BLDG_LIGHT_LOBBYFLR1_SCH_2013 | Lighting |  | SmrDsn | 2014-01-01 | 2014-12-31 | Constant | 1 | [23 empty] | From DOE Prototype Buildings
SchoolSecondary BLDG_LIGHT_LOBBYFLR1_SCH_2013 | Lighting |  | Wkdy | 2014-09-01 | 2014-12-31 | Hourly | 0.1773 | 0.1773 | 0.1773 | 0.1773 | 0.1773 | 0.1773 | 0.1773 | 0.9 | 0.855 | 0.855 | 0.855 | 0.855 | 0.855 | 0.855 | 0.855 | 0.855 | 0.855 | 0.855 | 0.855 | 0.855 | 0.855 | 0.1773 | 0.1773 | 0.1773 | From DOE Prototype Buildings
SchoolSecondary BLDG_LIGHT_LOBBYFLR1_SCH_2013 | Lighting |  | Wknd | 2014-07-01 | 2014-09-01 | Constant | 0.1773 | [23 empty] | From DOE Prototype Buildings
SchoolSecondary BLDG_LIGHT_LOBBYFLR1_SCH_2013 | Lighting |  | Wkdy | 2014-07-01 | 2014-09-01 | Hourly | 0.1773 | 0.1773 | 0.1773 | 0.1773 | 0.1773 | 0.1773 | 0.1773 | 0.1773 | 0.475 | 0.475 | 0.475 | 0.475 | 0.475 | 0.475 | 0.475 | 0.475 | 0.475 | 0.475 | 0.475 | 0.475 | 0.16844 | 0.1773 | 0.1773 | 0.1773 | From DOE Prototype Buildings
SchoolSecondary BLDG_LIGHT_LOBBYFLR1_SCH_2013 | Lighting |  | Wknd | 2014-01-01 | 2014-06-30 | Constant | 0.1773 | [23 empty] | From DOE Prototype Buildings
SchoolSecondary BLDG_LIGHT_LOBBYFLR1_SCH_2013 | Lighting |  | Wkdy | 2014-01-01 | 2014-06-30 | Hourly | 0.1773 | 0.1773 | 0.1773 | 0.1773 | 0.1773 | 0.1773 | 0.1773 | 0.9 | 0.855 | 0.855 | 0.855 | 0.855 | 0.855 | 0.855 | 0.855 | 0.855 | 0.855 | 0.855 | 0.855 | 0.855 | 0.855 | 0.1773 | 0.1773 | 0.1773 | From DOE Prototype Buildings
SchoolSecondary BLDG_LIGHT_MECHANICAL_SCH | Lighting |  | Default | 2014-01-01 | 2014-12-31 | Constant | 0.1773 | [23 empty] | From DOE Prototype Buildings
SchoolSecondary BLDG_LIGHT_MECHANICAL_SCH | Lighting |  | WntrDsn | 2014-01-01 | 2014-12-31 | Constant | 0 | [23 empty] | From DOE Prototype Buildings
SchoolSecondary BLDG_LIGHT_MECHANICAL_SCH | Lighting |  | SmrDsn | 2014-01-01 | 2014-12-31 | Constant | 1 | [23 empty] | From DOE Prototype Buildings
SchoolSecondary BLDG_LIGHT_MECHANICAL_SCH | Lighting |  | Wkdy | 2014-09-01 | 2014-12-31 | Hourly | 0.1773 | 0.1773 | 0.1773 | 0.1773 | 0.1773 | 0.1773 | 0.1773 | 0.9 | 0.9 | 0.9 | 0.9 | 0.9 | 0.9 | 0.9 | 0.9 | 0.9 | 0.9 | 0.9 | 0.9 | 0.9 | 0.9 | 0.1773 | 0.1773 | 0.1773 | From DOE Prototype Buildings
SchoolSecondary BLDG_LIGHT_MECHANICAL_SCH | Lighting |  | Wknd | 2014-07-01 | 2014-09-01 | Constant | 0.1773 | [23 empty] | From DOE Prototype Buildings
SchoolSecondary BLDG_LIGHT_MECHANICAL_SCH | Lighting |  | Wkdy | 2014-07-01 | 2014-09-01 | Hourly | 0.1773 | 0.1773 | 0.1773 | 0.1773 | 0.1773 | 0.1773 | 0.1773 | 0.1773 | 0.5 | 0.5 | 0.5 | 0.5 | 0.5 | 0.5 | 0.5 | 0.5 | 0.5 | 0.5 | 0.5 | 0.5 | 0.1773 | 0.1773 | 0.1773 | 0.1773 | From DOE Prototype Buildings
SchoolSecondary BLDG_LIGHT_MECHANICAL_SCH | Lighting |  | Wknd | 2014-01-01 | 2014-06-30 | Constant | 0.1773 | [23 empty] | From DOE Prototype Buildings
SchoolSecondary BLDG_LIGHT_MECHANICAL_SCH | Lighting |  | Wkdy | 2014-01-01 | 2014-06-30 | Hourly | 0.1773 | 0.1773 | 0.1773 | 0.1773 | 0.1773 | 0.1773 | 0.1773 | 0.9 | 0.9 | 0.9 | 0.9 | 0.9 | 0.9 | 0.9 | 0.9 | 0.9 | 0.9 | 0.9 | 0.9 | 0.9 | 0.9 | 0.1773 | 0.1773 | 0.1773 | From DOE Prototype Buildings
SchoolSecondary BLDG_LIGHT_MECHANICAL_SCH_2010 | Lighting |  | Default | 2014-01-01 | 2014-12-31 | Constant | 0.1773 | [23 empty] | From DOE Prototype Buildings
SchoolSecondary BLDG_LIGHT_MECHANICAL_SCH_2010 | Lighting |  | WntrDsn | 2014-01-01 | 2014-12-31 | Constant | 0 | [23 empty] | From DOE Prototype Buildings
SchoolSecondary BLDG_LIGHT_MECHANICAL_SCH_2010 | Lighting |  | SmrDsn | 2014-01-01 | 2014-12-31 | Constant | 1 | [23 empty] | From DOE Prototype Buildings
SchoolSecondary BLDG_LIGHT_MECHANICAL_SCH_2010 | Lighting |  | Wkdy | 2014-09-01 | 2014-12-31 | Hourly | 0.1773 | 0.1773 | 0.1773 | 0.1773 | 0.1773 | 0.1773 | 0.1773 | 0.9 | 0.9 | 0.9 | 0.9 | 0.9 | 0.9 | 0.9 | 0.9 | 0.9 | 0.9 | 0.9 | 0.9 | 0.9 | 0.9 | 0.1773 | 0.1773 | 0.1773 | From DOE Prototype Buildings
SchoolSecondary BLDG_LIGHT_MECHANICAL_SCH_2010 | Lighting |  | Wknd | 2014-07-01 | 2014-09-01 | Constant | 0.1773 | [23 empty] | From DOE Prototype Buildings
SchoolSecondary BLDG_LIGHT_MECHANICAL_SCH_2010 | Lighting |  | Wkdy | 2014-07-01 | 2014-09-01 | Hourly | 0.1773 | 0.1773 | 0.1773 | 0.1773 | 0.1773 | 0.1773 | 0.1773 | 0.1773 | 0.5 | 0.5 | 0.5 | 0.5 | 0.5 | 0.5 | 0.5 | 0.5 | 0.5 | 0.5 | 0.5 | 0.5 | 0.1773 | 0.1773 | 0.1773 | 0.1773 | From DOE Prototype Buildings
SchoolSecondary BLDG_LIGHT_MECHANICAL_SCH_2010 | Lighting |  | Wknd | 2014-01-01 | 2014-06-30 | Constant | 0.1773 | [23 empty] | From DOE Prototype Buildings
SchoolSecondary BLDG_LIGHT_MECHANICAL_SCH_2010 | Lighting |  | Wkdy | 2014-01-01 | 2014-06-30 | Hourly | 0.1773 | 0.1773 | 0.1773 | 0.1773 | 0.1773 | 0.1773 | 0.1773 | 0.9 | 0.9 | 0.9 | 0.9 | 0.9 | 0.9 | 0.9 | 0.9 | 0.9 | 0.9 | 0.9 | 0.9 | 0.9 | 0.9 | 0.1773 | 0.1773 | 0.1773 | From DOE Prototype Buildings
SchoolSecondary BLDG_LIGHT_MECHANICAL_SCH_2013 | Lighting |  | Default | 2014-01-01 | 2014-12-31 | Constant | 0.1773 | [23 empty] | From DOE Prototype Buildings
SchoolSecondary BLDG_LIGHT_MECHANICAL_SCH_2013 | Lighting |  | WntrDsn | 2014-01-01 | 2014-12-31 | Constant | 0 | [23 empty] | From DOE Prototype Buildings
SchoolSecondary BLDG_LIGHT_MECHANICAL_SCH_2013 | Lighting |  | SmrDsn | 2014-01-01 | 2014-12-31 | Constant | 1 | [23 empty] | From DOE Prototype Buildings
SchoolSecondary BLDG_LIGHT_MECHANICAL_SCH_2013 | Lighting |  | Wkdy | 2014-09-01 | 2014-12-31 | Hourly | 0.1773 | 0.1773 | 0.1773 | 0.1773 | 0.1773 | 0.1773 | 0.1773 | 0.9 | 0.9 | 0.9 | 0.9 | 0.9 | 0.9 | 0.9 | 0.9 | 0.9 | 0.9 | 0.9 | 0.9 | 0.9 | 0.9 | 0.1773 | 0.1773 | 0.1773 | From DOE Prototype Buildings
SchoolSecondary BLDG_LIGHT_MECHANICAL_SCH_2013 | Lighting |  | Wknd | 2014-07-01 | 2014-09-01 | Constant | 0.1773 | [23 empty] | From DOE Prototype Buildings
SchoolSecondary BLDG_LIGHT_MECHANICAL_SCH_2013 | Lighting |  | Wkdy | 2014-07-01 | 2014-09-01 | Hourly | 0.1773 | 0.1773 | 0.1773 | 0.1773 | 0.1773 | 0.1773 | 0.1773 | 0.1773 | 0.5 | 0.5 | 0.5 | 0.5 | 0.5 | 0.5 | 0.5 | 0.5 | 0.5 | 0.5 | 0.5 | 0.5 | 0.1773 | 0.1773 | 0.1773 | 0.1773 | From DOE Prototype Buildings
SchoolSecondary BLDG_LIGHT_MECHANICAL_SCH_2013 | Lighting |  | Wknd | 2014-01-01 | 2014-06-30 | Constant | 0.1773 | [23 empty] | From DOE Prototype Buildings
SchoolSecondary BLDG_LIGHT_MECHANICAL_SCH_2013 | Lighting |  | Wkdy | 2014-01-01 | 2014-06-30 | Hourly | 0.1773 | 0.1773 | 0.1773 | 0.1773 | 0.1773 | 0.1773 | 0.1773 | 0.9 | 0.9 | 0.9 | 0.9 | 0.9 | 0.9 | 0.9 | 0.9 | 0.9 | 0.9 | 0.9 | 0.9 | 0.9 | 0.9 | 0.1773 | 0.1773 | 0.1773 | From DOE Prototype Buildings
SchoolSecondary BLDG_LIGHT_MISC_SCH | Lighting |  | Default | 2014-01-01 | 2014-12-31 | Constant | 0.1773 | [23 empty] | From DOE Prototype Buildings
SchoolSecondary BLDG_LIGHT_MISC_SCH | Lighting |  | WntrDsn | 2014-01-01 | 2014-12-31 | Constant | 0 | [23 empty] | From DOE Prototype Buildings
SchoolSecondary BLDG_LIGHT_MISC_SCH | Lighting |  | SmrDsn | 2014-01-01 | 2014-12-31 | Constant | 1 | [23 empty] | From DOE Prototype Buildings
SchoolSecondary BLDG_LIGHT_MISC_SCH | Lighting |  | Wkdy | 2014-09-01 | 2014-12-31 | Hourly | 0.1773 | 0.1773 | 0.1773 | 0.1773 | 0.1773 | 0.1773 | 0.1773 | 0.9 | 0.9 | 0.9 | 0.9 | 0.9 | 0.9 | 0.9 | 0.9 | 0.9 | 0.9 | 0.9 | 0.9 | 0.9 | 0.9 | 0.1773 | 0.1773 | 0.1773 | From DOE Prototype Buildings
SchoolSecondary BLDG_LIGHT_MISC_SCH | Lighting |  | Wknd | 2014-07-01 | 2014-09-01 | Constant | 0.1773 | [23 empty] | From DOE Prototype Buildings
SchoolSecondary BLDG_LIGHT_MISC_SCH | Lighting |  | Wkdy | 2014-07-01 | 2014-09-01 | Hourly | 0.1773 | 0.1773 | 0.1773 | 0.1773 | 0.1773 | 0.1773 | 0.1773 | 0.1773 | 0.5 | 0.5 | 0.5 | 0.5 | 0.5 | 0.5 | 0.5 | 0.5 | 0.5 | 0.5 | 0.5 | 0.5 | 0.1773 | 0.1773 | 0.1773 | 0.1773 | From DOE Prototype Buildings
SchoolSecondary BLDG_LIGHT_MISC_SCH | Lighting |  | Wknd | 2014-01-01 | 2014-06-30 | Constant | 0.1773 | [23 empty] | From DOE Prototype Buildings
SchoolSecondary BLDG_LIGHT_MISC_SCH | Lighting |  | Wkdy | 2014-01-01 | 2014-06-30 | Hourly | 0.1773 | 0.1773 | 0.1773 | 0.1773 | 0.1773 | 0.1773 | 0.1773 | 0.9 | 0.9 | 0.9 | 0.9 | 0.9 | 0.9 | 0.9 | 0.9 | 0.9 | 0.9 | 0.9 | 0.9 | 0.9 | 0.9 | 0.1773 | 0.1773 | 0.1773 | From DOE Prototype Buildings
SchoolSecondary BLDG_LIGHT_MISC_SCH_2010 | Lighting |  | Default | 2014-01-01 | 2014-12-31 | Constant | 0.1773 | [23 empty] | From DOE Prototype Buildings
SchoolSecondary BLDG_LIGHT_MISC_SCH_2010 | Lighting |  | WntrDsn | 2014-01-01 | 2014-12-31 | Constant | 0 | [23 empty] | From DOE Prototype Buildings
SchoolSecondary BLDG_LIGHT_MISC_SCH_2010 | Lighting |  | SmrDsn | 2014-01-01 | 2014-12-31 | Constant | 1 | [23 empty] | From DOE Prototype Buildings
SchoolSecondary BLDG_LIGHT_MISC_SCH_2010 | Lighting |  | Wkdy | 2014-09-01 | 2014-12-31 | Hourly | 0.1773 | 0.1773 | 0.1773 | 0.1773 | 0.1773 | 0.1773 | 0.1773 | 0.9 | 0.9 | 0.9 | 0.9 | 0.9 | 0.9 | 0.9 | 0.9 | 0.9 | 0.9 | 0.9 | 0.9 | 0.9 | 0.9 | 0.1773 | 0.1773 | 0.1773 | From DOE Prototype Buildings
SchoolSecondary BLDG_LIGHT_MISC_SCH_2010 | Lighting |  | Wknd | 2014-07-01 | 2014-09-01 | Constant | 0.1773 | [23 empty] | From DOE Prototype Buildings
SchoolSecondary BLDG_LIGHT_MISC_SCH_2010 | Lighting |  | Wkdy | 2014-07-01 | 2014-09-01 | Hourly | 0.1773 | 0.1773 | 0.1773 | 0.1773 | 0.1773 | 0.1773 | 0.1773 | 0.1773 | 0.5 | 0.5 | 0.5 | 0.5 | 0.5 | 0.5 | 0.5 | 0.5 | 0.5 | 0.5 | 0.5 | 0.5 | 0.1773 | 0.1773 | 0.1773 | 0.1773 | From DOE Prototype Buildings
SchoolSecondary BLDG_LIGHT_MISC_SCH_2010 | Lighting |  | Wknd | 2014-01-01 | 2014-06-30 | Constant | 0.1773 | [23 empty] | From DOE Prototype Buildings
SchoolSecondary BLDG_LIGHT_MISC_SCH_2010 | Lighting |  | Wkdy | 2014-01-01 | 2014-06-30 | Hourly | 0.1773 | 0.1773 | 0.1773 | 0.1773 | 0.1773 | 0.1773 | 0.1773 | 0.9 | 0.9 | 0.9 | 0.9 | 0.9 | 0.9 | 0.9 | 0.9 | 0.9 | 0.9 | 0.9 | 0.9 | 0.9 | 0.9 | 0.1773 | 0.1773 | 0.1773 | From DOE Prototype Buildings
SchoolSecondary BLDG_LIGHT_MISC_SCH_2013 | Lighting |  | Default | 2014-01-01 | 2014-12-31 | Constant | 0.1773 | [23 empty] | From DOE Prototype Buildings
SchoolSecondary BLDG_LIGHT_MISC_SCH_2013 | Lighting |  | WntrDsn | 2014-01-01 | 2014-12-31 | Constant | 0 | [23 empty] | From DOE Prototype Buildings
SchoolSecondary BLDG_LIGHT_MISC_SCH_2013 | Lighting |  | SmrDsn | 2014-01-01 | 2014-12-31 | Constant | 1 | [23 empty] | From DOE Prototype Buildings
SchoolSecondary BLDG_LIGHT_MISC_SCH_2013 | Lighting |  | Wkdy | 2014-09-01 | 2014-12-31 | Hourly | 0.1773 | 0.1773 | 0.1773 | 0.1773 | 0.1773 | 0.1773 | 0.1773 | 0.9 | 0.9 | 0.9 | 0.9 | 0.9 | 0.9 | 0.9 | 0.9 | 0.9 | 0.9 | 0.9 | 0.9 | 0.9 | 0.9 | 0.1773 | 0.1773 | 0.1773 | From DOE Prototype Buildings
SchoolSecondary BLDG_LIGHT_MISC_SCH_2013 | Lighting |  | Wknd | 2014-07-01 | 2014-09-01 | Constant | 0.1773 | [23 empty] | From DOE Prototype Buildings
SchoolSecondary BLDG_LIGHT_MISC_SCH_2013 | Lighting |  | Wkdy | 2014-07-01 | 2014-09-01 | Hourly | 0.1773 | 0.1773 | 0.1773 | 0.1773 | 0.1773 | 0.1773 | 0.1773 | 0.1773 | 0.5 | 0.5 | 0.5 | 0.5 | 0.5 | 0.5 | 0.5 | 0.5 | 0.5 | 0.5 | 0.5 | 0.5 | 0.1773 | 0.1773 | 0.1773 | 0.1773 | From DOE Prototype Buildings
SchoolSecondary BLDG_LIGHT_MISC_SCH_2013 | Lighting |  | Wknd | 2014-01-01 | 2014-06-30 | Constant | 0.1773 | [23 empty] | From DOE Prototype Buildings
SchoolSecondary BLDG_LIGHT_MISC_SCH_2013 | Lighting |  | Wkdy | 2014-01-01 | 2014-06-30 | Hourly | 0.1773 | 0.1773 | 0.1773 | 0.1773 | 0.1773 | 0.1773 | 0.1773 | 0.9 | 0.9 | 0.9 | 0.9 | 0.9 | 0.9 | 0.9 | 0.9 | 0.9 | 0.9 | 0.9 | 0.9 | 0.9 | 0.9 | 0.1773 | 0.1773 | 0.1773 | From DOE Prototype Buildings
SchoolSecondary BLDG_LIGHT_OFFICE_SCH | Lighting |  | Default | 2014-01-01 | 2014-12-31 | Constant | 0.1773 | [23 empty] | From DOE Prototype Buildings
SchoolSecondary BLDG_LIGHT_OFFICE_SCH | Lighting |  | WntrDsn | 2014-01-01 | 2014-12-31 | Constant | 0 | [23 empty] | From DOE Prototype Buildings
SchoolSecondary BLDG_LIGHT_OFFICE_SCH | Lighting |  | SmrDsn | 2014-01-01 | 2014-12-31 | Constant | 1 | [23 empty] | From DOE Prototype Buildings
SchoolSecondary BLDG_LIGHT_OFFICE_SCH | Lighting |  | Wkdy | 2014-09-01 | 2014-12-31 | Hourly | 0.1773 | 0.1773 | 0.1773 | 0.1773 | 0.1773 | 0.1773 | 0.1773 | 0.9 | 0.9 | 0.9 | 0.9 | 0.9 | 0.9 | 0.9 | 0.9 | 0.9 | 0.9 | 0.9 | 0.9 | 0.9 | 0.9 | 0.1773 | 0.1773 | 0.1773 | From DOE Prototype Buildings
SchoolSecondary BLDG_LIGHT_OFFICE_SCH | Lighting |  | Wknd | 2014-07-01 | 2014-09-01 | Constant | 0.1773 | [23 empty] | From DOE Prototype Buildings
SchoolSecondary BLDG_LIGHT_OFFICE_SCH | Lighting |  | Wkdy | 2014-07-01 | 2014-09-01 | Hourly | 0.1773 | 0.1773 | 0.1773 | 0.1773 | 0.1773 | 0.1773 | 0.1773 | 0.1773 | 0.5 | 0.5 | 0.5 | 0.5 | 0.5 | 0.5 | 0.5 | 0.5 | 0.5 | 0.5 | 0.5 | 0.5 | 0.1773 | 0.1773 | 0.1773 | 0.1773 | From DOE Prototype Buildings
SchoolSecondary BLDG_LIGHT_OFFICE_SCH | Lighting |  | Wknd | 2014-01-01 | 2014-06-30 | Constant | 0.1773 | [23 empty] | From DOE Prototype Buildings
SchoolSecondary BLDG_LIGHT_OFFICE_SCH | Lighting |  | Wkdy | 2014-01-01 | 2014-06-30 | Hourly | 0.1773 | 0.1773 | 0.1773 | 0.1773 | 0.1773 | 0.1773 | 0.1773 | 0.9 | 0.9 | 0.9 | 0.9 | 0.9 | 0.9 | 0.9 | 0.9 | 0.9 | 0.9 | 0.9 | 0.9 | 0.9 | 0.9 | 0.1773 | 0.1773 | 0.1773 | From DOE Prototype Buildings
SchoolSecondary BLDG_LIGHT_OFFICE_SCH_2010 | Lighting |  | Default | 2014-01-01 | 2014-12-31 | Constant | 0.1773 | [23 empty] | From DOE Prototype Buildings
SchoolSecondary BLDG_LIGHT_OFFICE_SCH_2010 | Lighting |  | WntrDsn | 2014-01-01 | 2014-12-31 | Constant | 0 | [23 empty] | From DOE Prototype Buildings
SchoolSecondary BLDG_LIGHT_OFFICE_SCH_2010 | Lighting |  | SmrDsn | 2014-01-01 | 2014-12-31 | Constant | 1 | [23 empty] | From DOE Prototype Buildings
SchoolSecondary BLDG_LIGHT_OFFICE_SCH_2010 | Lighting |  | Wkdy | 2014-09-01 | 2014-12-31 | Hourly | 0.1773 | 0.1773 | 0.1773 | 0.1773 | 0.1773 | 0.1773 | 0.1773 | 0.9 | 0.78075 | 0.78075 | 0.78075 | 0.78075 | 0.78075 | 0.78075 | 0.78075 | 0.78075 | 0.78075 | 0.78075 | 0.78075 | 0.78075 | 0.78075 | 0.1773 | 0.1773 | 0.1773 | From DOE Prototype Buildings
SchoolSecondary BLDG_LIGHT_OFFICE_SCH_2010 | Lighting |  | Wknd | 2014-07-01 | 2014-09-01 | Constant | 0.1773 | [23 empty] | From DOE Prototype Buildings
SchoolSecondary BLDG_LIGHT_OFFICE_SCH_2010 | Lighting |  | Wkdy | 2014-07-01 | 2014-09-01 | Hourly | 0.1773 | 0.1773 | 0.1773 | 0.1773 | 0.1773 | 0.1773 | 0.1773 | 0.1773 | 0.43375 | 0.43375 | 0.43375 | 0.43375 | 0.43375 | 0.43375 | 0.43375 | 0.43375 | 0.43375 | 0.43375 | 0.43375 | 0.43375 | 0.1773 | 0.1773 | 0.1773 | 0.1773 | From DOE Prototype Buildings
SchoolSecondary BLDG_LIGHT_OFFICE_SCH_2010 | Lighting |  | Wknd | 2014-01-01 | 2014-06-30 | Constant | 0.1773 | [23 empty] | From DOE Prototype Buildings
SchoolSecondary BLDG_LIGHT_OFFICE_SCH_2010 | Lighting |  | Wkdy | 2014-01-01 | 2014-06-30 | Hourly | 0.1773 | 0.1773 | 0.1773 | 0.1773 | 0.1773 | 0.1773 | 0.1773 | 0.9 | 0.78075 | 0.78075 | 0.78075 | 0.78075 | 0.78075 | 0.78075 | 0.78075 | 0.78075 | 0.78075 | 0.78075 | 0.78075 | 0.78075 | 0.78075 | 0.1773 | 0.1773 | 0.1773 | From DOE Prototype Buildings
SchoolSecondary BLDG_LIGHT_OFFICE_SCH_2013 | Lighting |  | Default | 2014-01-01 | 2014-12-31 | Constant | 0.1773 | [23 empty] | From DOE Prototype Buildings
SchoolSecondary BLDG_LIGHT_OFFICE_SCH_2013 | Lighting |  | WntrDsn | 2014-01-01 | 2014-12-31 | Constant | 0 | [23 empty] | From DOE Prototype Buildings
SchoolSecondary BLDG_LIGHT_OFFICE_SCH_2013 | Lighting |  | SmrDsn | 2014-01-01 | 2014-12-31 | Constant | 1 | [23 empty] | From DOE Prototype Buildings
SchoolSecondary BLDG_LIGHT_OFFICE_SCH_2013 | Lighting |  | Wkdy | 2014-09-01 | 2014-12-31 | Hourly | 0.1773 | 0.1773 | 0.1773 | 0.1773 | 0.1773 | 0.1773 | 0.1773 | 0.9 | 0.74796 | 0.74796 | 0.74796 | 0.74796 | 0.74796 | 0.74796 | 0.74796 | 0.74796 | 0.74796 | 0.74796 | 0.74796 | 0.74796 | 0.74796 | 0.1773 | 0.1773 | 0.1773 | From DOE Prototype Buildings
SchoolSecondary BLDG_LIGHT_OFFICE_SCH_2013 | Lighting |  | Wknd | 2014-07-01 | 2014-09-01 | Constant | 0.1773 | [23 empty] | From DOE Prototype Buildings
SchoolSecondary BLDG_LIGHT_OFFICE_SCH_2013 | Lighting |  | Wkdy | 2014-07-01 | 2014-09-01 | Hourly | 0.1773 | 0.1773 | 0.1773 | 0.1773 | 0.1773 | 0.1773 | 0.1773 | 0.1773 | 0.41553 | 0.41553 | 0.41553 | 0.41553 | 0.41553 | 0.41553 | 0.41553 | 0.41553 | 0.41553 | 0.41553 | 0.41553 | 0.41553 | 0.14735 | 0.1773 | 0.1773 | 0.1773 | From DOE Prototype Buildings
SchoolSecondary BLDG_LIGHT_OFFICE_SCH_2013 | Lighting |  | Wknd | 2014-01-01 | 2014-06-30 | Constant | 0.1773 | [23 empty] | From DOE Prototype Buildings
SchoolSecondary BLDG_LIGHT_OFFICE_SCH_2013 | Lighting |  | Wkdy | 2014-01-01 | 2014-06-30 | Hourly | 0.1773 | 0.1773 | 0.1773 | 0.1773 | 0.1773 | 0.1773 | 0.1773 | 0.9 | 0.74796 | 0.74796 | 0.74796 | 0.74796 | 0.74796 | 0.74796 | 0.74796 | 0.74796 | 0.74796 | 0.74796 | 0.74796 | 0.74796 | 0.74796 | 0.1773 | 0.1773 | 0.1773 | From DOE Prototype Buildings
SchoolSecondary BLDG_LIGHT_SCH | Lighting |  | Default | 2014-01-01 | 2014-12-31 | Constant | 0.1773 | [23 empty] | From DOE Prototype Buildings
SchoolSecondary BLDG_LIGHT_SCH | Lighting |  | WntrDsn | 2014-01-01 | 2014-12-31 | Constant | 0 | [23 empty] | From DOE Prototype Buildings
SchoolSecondary BLDG_LIGHT_SCH | Lighting |  | SmrDsn | 2014-01-01 | 2014-12-31 | Constant | 1 | [23 empty] | From DOE Prototype Buildings
SchoolSecondary BLDG_LIGHT_SCH | Lighting |  | Wkdy | 2014-09-01 | 2014-12-31 | Hourly | 0.1773 | 0.1773 | 0.1773 | 0.1773 | 0.1773 | 0.1773 | 0.1773 | 0.9 | 0.9 | 0.9 | 0.9 | 0.9 | 0.9 | 0.9 | 0.9 | 0.9 | 0.9 | 0.9 | 0.9 | 0.9 | 0.9 | 0.1773 | 0.1773 | 0.1773 | From DOE Prototype Buildings
SchoolSecondary BLDG_LIGHT_SCH | Lighting |  | Wknd | 2014-07-01 | 2014-09-01 | Constant | 0.1773 | [23 empty] | From DOE Prototype Buildings
SchoolSecondary BLDG_LIGHT_SCH | Lighting |  | Wkdy | 2014-07-01 | 2014-09-01 | Hourly | 0.1773 | 0.1773 | 0.1773 | 0.1773 | 0.1773 | 0.1773 | 0.1773 | 0.1773 | 0.5 | 0.5 | 0.5 | 0.5 | 0.5 | 0.5 | 0.5 | 0.5 | 0.5 | 0.5 | 0.5 | 0.5 | 0.1773 | 0.1773 | 0.1773 | 0.1773 | From DOE Prototype Buildings
SchoolSecondary BLDG_LIGHT_SCH | Lighting |  | Wknd | 2014-01-01 | 2014-06-30 | Constant | 0.1773 | [23 empty] | From DOE Prototype Buildings
SchoolSecondary BLDG_LIGHT_SCH | Lighting |  | Wkdy | 2014-01-01 | 2014-06-30 | Hourly | 0.1773 | 0.1773 | 0.1773 | 0.1773 | 0.1773 | 0.1773 | 0.1773 | 0.9 | 0.9 | 0.9 | 0.9 | 0.9 | 0.9 | 0.9 | 0.9 | 0.9 | 0.9 | 0.9 | 0.9 | 0.9 | 0.9 | 0.1773 | 0.1773 | 0.1773 | From DOE Prototype Buildings
SchoolSecondary BLDG_LIGHT_SCH_2010 | Lighting |  | Default | 2014-01-01 | 2014-12-31 | Constant | 0.1773 | [23 empty] | From DOE Prototype Buildings
SchoolSecondary BLDG_LIGHT_SCH_2010 | Lighting |  | WntrDsn | 2014-01-01 | 2014-12-31 | Constant | 0 | [23 empty] | From DOE Prototype Buildings
SchoolSecondary BLDG_LIGHT_SCH_2010 | Lighting |  | SmrDsn | 2014-01-01 | 2014-12-31 | Constant | 1 | [23 empty] | From DOE Prototype Buildings
SchoolSecondary BLDG_LIGHT_SCH_2010 | Lighting |  | Wkdy | 2014-09-01 | 2014-12-31 | Hourly | 0.1773 | 0.1773 | 0.1773 | 0.1773 | 0.1773 | 0.1773 | 0.1773 | 0.9 | 0.9 | 0.9 | 0.9 | 0.9 | 0.9 | 0.9 | 0.9 | 0.9 | 0.9 | 0.9 | 0.9 | 0.9 | 0.9 | 0.1773 | 0.1773 | 0.1773 | From DOE Prototype Buildings
SchoolSecondary BLDG_LIGHT_SCH_2010 | Lighting |  | Wknd | 2014-07-01 | 2014-09-01 | Constant | 0.1773 | [23 empty] | From DOE Prototype Buildings
SchoolSecondary BLDG_LIGHT_SCH_2010 | Lighting |  | Wkdy | 2014-07-01 | 2014-09-01 | Hourly | 0.1773 | 0.1773 | 0.1773 | 0.1773 | 0.1773 | 0.1773 | 0.1773 | 0.1773 | 0.5 | 0.5 | 0.5 | 0.5 | 0.5 | 0.5 | 0.5 | 0.5 | 0.5 | 0.5 | 0.5 | 0.5 | 0.1773 | 0.1773 | 0.1773 | 0.1773 | From DOE Prototype Buildings
SchoolSecondary BLDG_LIGHT_SCH_2010 | Lighting |  | Wknd | 2014-01-01 | 2014-06-30 | Constant | 0.1773 | [23 empty] | From DOE Prototype Buildings
SchoolSecondary BLDG_LIGHT_SCH_2010 | Lighting |  | Wkdy | 2014-01-01 | 2014-06-30 | Hourly | 0.1773 | 0.1773 | 0.1773 | 0.1773 | 0.1773 | 0.1773 | 0.1773 | 0.9 | 0.9 | 0.9 | 0.9 | 0.9 | 0.9 | 0.9 | 0.9 | 0.9 | 0.9 | 0.9 | 0.9 | 0.9 | 0.9 | 0.1773 | 0.1773 | 0.1773 | From DOE Prototype Buildings
SchoolSecondary BLDG_LIGHT_SCH_2013 | Lighting |  | Default | 2014-01-01 | 2014-12-31 | Constant | 0.1773 | [23 empty] | From DOE Prototype Buildings
SchoolSecondary BLDG_LIGHT_SCH_2013 | Lighting |  | WntrDsn | 2014-01-01 | 2014-12-31 | Constant | 0 | [23 empty] | From DOE Prototype Buildings
SchoolSecondary BLDG_LIGHT_SCH_2013 | Lighting |  | SmrDsn | 2014-01-01 | 2014-12-31 | Constant | 1 | [23 empty] | From DOE Prototype Buildings
SchoolSecondary BLDG_LIGHT_SCH_2013 | Lighting |  | Wkdy | 2014-09-01 | 2014-12-31 | Hourly | 0.1773 | 0.1773 | 0.1773 | 0.1773 | 0.1773 | 0.1773 | 0.1773 | 0.9 | 0.9 | 0.9 | 0.9 | 0.9 | 0.9 | 0.9 | 0.9 | 0.9 | 0.9 | 0.9 | 0.9 | 0.9 | 0.9 | 0.1773 | 0.1773 | 0.1773 | From DOE Prototype Buildings
SchoolSecondary BLDG_LIGHT_SCH_2013 | Lighting |  | Wknd | 2014-07-01 | 2014-09-01 | Constant | 0.1773 | [23 empty] | From DOE Prototype Buildings
SchoolSecondary BLDG_LIGHT_SCH_2013 | Lighting |  | Wkdy | 2014-07-01 | 2014-09-01 | Hourly | 0.1773 | 0.1773 | 0.1773 | 0.1773 | 0.1773 | 0.1773 | 0.1773 | 0.1773 | 0.5 | 0.5 | 0.5 | 0.5 | 0.5 | 0.5 | 0.5 | 0.5 | 0.5 | 0.5 | 0.5 | 0.5 | 0.1773 | 0.1773 | 0.1773 | 0.1773 | From DOE Prototype Buildings
SchoolSecondary BLDG_LIGHT_SCH_2013 | Lighting |  | Wknd | 2014-01-01 | 2014-06-30 | Constant | 0.1773 | [23 empty] | From DOE Prototype Buildings
SchoolSecondary BLDG_LIGHT_SCH_2013 | Lighting |  | Wkdy | 2014-01-01 | 2014-06-30 | Hourly | 0.1773 | 0.1773 | 0.1773 | 0.1773 | 0.1773 | 0.1773 | 0.1773 | 0.9 | 0.9 | 0.9 | 0.9 | 0.9 | 0.9 | 0.9 | 0.9 | 0.9 | 0.9 | 0.9 | 0.9 | 0.9 | 0.9 | 0.1773 | 0.1773 | 0.1773 | From DOE Prototype Buildings
SchoolSecondary ELEV_LIGHT_FAN_SCH_24_7 | Lighting |  | Default¦WntrDsn¦SmrDsn | 2014-01-01 | 2014-12-31 | Constant | 1 | [23 empty] | From DOE Prototype Buildings
SchoolSecondary ELEV_LIGHT_FAN_SCH_ADD_DF | Lighting |  | Default¦WntrDsn | 2014-01-01 | 2014-12-31 | Constant | 0 | [23 empty] | From DOE Prototype Buildings
SchoolSecondary ELEV_LIGHT_FAN_SCH_ADD_DF | Lighting |  | SmrDsn | 2014-01-01 | 2014-12-31 | Constant | 0.3 | [23 empty] | From DOE Prototype Buildings
SchoolSecondary ELEV_LIGHT_FAN_SCH_ADD_DF | Lighting |  | Wkdy | 2014-01-01 | 2014-12-31 | Hourly | 0 | 0 | 0 | 0 | 0 | 0 | 0 | 0 | 0.3 | 0.3 | 0.3 | 0.3 | 0.3 | 0.3 | 0.3 | 0.15 | 0 | 0 | 0 | 0 | 0 | 0 | 0 | 0 | From DOE Prototype Buildings
SchoolSecondary Exterior_lighting_schedule_a | Lighting |  | Default¦WntrDsn¦SmrDsn | 2014-01-01 | 2014-12-31 | Hourly | 0 | 0 | 0 | 0 | 0 | 0 | 1 | 1 | 1 | 1 | 1 | 1 | 1 | 1 | 1 | 1 | 1 | 1 | 1 | 1 | 1 | 1 | 1 | 1 | From DOE Prototype Buildings
SchoolSecondary Exterior_lighting_schedule_b | Lighting |  | Default¦WntrDsn¦SmrDsn | 2014-01-01 | 2014-12-31 | Hourly | 0.7 | 0.7 | 0.7 | 0.7 | 0.7 | 0.7 | 1 | 1 | 1 | 1 | 1 | 1 | 1 | 1 | 1 | 1 | 1 | 1 | 1 | 1 | 1 | 1 | 1 | 1 | From DOE Prototype Buildings
SecondarySchool Bldg Light | Lighting |  | Default | 2014-01-01 | 2014-12-31 | Hourly | 0.1773 | 0.1773 | 0.1773 | 0.1773 | 0.1773 | 0.1773 | 0.1773 | 0.9 | 0.9 | 0.9 | 0.9 | 0.9 | 0.9 | 0.9 | 0.9 | 0.9 | 0.9 | 0.9 | 0.9 | 0.9 | 0.9 | 0.1773 | 0.1773 | 0.1773 | From DOE Reference Buildings
SecondarySchool Bldg Light | Lighting |  | WntrDsn | 2014-01-01 | 2014-12-31 | Constant | 0.1773 | [23 empty] | From DOE Reference Buildings
SecondarySchool Bldg Light | Lighting |  | Wknd | 2014-09-01 | 2014-12-31 | Constant | 0.1773 | [23 empty] | From DOE Reference Buildings
SecondarySchool Bldg Light | Lighting |  | Wkdy | 2014-09-01 | 2014-12-31 | Hourly | 0.1773 | 0.1773 | 0.1773 | 0.1773 | 0.1773 | 0.1773 | 0.1773 | 0.9 | 0.9 | 0.9 | 0.9 | 0.9 | 0.9 | 0.9 | 0.9 | 0.9 | 0.9 | 0.9 | 0.9 | 0.9 | 0.9 | 0.1773 | 0.1773 | 0.1773 | From DOE Reference Buildings
SecondarySchool Bldg Light | Lighting |  | Wknd | 2014-07-01 | 2014-09-01 | Constant | 0.1773 | [23 empty] | From DOE Reference Buildings
SecondarySchool Bldg Light | Lighting |  | Wkdy¦SmrDsn | 2014-07-01 | 2014-09-01 | Hourly | 0.1773 | 0.1773 | 0.1773 | 0.1773 | 0.1773 | 0.1773 | 0.1773 | 0.1773 | 0.5 | 0.5 | 0.5 | 0.5 | 0.5 | 0.5 | 0.5 | 0.5 | 0.5 | 0.5 | 0.5 | 0.5 | 0.1773 | 0.1773 | 0.1773 | 0.1773 | From DOE Reference Buildings
SecondarySchool Bldg Light | Lighting |  | Wknd | 2014-01-01 | 2014-06-30 | Constant | 0.1773 | [23 empty] | From DOE Reference Buildings
SecondarySchool Exterior Lights | Lighting | Dimensionless | Default¦WntrDsn¦SmrDsn | 2014-01-01 | 2014-12-31 | Hourly | 0 | 0 | 0 | 0 | 0 | 0 | 0 | 1 | 1 | 1 | 1 | 1 | 1 | 1 | 1 | 1 | 1 | 1 | 1 | 1 | 1 | 1 | 1 | 1
SecondarySchool Exterior Lights Always On | Lighting | Dimensionless | Default¦WntrDsn¦SmrDsn | 2014-01-01 | 2014-12-31 | Constant | 1
Small Office Bldg Light | Lighting |  | Default | 2014-01-01 | 2014-12-31 | Hourly | 0.05 | 0.05 | 0.05 | 0.05 | 0.05 | 0.1 | 0.1 | 0.3 | 0.9 | 0.9 | 0.9 | 0.9 | 0.9 | 0.9 | 0.9 | 0.9 | 0.9 | 0.5 | 0.3 | 0.3 | 0.2 | 0.2 | 0.1 | 0.05 | From DOE Reference Buildings
Small Office Bldg Light | Lighting |  | WntrDsn | 2014-01-01 | 2014-12-31 | Constant | 0 | [23 empty] | From DOE Reference Buildings
Small Office Bldg Light | Lighting |  | SmrDsn | 2014-01-01 | 2014-12-31 | Constant | 1 | [23 empty] | From DOE Reference Buildings
Small Office Bldg Light | Lighting |  | Sun | 2014-01-01 | 2014-12-31 | Constant | 0.05 | [23 empty] | From DOE Reference Buildings
Small Office Bldg Light | Lighting |  | Sat | 2014-01-01 | 2014-12-31 | Hourly | 0.05 | 0.05 | 0.05 | 0.05 | 0.05 | 0.05 | 0.1 | 0.1 | 0.3 | 0.3 | 0.3 | 0.3 | 0.15 | 0.15 | 0.15 | 0.15 | 0.15 | 0.05 | 0.05 | 0.05 | 0.05 | 0.05 | 0.05 | 0.05 | From DOE Reference Buildings
SmallHotel Bldg Light | Lighting |  | Default | 2014-01-01 | 2014-12-31 | Hourly | 0.2 | 0.15 | 0.1 | 0.1 | 0.1 | 0.2 | 0.4 | 0.5 | 0.4 | 0.4 | 0.25 | 0.25 | 0.25 | 0.25 | 0.25 | 0.25 | 0.25 | 0.25 | 0.6 | 0.8 | 0.9 | 0.8 | 0.6 | 0.3 | From DOE Reference Buildings
SmallHotel Bldg Light | Lighting |  | WntrDsn | 2014-01-01 | 2014-12-31 | Constant | 0 | [23 empty] | From DOE Reference Buildings
SmallHotel Bldg Light | Lighting |  | SmrDsn | 2014-01-01 | 2014-12-31 | Constant | 1 | [23 empty] | From DOE Reference Buildings
SmallHotel Bldg Light | Lighting |  | Sun | 2014-01-01 | 2014-12-31 | Hourly | 0.3 | 0.3 | 0.2 | 0.2 | 0.2 | 0.2 | 0.3 | 0.4 | 0.4 | 0.3 | 0.3 | 0.3 | 0.3 | 0.2 | 0.2 | 0.2 | 0.2 | 0.2 | 0.5 | 0.7 | 0.8 | 0.6 | 0.5 | 0.3 | From DOE Reference Buildings
SmallHotel Bldg Light | Lighting |  | Sat | 2014-01-01 | 2014-12-31 | Hourly | 0.2 | 0.2 | 0.1 | 0.1 | 0.1 | 0.1 | 0.3 | 0.3 | 0.4 | 0.4 | 0.3 | 0.25 | 0.25 | 0.25 | 0.25 | 0.25 | 0.25 | 0.25 | 0.6 | 0.7 | 0.7 | 0.7 | 0.6 | 0.3 | From DOE Reference Buildings
SmallHotel Corridor Light | Lighting |  | Default¦WntrDsn¦SmrDsn | 2014-01-01 | 2014-12-31 | Constant | 1 | [23 empty] | From DOE Reference Buildings
SmallHotel Exercise Light | Lighting |  | Default¦WntrDsn¦SmrDsn | 2014-01-01 | 2014-12-31 | Hourly | 0 | 0 | 0 | 0 | 0 | 0 | 0.5 | 1 | 1 | 1 | 1 | 1 | 1 | 1 | 1 | 1 | 1 | 1 | 1 | 1 | 1 | 1 | 0.5 | 0 | From DOE Reference Buildings
SmallHotel Exterior Lights | Lighting | Dimensionless | Default¦WntrDsn¦SmrDsn | 2014-01-01 | 2014-12-31 | Constant | 1
SmallHotel GuestRoom Light | Lighting |  | Default | 2014-01-01 | 2014-12-31 | Hourly | 0.22 | 0.17 | 0.11 | 0.11 | 0.11 | 0.22 | 0.44 | 0.56 | 0.44 | 0.44 | 0.28 | 0.28 | 0.28 | 0.28 | 0.28 | 0.28 | 0.28 | 0.28 | 0.67 | 0.89 | 1 | 0.89 | 0.67 | 0.33 | From DOE Reference Buildings
SmallHotel GuestRoom Light | Lighting |  | WntrDsn | 2014-01-01 | 2014-12-31 | Constant | 0 | [23 empty] | From DOE Reference Buildings
SmallHotel GuestRoom Light | Lighting |  | SmrDsn | 2014-01-01 | 2014-12-31 | Constant | 1 | [23 empty] | From DOE Reference Buildings
SmallHotel GuestRoom Light | Lighting |  | Wknd | 2014-01-01 | 2014-12-31 | Hourly | 0.26 | 0.26 | 0.11 | 0.11 | 0.11 | 0.11 | 0.41 | 0.41 | 0.56 | 0.56 | 0.41 | 0.33 | 0.33 | 0.33 | 0.33 | 0.33 | 0.33 | 0.33 | 0.85 | 1 | 1 | 1 | 0.85 | 0.41 | From DOE Reference Buildings
SmallHotel Laundry Light | Lighting |  | Default¦WntrDsn¦SmrDsn | 2014-01-01 | 2014-12-31 | Hourly | 0 | 0 | 0 | 0 | 0 | 0 | 0 | 0 | 1 | 1 | 1 | 1 | 1 | 1 | 1 | 1 | 1 | 0 | 0 | 0 | 0 | 0 | 0 | 0 | From DOE Reference Buildings
SmallHotel Meeting Light | Lighting |  | Default | 2014-01-01 | 2014-12-31 | Hourly | 0 | 0 | 0 | 0 | 0 | 0.2 | 0.3 | 0.5 | 1 | 1 | 1 | 1 | 1 | 1 | 1 | 1 | 1 | 1 | 0.5 | 0.3 | 0.2 | 0.05 | 0 | 0 | From DOE Reference Buildings
SmallHotel Meeting Light | Lighting |  | WntrDsn | 2014-01-01 | 2014-12-31 | Constant | 0 | [23 empty] | From DOE Reference Buildings
SmallHotel Meeting Light | Lighting |  | SmrDsn | 2014-01-01 | 2014-12-31 | Constant | 1 | [23 empty] | From DOE Reference Buildings
SmallHotel Office Light | Lighting |  | Default | 2014-01-01 | 2014-12-31 | Hourly | 0.5 | 0.5 | 0.5 | 0.5 | 0.5 | 0.5 | 0.5 | 0.61 | 0.9 | 0.9 | 0.9 | 0.9 | 0.8 | 0.9 | 0.9 | 0.9 | 0.9 | 0.61 | 0.5 | 0.5 | 0.5 | 0.5 | 0.5 | 0.5 | From DOE Reference Buildings
SmallHotel Office Light | Lighting |  | WntrDsn | 2014-01-01 | 2014-12-31 | Constant | 0 | [23 empty] | From DOE Reference Buildings
SmallHotel Office Light | Lighting |  | SmrDsn | 2014-01-01 | 2014-12-31 | Constant | 1 | [23 empty] | From DOE Reference Buildings
SmallHotel StaffLounge Light | Lighting |  | Default | 2014-01-01 | 2014-12-31 | Hourly | 0.05 | 0.05 | 0.05 | 0.05 | 0.05 | 0.15 | 0.4 | 0.5 | 1 | 1 | 1 | 1 | 1 | 1 | 1 | 1 | 1 | 1 | 0.5 | 0.4 | 0.15 | 0.15 | 0.05 | 0.05 | From DOE Reference Buildings
SmallHotel StaffLounge Light | Lighting |  | WntrDsn | 2014-01-01 | 2014-12-31 | Constant | 0 | [23 empty] | From DOE Reference Buildings
SmallHotel StaffLounge Light | Lighting |  | SmrDsn | 2014-01-01 | 2014-12-31 | Constant | 1 | [23 empty] | From DOE Reference Buildings
SmallHotel StaffLounge Light | Lighting |  | Wknd | 2014-01-01 | 2014-12-31 | Hourly | 0.05 | 0.05 | 0.05 | 0.05 | 0.05 | 0.15 | 0.3 | 0.4 | 0.6 | 0.6 | 0.6 | 0.6 | 0.6 | 0.6 | 0.6 | 0.6 | 0.6 | 0.6 | 0.4 | 0.3 | 0.15 | 0.15 | 0.05 | 0.05 | From DOE Reference Buildings
SmallHotel Storage Light | Lighting |  | Default¦Wknd | 2014-01-01 | 2014-12-31 | Hourly | 0.1 | 0.1 | 0.1 | 0.1 | 0.1 | 0.1 | 0.1 | 0.2 | 0.4 | 0.4 | 0.4 | 0.4 | 0.4 | 0.4 | 0.4 | 0.4 | 0.4 | 0.4 | 0.2 | 0.2 | 0.2 | 0.2 | 0.1 | 0.1 | From DOE Reference Buildings
SmallHotel Storage Light | Lighting |  | WntrDsn | 2014-01-01 | 2014-12-31 | Constant | 0 | [23 empty] | From DOE Reference Buildings
SmallHotel Storage Light | Lighting |  | SmrDsn | 2014-01-01 | 2014-12-31 | Constant | 1 | [23 empty] | From DOE Reference Buildings
SmallOffice Exterior Lights | Lighting | Dimensionless | Default¦WntrDsn¦SmrDsn | 2014-01-01 | 2014-12-31 | Hourly | 0 | 0 | 0 | 0 | 0 | 0 | 0 | 1 | 1 | 1 | 1 | 1 | 1 | 1 | 1 | 1 | 1 | 1 | 1 | 1 | 1 | 1 | 1 | 1
SmallOffice Exterior Lights Always On | Lighting | Dimensionless | Default¦WntrDsn¦SmrDsn | 2014-01-01 | 2014-12-31 | Constant | 1
StripMall Bldg Light | Lighting |  | Default | 2014-01-01 | 2014-12-31 | Hourly | 0.05 | 0.05 | 0.05 | 0.05 | 0.05 | 0.05 | 0.05 | 0.2 | 0.5 | 0.9 | 0.9 | 0.9 | 0.9 | 0.9 | 0.9 | 0.9 | 0.9 | 0.9 | 0.6 | 0.6 | 0.5 | 0.2 | 0.05 | 0.05 | From DOE Reference Buildings
StripMall Bldg Light | Lighting |  | WntrDsn | 2014-01-01 | 2014-12-31 | Constant | 0 | [23 empty] | From DOE Reference Buildings
StripMall Bldg Light | Lighting |  | SmrDsn | 2014-01-01 | 2014-12-31 | Constant | 1 | [23 empty] | From DOE Reference Buildings
StripMall Bldg Light | Lighting |  | Sun | 2014-01-01 | 2014-12-31 | Hourly | 0.05 | 0.05 | 0.05 | 0.05 | 0.05 | 0.05 | 0.05 | 0.05 | 0.1 | 0.1 | 0.4 | 0.4 | 0.6 | 0.6 | 0.6 | 0.6 | 0.6 | 0.4 | 0.2 | 0.05 | 0.05 | 0.05 | 0.05 | 0.05 | From DOE Reference Buildings
StripMall Bldg Light | Lighting |  | Sat | 2014-01-01 | 2014-12-31 | Hourly | 0.05 | 0.05 | 0.05 | 0.05 | 0.05 | 0.05 | 0.05 | 0.1 | 0.3 | 0.6 | 0.9 | 0.9 | 0.9 | 0.9 | 0.9 | 0.9 | 0.9 | 0.9 | 0.5 | 0.3 | 0.3 | 0.1 | 0.05 | 0.05 | From DOE Reference Buildings
SuperMarket Bldg Light | Lighting |  | Default | 2014-01-01 | 2014-12-31 | Hourly | 0.05 | 0.05 | 0.05 | 0.05 | 0.05 | 0.05 | 0.2 | 0.2 | 0.5 | 0.9 | 0.9 | 0.9 | 0.9 | 0.9 | 0.9 | 0.9 | 0.9 | 0.9 | 0.6 | 0.6 | 0.5 | 0.2 | 0.05 | 0.05 | From DOE Reference Buildings
SuperMarket Bldg Light | Lighting |  | WntrDsn | 2014-01-01 | 2014-12-31 | Constant | 0 | [23 empty] | From DOE Reference Buildings
SuperMarket Bldg Light | Lighting |  | SmrDsn | 2014-01-01 | 2014-12-31 | Constant | 1 | [23 empty] | From DOE Reference Buildings
SuperMarket Bldg Light | Lighting |  | Sun | 2014-01-01 | 2014-12-31 | Hourly | 0.05 | 0.05 | 0.05 | 0.05 | 0.05 | 0.05 | 0.1 | 0.1 | 0.1 | 0.1 | 0.4 | 0.4 | 0.6 | 0.6 | 0.6 | 0.6 | 0.6 | 0.4 | 0.2 | 0.2 | 0.2 | 0.2 | 0.05 | 0.05 | From DOE Reference Buildings
SuperMarket Bldg Light | Lighting |  | Sat | 2014-01-01 | 2014-12-31 | Hourly | 0.05 | 0.05 | 0.05 | 0.05 | 0.05 | 0.05 | 0.1 | 0.1 | 0.3 | 0.6 | 0.9 | 0.9 | 0.9 | 0.9 | 0.9 | 0.9 | 0.9 | 0.9 | 0.5 | 0.3 | 0.3 | 0.1 | 0.05 | 0.05 | From DOE Reference Buildings
SuperMarket Exterior_lighting_schedule_b | Lighting |  | Default¦WntrDsn¦SmrDsn | 2014-01-01 | 2014-12-31 | Hourly | 0.7 | 0.7 | 0.7 | 0.7 | 0.7 | 0.7 | 1 | 1 | 1 | 1 | 1 | 1 | 1 | 1 | 1 | 1 | 1 | 1 | 1 | 1 | 1 | 1 | 1 | 1 | From DOE Prototype Buildings
Warehouse Bldg Light | Lighting |  | Default | 2014-01-01 | 2014-12-31 | Hourly | 0.1 | 0.1 | 0.1 | 0.1 | 0.1 | 0.1 | 0.1 | 0.4 | 0.7 | 0.9 | 0.9 | 0.9 | 0.8 | 0.9 | 0.9 | 0.9 | 0.9 | 0.3 | 0.1 | 0.1 | 0.1 | 0.1 | 0.1 | 0.1 | From DOE Reference Buildings
Warehouse Bldg Light | Lighting |  | WntrDsn | 2014-01-01 | 2014-12-31 | Constant | 0 | [23 empty] | From DOE Reference Buildings
Warehouse Bldg Light | Lighting |  | SmrDsn | 2014-01-01 | 2014-12-31 | Constant | 1 | [23 empty] | From DOE Reference Buildings
Warehouse Bldg Light | Lighting |  | Sun | 2014-01-01 | 2014-12-31 | Constant | 0.1 | [23 empty] | From DOE Reference Buildings
Warehouse Bldg Light | Lighting |  | Sat | 2014-01-01 | 2014-12-31 | Hourly | 0.1 | 0.1 | 0.1 | 0.1 | 0.1 | 0.1 | 0.1 | 0.1 | 0.1 | 0.24 | 0.24 | 0.24 | 0.1 | 0.1 | 0.1 | 0.1 | 0.1 | 0.1 | 0.1 | 0.1 | 0.1 | 0.1 | 0.1 | 0.1 | From DOE Reference Buildings
Warehouse BLDG_LIGHT_OFFICE_SCH | Lighting |  | Default | 2014-01-01 | 2014-12-31 | Constant | 0.18 | [23 empty] | From DOE Prototype Buildings
Warehouse BLDG_LIGHT_OFFICE_SCH | Lighting |  | WntrDsn | 2014-01-01 | 2014-12-31 | Constant | 0 | [23 empty] | From DOE Prototype Buildings
Warehouse BLDG_LIGHT_OFFICE_SCH | Lighting |  | SmrDsn | 2014-01-01 | 2014-12-31 | Constant | 1 | [23 empty] | From DOE Prototype Buildings
Warehouse BLDG_LIGHT_OFFICE_SCH | Lighting |  | Sat¦Wkdy | 2014-01-01 | 2014-12-31 | Hourly | 0.18 | 0.18 | 0.18 | 0.18 | 0.18 | 0.18 | 0.23 | 0.42 | 0.77 | 0.77 | 0.77 | 0.77 | 0.68 | 0.77 | 0.77 | 0.77 | 0.77 | 0.61 | 0.18 | 0.18 | 0.18 | 0.18 | 0.18 | 0.18 | From DOE Prototype Buildings
Warehouse BLDG_LIGHT_OFFICE_SCH_2010 | Lighting |  | Default | 2014-01-01 | 2014-12-31 | Constant | 0.18 | [23 empty] | From DOE Prototype Buildings
Warehouse BLDG_LIGHT_OFFICE_SCH_2010 | Lighting |  | WntrDsn | 2014-01-01 | 2014-12-31 | Constant | 0 | [23 empty] | From DOE Prototype Buildings
Warehouse BLDG_LIGHT_OFFICE_SCH_2010 | Lighting |  | SmrDsn | 2014-01-01 | 2014-12-31 | Constant | 1 | [23 empty] | From DOE Prototype Buildings
Warehouse BLDG_LIGHT_OFFICE_SCH_2010 | Lighting |  | Sat¦Wkdy | 2014-01-01 | 2014-12-31 | Hourly | 0.18 | 0.18 | 0.18 | 0.18 | 0.18 | 0.18 | 0.19674 | 0.35927 | 0.65866 | 0.65866 | 0.65866 | 0.65866 | 0.58167 | 0.65866 | 0.65866 | 0.65866 | 0.65866 | 0.52179 | 0.18 | 0.18 | 0.18 | 0.18 | 0.18 | 0.18 | From DOE Prototype Buildings
Warehouse BLDG_LIGHT_OFFICE_SCH_2013 | Lighting |  | Default | 2014-01-01 | 2014-12-31 | Constant | 0.18 | [23 empty] | From DOE Prototype Buildings
Warehouse BLDG_LIGHT_OFFICE_SCH_2013 | Lighting |  | WntrDsn | 2014-01-01 | 2014-12-31 | Constant | 0 | [23 empty] | From DOE Prototype Buildings
Warehouse BLDG_LIGHT_OFFICE_SCH_2013 | Lighting |  | SmrDsn | 2014-01-01 | 2014-12-31 | Constant | 1 | [23 empty] | From DOE Prototype Buildings
Warehouse BLDG_LIGHT_OFFICE_SCH_2013 | Lighting |  | Sat¦Wkdy | 2014-01-01 | 2014-12-31 | Hourly | 0.18 | 0.18 | 0.18 | 0.18 | 0.18 | 0.18 | 0.18789 | 0.3431 | 0.62902 | 0.62902 | 0.62902 | 0.62902 | 0.5555 | 0.62902 | 0.62902 | 0.62902 | 0.62902 | 0.49831 | 0.18 | 0.18 | 0.18 | 0.18 | 0.18 | 0.18 | From DOE Prototype Buildings
Warehouse BLDG_LIGHT_STORAGE_SCH | Lighting |  | Default | 2014-01-01 | 2014-12-31 | Constant | 0.1 | [23 empty] | From DOE Prototype Buildings
Warehouse BLDG_LIGHT_STORAGE_SCH | Lighting |  | WntrDsn | 2014-01-01 | 2014-12-31 | Constant | 0 | [23 empty] | From DOE Prototype Buildings
Warehouse BLDG_LIGHT_STORAGE_SCH | Lighting |  | SmrDsn | 2014-01-01 | 2014-12-31 | Constant | 1 | [23 empty] | From DOE Prototype Buildings
Warehouse BLDG_LIGHT_STORAGE_SCH | Lighting |  | Sat¦Wkdy | 2014-01-01 | 2014-12-31 | Hourly | 0.1 | 0.1 | 0.1 | 0.1 | 0.1 | 0.1 | 0.1 | 0.6 | 0.75 | 0.85 | 0.85 | 0.85 | 0.85 | 0.85 | 0.85 | 0.85 | 0.75 | 0.6 | 0.1 | 0.1 | 0.1 | 0.1 | 0.1 | 0.1 | From DOE Prototype Buildings
Warehouse Exterior_lighting_schedule_a | Lighting |  | Default¦WntrDsn¦SmrDsn | 2014-01-01 | 2014-12-31 | Hourly | 0 | 0 | 0 | 0 | 0 | 0 | 1 | 1 | 1 | 1 | 1 | 1 | 1 | 1 | 1 | 1 | 1 | 1 | 1 | 1 | 1 | 1 | 1 | 1 | From DOE Prototype Buildings
Warehouse Exterior_lighting_schedule_b | Lighting |  | Default¦WntrDsn¦SmrDsn | 2014-01-01 | 2014-12-31 | Hourly | 0.7 | 0.7 | 0.7 | 0.7 | 0.7 | 0.7 | 1 | 1 | 1 | 1 | 1 | 1 | 1 | 1 | 1 | 1 | 1 | 1 | 1 | 1 | 1 | 1 | 1 | 1 | From DOE Prototype Buildings
MNECB-97 A-Office Lights Sched | Lights | FRACTION | Default¦SmrDsn¦WntrDsn¦Hol | 2014-01-01 | 2014-12-31 | Constant | 0.05 | [23 empty] | From eQ_Lib.dat in MASControl 2017
MNECB-97 B-Restrnt Lights Sched | Lights | FRACTION | Default¦SmrDsn¦WntrDsn¦Hol | 2014-01-01 | 2014-12-31 | Constant | 0.5 | [23 empty] | From eQ_Lib.dat in MASControl 2017
MNECB-97 C-Retail Lights Sched | Lights | FRACTION | Default¦SmrDsn¦WntrDsn¦Hol | 2014-01-01 | 2014-12-31 | Constant | 0.05 | [23 empty] | From eQ_Lib.dat in MASControl 2017
MNECB-97 D-School Lights Sched | Lights | FRACTION | Default¦SmrDsn¦WntrDsn¦Hol | 2014-01-01 | 2014-12-31 | Constant | 0.05 | [23 empty] | From eQ_Lib.dat in MASControl 2017
MNECB-97 E-Storage Lights Sched | Lights | FRACTION | Default¦SmrDsn¦WntrDsn¦Hol | 2014-01-01 | 2014-12-31 | Constant | 0.05 | [23 empty] | From eQ_Lib.dat in MASControl 2017
MNECB-97 F-Lodging Lights Sched | Lights | FRACTION | Default¦Wkdy | 2014-01-01 | 2014-12-31 | Constant | 0.2 | [23 empty] | From eQ_Lib.dat in MASControl 2017
MNECB-97 F-Lodging Lights Sched | Lights | FRACTION | Sat | 2014-01-01 | 2014-12-31 | Constant | 0.2 | [23 empty] | From eQ_Lib.dat in MASControl 2017
MNECB-97 F-Lodging Lights Sched | Lights | FRACTION | Sun | 2014-01-01 | 2014-12-31 | Constant | 0.3 | [23 empty] | From eQ_Lib.dat in MASControl 2017
MNECB-97 G-Multfam Lights Sched | Lights | FRACTION | Default¦SmrDsn¦WntrDsn¦Hol | 2014-01-01 | 2014-12-31 | Constant | 0.2 | [23 empty] | From eQ_Lib.dat in MASControl 2017
MNECB-97 H-Health Lights Sched | Lights | FRACTION | Default¦SmrDsn¦WntrDsn¦Hol | 2014-01-01 | 2014-12-31 | Constant | 0.9 | [23 empty] | From eQ_Lib.dat in MASControl 2017
MNECB-97 I-Assmbly Lights Sched | Lights | FRACTION | Default¦SmrDsn¦WntrDsn¦Hol | 2014-01-01 | 2014-12-31 | Constant | 0.05 | [23 empty] | From eQ_Lib.dat in MASControl 2017
Courthouse_MinOA_MotorizedDamper_Sched | OA Air |  | Default | 2014-01-01 | 2014-12-31 | Constant | 0 | [23 empty] | From Medium Office Prototype
Courthouse_MinOA_MotorizedDamper_Sched | OA Air |  | WntrDsn¦Sat | 2014-01-01 | 2014-12-31 | Hourly | 0 | 0 | 0 | 0 | 0 | 0 | 0 | 1 | 1 | 1 | 1 | 1 | 1 | 1 | 1 | 1 | 1 | 1 | 0 | 0 | 0 | 0 | 0 | 0 | From Medium Office Prototype
Courthouse_MinOA_MotorizedDamper_Sched | OA Air |  | SmrDsn¦Wkdy | 2014-01-01 | 2014-12-31 | Hourly | 0 | 0 | 0 | 0 | 0 | 0 | 0 | 1 | 1 | 1 | 1 | 1 | 1 | 1 | 1 | 1 | 1 | 1 | 1 | 1 | 1 | 1 | 0 | 0 | From Medium Office Prototype
DataCenter MinOA_MotorizedDamper_Sched | OA Air |  | Default | 2018-01-01 | 2018-12-31 | Constant | 1
Hospital BLDG_OA_FRAC_SCH | OA Air |  | Default | 2014-01-01 | 2014-12-31 | Constant | 0 | [23 empty] | From DOE Prototype Buildings
Hospital BLDG_OA_FRAC_SCH | OA Air |  | WntrDsn¦SmrDsn¦Sat¦Wkdy | 2014-01-01 | 2014-12-31 | Hourly | 0 | 0 | 0 | 0 | 0 | 0 | 0.25 | 0.25 | 0.25 | 0.25 | 0.25 | 0.25 | 0.25 | 0.25 | 0.25 | 0.25 | 0.25 | 0.25 | 0 | 0 | 0 | 0 | 0 | 0 | From DOE Prototype Buildings
Hospital MinOA_Sched | OA Air |  | Default¦WntrDsn¦SmrDsn | 2014-01-01 | 2014-12-31 | Constant | 1 | [23 empty] | From DOE Prototype Buildings
Hospital VAV_ER_OAminOAFracSchedule | OA Air |  | Default¦WntrDsn¦SmrDsn | 2014-01-01 | 2014-12-31 | Constant | 0.33 | [23 empty] | From DOE Prototype Buildings
Hospital VAV_ICU_OAminOAFracSchedule | OA Air |  | Default¦WntrDsn¦SmrDsn | 2014-01-01 | 2014-12-31 | Constant | 0.33 | [23 empty] | From DOE Prototype Buildings
Hospital VAV_LABS_OAminOAFracSchedule | OA Air |  | Default¦WntrDsn¦SmrDsn | 2014-01-01 | 2014-12-31 | Constant | 1 | [23 empty] | From DOE Prototype Buildings
Hospital VAV_OR_OAminOAFracSchedule | OA Air |  | Default¦WntrDsn¦SmrDsn | 2014-01-01 | 2014-12-31 | Constant | 0.33 | [23 empty] | From DOE Prototype Buildings
Hospital VAV_PATRMS_OAminOAFracSchedule | OA Air |  | Default¦WntrDsn¦SmrDsn | 2014-01-01 | 2014-12-31 | Constant | 0.33 | [23 empty] | From DOE Prototype Buildings
HotelLarge FLR_3_DOAS_OAminOAFracSchedule | OA Air |  | Default¦WntrDsn¦SmrDsn | 2014-01-01 | 2014-12-31 | Constant | 1 | [23 empty] | From DOE Prototype Buildings
HotelLarge MinOA_MotorizedDamper_Sched | OA Air |  | Default¦WntrDsn¦SmrDsn | 2014-01-01 | 2014-12-31 | Constant | 1 | [23 empty] | From DOE Prototype Buildings
HotelLarge MinOA_Sched | OA Air |  | Default¦WntrDsn¦SmrDsn | 2014-01-01 | 2014-12-31 | Constant | 1 | [23 empty] | From DOE Prototype Buildings
HotelSmall MinOA_MotorizedDamper_Sched | OA Air |  | Default¦WntrDsn¦SmrDsn | 2014-01-01 | 2014-12-31 | Constant | 1 | [23 empty] | From DOE Prototype Buildings
OfficeLarge MinOA_MotorizedDamper_Sched | OA Air |  | Default | 2014-01-01 | 2014-12-31 | Constant | 0 | [23 empty] | From DOE Prototype Buildings
OfficeLarge MinOA_MotorizedDamper_Sched | OA Air |  | WntrDsn¦Sat | 2014-01-01 | 2014-12-31 | Hourly | 0 | 0 | 0 | 0 | 0 | 0 | 0 | 1 | 1 | 1 | 1 | 1 | 1 | 1 | 1 | 1 | 1 | 1 | 0 | 0 | 0 | 0 | 0 | 0 | From DOE Prototype Buildings
OfficeLarge MinOA_MotorizedDamper_Sched | OA Air |  | SmrDsn¦Wkdy | 2014-01-01 | 2014-12-31 | Hourly | 0 | 0 | 0 | 0 | 0 | 0 | 0 | 1 | 1 | 1 | 1 | 1 | 1 | 1 | 1 | 1 | 1 | 1 | 1 | 1 | 1 | 1 | 0 | 0 | From DOE Prototype Buildings
OfficeLarge MinOA_Sched | OA Air |  | Default¦WntrDsn¦SmrDsn | 2014-01-01 | 2014-12-31 | Constant | 1 | [23 empty] | From DOE Prototype Buildings
OfficeMedium MinOA_MotorizedDamper_Sched | OA Air |  | Default | 2014-01-01 | 2014-12-31 | Constant | 0 | [23 empty] | From DOE Prototype Buildings
OfficeMedium MinOA_MotorizedDamper_Sched | OA Air |  | WntrDsn¦Sat | 2014-01-01 | 2014-12-31 | Hourly | 0 | 0 | 0 | 0 | 0 | 0 | 0 | 1 | 1 | 1 | 1 | 1 | 1 | 1 | 1 | 1 | 1 | 1 | 0 | 0 | 0 | 0 | 0 | 0 | From DOE Prototype Buildings
OfficeMedium MinOA_MotorizedDamper_Sched | OA Air |  | SmrDsn¦Wkdy | 2014-01-01 | 2014-12-31 | Hourly | 0 | 0 | 0 | 0 | 0 | 0 | 0 | 1 | 1 | 1 | 1 | 1 | 1 | 1 | 1 | 1 | 1 | 1 | 1 | 1 | 1 | 1 | 0 | 0 | From DOE Prototype Buildings
OfficeMedium MinOA_Sched | OA Air |  | Default¦WntrDsn¦SmrDsn | 2014-01-01 | 2014-12-31 | Constant | 1 | [23 empty] | From DOE Prototype Buildings
OfficeOACtrl Schedule | OA Air |  | Fri | 2017-01-01 | 2017-12-31 | Hourly | 0 | 0 | 0 | 0 | 0 | 0 | 1 | 1 | 1 | 1 | 1 | 1 | 1 | 1 | 1 | 1 | 1 | 1 | 1 | 1 | 1 | 1 | 1 | 1 | From Commercial Building Energy Saver (CBES) Prototype Models: cbes.lbl.gov
OfficeOACtrl Schedule | OA Air |  | Hol | 2017-01-01 | 2017-12-31 | Hourly | 0 | 0 | 0 | 0 | 0 | 0 | 1 | 1 | 1 | 1 | 1 | 1 | 1 | 1 | 1 | 1 | 1 | 1 | 0 | 0 | 0 | 0 | 0 | 0 | From Commercial Building Energy Saver (CBES) Prototype Models: cbes.lbl.gov
OfficeOACtrl Schedule | OA Air |  | Mon | 2017-01-01 | 2017-12-31 | Hourly | 0 | 0 | 0 | 0 | 0 | 0 | 1 | 1 | 1 | 1 | 1 | 1 | 1 | 1 | 1 | 1 | 1 | 1 | 1 | 1 | 1 | 1 | 1 | 1 | From Commercial Building Energy Saver (CBES) Prototype Models: cbes.lbl.gov
OfficeOACtrl Schedule | OA Air |  | Sat | 2017-01-01 | 2017-12-31 | Hourly | 0 | 0 | 0 | 0 | 0 | 0 | 1 | 1 | 1 | 1 | 1 | 1 | 1 | 1 | 1 | 1 | 1 | 1 | 1 | 0 | 0 | 0 | 0 | 0 | From Commercial Building Energy Saver (CBES) Prototype Models: cbes.lbl.gov
OfficeOACtrl Schedule | OA Air |  | SmrDsn | 2017-01-01 | 2017-12-31 | Hourly | 1 | 1 | 1 | 1 | 1 | 1 | 1 | 1 | 1 | 1 | 1 | 1 | 1 | 1 | 1 | 1 | 1 | 1 | 1 | 1 | 1 | 1 | 1 | 1 | From Commercial Building Energy Saver (CBES) Prototype Models: cbes.lbl.gov
OfficeOACtrl Schedule | OA Air |  | Sun | 2017-01-01 | 2017-12-31 | Hourly | 0 | 0 | 0 | 0 | 0 | 0 | 1 | 1 | 1 | 1 | 1 | 1 | 1 | 1 | 1 | 1 | 1 | 1 | 0 | 0 | 0 | 0 | 0 | 0 | From Commercial Building Energy Saver (CBES) Prototype Models: cbes.lbl.gov
OfficeOACtrl Schedule | OA Air |  | Thu | 2017-01-01 | 2017-12-31 | Hourly | 0 | 0 | 0 | 0 | 0 | 0 | 1 | 1 | 1 | 1 | 1 | 1 | 1 | 1 | 1 | 1 | 1 | 1 | 1 | 1 | 1 | 1 | 1 | 1 | From Commercial Building Energy Saver (CBES) Prototype Models: cbes.lbl.gov
OfficeOACtrl Schedule | OA Air |  | Tue | 2017-01-01 | 2017-12-31 | Hourly | 0 | 0 | 0 | 0 | 0 | 0 | 1 | 1 | 1 | 1 | 1 | 1 | 1 | 1 | 1 | 1 | 1 | 1 | 1 | 1 | 1 | 1 | 1 | 1 | From Commercial Building Energy Saver (CBES) Prototype Models: cbes.lbl.gov
OfficeOACtrl Schedule | OA Air |  | Wed | 2017-01-01 | 2017-12-31 | Hourly | 0 | 0 | 0 | 0 | 0 | 0 | 1 | 1 | 1 | 1 | 1 | 1 | 1 | 1 | 1 | 1 | 1 | 1 | 1 | 1 | 1 | 1 | 1 | 1 | From Commercial Building Energy Saver (CBES) Prototype Models: cbes.lbl.gov
OfficeOACtrl Schedule | OA Air |  | WntrDsn | 2017-01-01 | 2017-12-31 | Hourly | 1 | 1 | 1 | 1 | 1 | 1 | 1 | 1 | 1 | 1 | 1 | 1 | 1 | 1 | 1 | 1 | 1 | 1 | 1 | 1 | 1 | 1 | 1 | 1 | From Commercial Building Energy Saver (CBES) Prototype Models: cbes.lbl.gov
OfficeSmall MinOA_MotorizedDamper_Sched | OA Air |  | Default¦WntrDsn | 2014-01-01 | 2014-12-31 | Constant | 0 | [23 empty] | From DOE Prototype Buildings
OfficeSmall MinOA_MotorizedDamper_Sched | OA Air |  | SmrDsn¦Wkdy | 2014-01-01 | 2014-12-31 | Hourly | 0 | 0 | 0 | 0 | 0 | 0 | 0 | 1 | 1 | 1 | 1 | 1 | 1 | 1 | 1 | 1 | 1 | 1 | 1 | 0 | 0 | 0 | 0 | 0 | From DOE Prototype Buildings
OfficeSmall MinOA_Sched | OA Air |  | Default¦WntrDsn¦SmrDsn | 2014-01-01 | 2014-12-31 | Constant | 1 | [23 empty] | From DOE Prototype Buildings
OutPatientHealthCare AHU-1_OAminOAFracSchedule | OA Air |  | Default¦WntrDsn¦SmrDsn | 2014-01-01 | 2014-12-31 | Constant | 0.33 | [23 empty] | From DOE Prototype Buildings
OutPatientHealthCare BLDG_OA_FRAC_SCH | OA Air |  | Default | 2014-01-01 | 2014-12-31 | Constant | 0 | [23 empty] | From DOE Prototype Buildings
OutPatientHealthCare BLDG_OA_FRAC_SCH | OA Air |  | WntrDsn¦SmrDsn¦Sat¦Wkdy | 2014-01-01 | 2014-12-31 | Hourly | 0 | 0 | 0 | 0 | 0 | 0 | 0.25 | 0.25 | 0.25 | 0.25 | 0.25 | 0.25 | 0.25 | 0.25 | 0.25 | 0.25 | 0.25 | 0.25 | 0 | 0 | 0 | 0 | 0 | 0 | From DOE Prototype Buildings
OutPatientHealthCare BLDG_OA_SCH | OA Air |  | Default | 2014-01-01 | 2014-12-31 | Constant | 0 | [23 empty] | From DOE Prototype Buildings
OutPatientHealthCare BLDG_OA_SCH | OA Air |  | WntrDsn¦SmrDsn¦Sat¦Wkdy | 2014-01-01 | 2014-12-31 | Hourly | 0 | 0 | 0 | 0 | 0 | 0 | 1 | 1 | 1 | 1 | 1 | 1 | 1 | 1 | 1 | 1 | 1 | 1 | 0 | 0 | 0 | 0 | 0 | 0 | From DOE Prototype Buildings
OutPatientHealthCare BLDG_OA_SCH_Pre2004 | OA Air |  | Default | 2014-01-01 | 2014-12-31 | Constant | 0 | [23 empty] | From DOE Prototype Buildings
OutPatientHealthCare BLDG_OA_SCH_Pre2004 | OA Air |  | WntrDsn¦SmrDsn | 2014-01-01 | 2014-12-31 | Constant | 1 | [23 empty] | From DOE Prototype Buildings
OutPatientHealthCare BLDG_OA_SCH_Pre2004 | OA Air |  | Sat¦Wkdy | 2014-01-01 | 2014-12-31 | Hourly | 0 | 0 | 0 | 0 | 0 | 0 | 1 | 1 | 1 | 1 | 1 | 1 | 1 | 1 | 1 | 1 | 1 | 1 | 0 | 0 | 0 | 0 | 0 | 0 | From DOE Prototype Buildings
OutPatientHealthCare MinOA_MotorizedDamper_Sched | OA Air |  | Default¦WntrDsn¦SmrDsn | 2014-01-01 | 2014-12-31 | Constant | 1 | [23 empty] | From DOE Prototype Buildings
OutPatientHealthCare MinOA_Sched | OA Air |  | Default¦WntrDsn¦SmrDsn | 2014-01-01 | 2014-12-31 | Constant | 1 | [23 empty] | From DOE Prototype Buildings
RestaurantFastFood MinOA_FFKitch_Sched | OA Air |  | Default¦SmrDsn¦Sat¦Wkdy | 2014-01-01 | 2014-12-31 | Hourly | 0 | 0 | 0 | 0 | 0 | 0 | 1 | 1 | 1 | 1 | 1 | 1 | 1 | 1 | 1 | 1 | 1 | 1 | 1 | 1 | 1 | 1 | 1 | 1 | From DOE Prototype Buildings
RestaurantFastFood MinOA_FFKitch_Sched | OA Air |  | WntrDsn | 2014-01-01 | 2014-12-31 | Constant | 1 | [23 empty] | From DOE Prototype Buildings
RestaurantFastFood MinOA_MotorizedDamper_Sched | OA Air |  | Default¦WntrDsn¦SmrDsn¦Sun¦Wkdy | 2014-01-01 | 2014-12-31 | Hourly | 1 | 0 | 0 | 0 | 0 | 0 | 1 | 1 | 1 | 1 | 1 | 1 | 1 | 1 | 1 | 1 | 1 | 1 | 1 | 1 | 1 | 1 | 1 | 1 | From DOE Prototype Buildings
RestaurantFastFood MinOA_Sched | OA Air |  | Default¦WntrDsn¦SmrDsn | 2014-01-01 | 2014-12-31 | Constant | 1 | [23 empty] | From DOE Prototype Buildings
RestaurantSitDown MinOA_FFKitch_Sched | OA Air |  | Default¦SmrDsn¦Sat¦Wkdy | 2014-01-01 | 2014-12-31 | Hourly | 0 | 0 | 0 | 0 | 0 | 0 | 0.65 | 0.65 | 0.65 | 0.65 | 0.65 | 0.65 | 0.65 | 0.65 | 0.65 | 0.65 | 0.65 | 0.65 | 0.65 | 0.65 | 0.65 | 0.65 | 0.65 | 0.65 | From DOE Prototype Buildings
RestaurantSitDown MinOA_FFKitch_Sched | OA Air |  | WntrDsn | 2014-01-01 | 2014-12-31 | Constant | 0.65 | [23 empty] | From DOE Prototype Buildings
RestaurantSitDown MinOA_MotorizedDamper_Sched | OA Air |  | Default¦SmrDsn¦Sat¦Wkdy | 2014-01-01 | 2014-12-31 | Hourly | 1 | 0 | 0 | 0 | 0 | 0 | 1 | 1 | 1 | 1 | 1 | 1 | 1 | 1 | 1 | 1 | 1 | 1 | 1 | 1 | 1 | 1 | 1 | 1 | From DOE Prototype Buildings
RestaurantSitDown MinOA_MotorizedDamper_Sched | OA Air |  | WntrDsn | 2014-01-01 | 2014-12-31 | Constant | 1 | [23 empty] | From DOE Prototype Buildings
RestaurantSitDown MinOA_Sched | OA Air |  | Default¦WntrDsn¦SmrDsn | 2014-01-01 | 2014-12-31 | Constant | 1 | [23 empty] | From DOE Prototype Buildings
RestaurantSitDown MinOA_SDKitch_Sched | OA Air |  | Default¦SmrDsn¦Sat¦Wkdy | 2014-01-01 | 2014-12-31 | Hourly | 0 | 0 | 0 | 0 | 0 | 0 | 1 | 1 | 1 | 1 | 1 | 1 | 1 | 1 | 1 | 1 | 1 | 1 | 1 | 1 | 1 | 1 | 1 | 1 | From DOE Prototype Buildings
RestaurantSitDown MinOA_SDKitch_Sched | OA Air |  | WntrDsn | 2014-01-01 | 2014-12-31 | Constant | 1 | [23 empty] | From DOE Prototype Buildings
RetailOACtrl Schedule | OA Air |  | Default | 2017-01-01 | 2017-12-31 | Hourly | 0 | 0 | 0 | 0 | 0 | 0 | 0 | 1 | 1 | 1 | 1 | 1 | 1 | 1 | 1 | 1 | 1 | 1 | 1 | 1 | 1 | 0 | 0 | 0 | From Commercial Building Energy Saver (CBES) Prototype Models: cbes.lbl.gov
RetailOACtrl Schedule | OA Air |  | Fri | 2017-01-01 | 2017-12-31 | Hourly | 0 | 0 | 0 | 0 | 0 | 0 | 0 | 1 | 1 | 1 | 1 | 1 | 1 | 1 | 1 | 1 | 1 | 1 | 1 | 1 | 1 | 0 | 0 | 0 | From Commercial Building Energy Saver (CBES) Prototype Models: cbes.lbl.gov
RetailOACtrl Schedule | OA Air |  | Hol | 2017-01-01 | 2017-12-31 | Hourly | 0 | 0 | 0 | 0 | 0 | 0 | 0 | 0 | 0 | 1 | 1 | 1 | 1 | 1 | 1 | 1 | 1 | 1 | 1 | 0 | 0 | 0 | 0 | 0 | From Commercial Building Energy Saver (CBES) Prototype Models: cbes.lbl.gov
RetailOACtrl Schedule | OA Air |  | Mon | 2017-01-01 | 2017-12-31 | Hourly | 0 | 0 | 0 | 0 | 0 | 0 | 0 | 1 | 1 | 1 | 1 | 1 | 1 | 1 | 1 | 1 | 1 | 1 | 1 | 1 | 1 | 0 | 0 | 0 | From Commercial Building Energy Saver (CBES) Prototype Models: cbes.lbl.gov
RetailOACtrl Schedule | OA Air |  | Sat | 2017-01-01 | 2017-12-31 | Hourly | 0 | 0 | 0 | 0 | 0 | 0 | 0 | 1 | 1 | 1 | 1 | 1 | 1 | 1 | 1 | 1 | 1 | 1 | 1 | 1 | 1 | 1 | 0 | 0 | From Commercial Building Energy Saver (CBES) Prototype Models: cbes.lbl.gov
RetailOACtrl Schedule | OA Air |  | SmrDsn | 2017-01-01 | 2017-12-31 | Hourly | 1 | 1 | 1 | 1 | 1 | 1 | 1 | 1 | 1 | 1 | 1 | 1 | 1 | 1 | 1 | 1 | 1 | 1 | 1 | 1 | 1 | 1 | 1 | 1 | From Commercial Building Energy Saver (CBES) Prototype Models: cbes.lbl.gov
RetailOACtrl Schedule | OA Air |  | Sun | 2017-01-01 | 2017-12-31 | Hourly | 0 | 0 | 0 | 0 | 0 | 0 | 0 | 0 | 0 | 1 | 1 | 1 | 1 | 1 | 1 | 1 | 1 | 1 | 1 | 0 | 0 | 0 | 0 | 0 | From Commercial Building Energy Saver (CBES) Prototype Models: cbes.lbl.gov
RetailOACtrl Schedule | OA Air |  | Thu | 2017-01-01 | 2017-12-31 | Hourly | 0 | 0 | 0 | 0 | 0 | 0 | 0 | 1 | 1 | 1 | 1 | 1 | 1 | 1 | 1 | 1 | 1 | 1 | 1 | 1 | 1 | 0 | 0 | 0 | From Commercial Building Energy Saver (CBES) Prototype Models: cbes.lbl.gov
RetailOACtrl Schedule | OA Air |  | Tue | 2017-01-01 | 2017-12-31 | Hourly | 0 | 0 | 0 | 0 | 0 | 0 | 0 | 1 | 1 | 1 | 1 | 1 | 1 | 1 | 1 | 1 | 1 | 1 | 1 | 1 | 1 | 0 | 0 | 0 | From Commercial Building Energy Saver (CBES) Prototype Models: cbes.lbl.gov
RetailOACtrl Schedule | OA Air |  | Wed | 2017-01-01 | 2017-12-31 | Hourly | 0 | 0 | 0 | 0 | 0 | 0 | 0 | 1 | 1 | 1 | 1 | 1 | 1 | 1 | 1 | 1 | 1 | 1 | 1 | 1 | 1 | 0 | 0 | 0 | From Commercial Building Energy Saver (CBES) Prototype Models: cbes.lbl.gov
RetailOACtrl Schedule | OA Air |  | WntrDsn | 2017-01-01 | 2017-12-31 | Hourly | 1 | 1 | 1 | 1 | 1 | 1 | 1 | 1 | 1 | 1 | 1 | 1 | 1 | 1 | 1 | 1 | 1 | 1 | 1 | 1 | 1 | 1 | 1 | 1 | From Commercial Building Energy Saver (CBES) Prototype Models: cbes.lbl.gov
RetailStandalone MinOA_MotorizedDamper_Sched | OA Air |  | Default | 2014-01-01 | 2014-12-31 | Hourly | 0 | 0 | 0 | 0 | 0 | 0 | 0 | 0 | 0 | 1 | 1 | 1 | 1 | 1 | 1 | 1 | 1 | 1 | 1 | 0 | 0 | 0 | 0 | 0 | From DOE Prototype Buildings
RetailStandalone MinOA_MotorizedDamper_Sched | OA Air |  | WntrDsn | 2014-01-01 | 2014-12-31 | Constant | 1 | [23 empty] | From DOE Prototype Buildings
RetailStandalone MinOA_MotorizedDamper_Sched | OA Air |  | SmrDsn¦Wkdy | 2014-01-01 | 2014-12-31 | Hourly | 0 | 0 | 0 | 0 | 0 | 0 | 0 | 1 | 1 | 1 | 1 | 1 | 1 | 1 | 1 | 1 | 1 | 1 | 1 | 1 | 1 | 0 | 0 | 0 | From DOE Prototype Buildings
RetailStandalone MinOA_MotorizedDamper_Sched | OA Air |  | Sat | 2014-01-01 | 2014-12-31 | Hourly | 0 | 0 | 0 | 0 | 0 | 0 | 0 | 1 | 1 | 1 | 1 | 1 | 1 | 1 | 1 | 1 | 1 | 1 | 1 | 1 | 1 | 1 | 0 | 0 | From DOE Prototype Buildings
RetailStandalone MinOA_Sched | OA Air |  | Default¦WntrDsn¦SmrDsn | 2014-01-01 | 2014-12-31 | Constant | 1 | [23 empty] | From DOE Prototype Buildings
RetailStripmall MinOA_Sched | OA Air |  | Default¦WntrDsn¦SmrDsn | 2014-01-01 | 2014-12-31 | Constant | 1 | [23 empty] | From DOE Prototype Buildings
RetailStripmall Type1_MinOA_MotorizedDamper_SCH | OA Air |  | Default¦SmrDsn¦Mon¦Tue¦Wed¦Thu | 2014-01-01 | 2014-12-31 | Hourly | 0 | 0 | 0 | 0 | 0 | 0 | 0 | 0 | 0 | 1 | 1 | 1 | 1 | 1 | 1 | 1 | 1 | 1 | 1 | 1 | 1 | 1 | 1 | 1 | From DOE Prototype Buildings
RetailStripmall Type1_MinOA_MotorizedDamper_SCH | OA Air |  | WntrDsn¦Sat¦Fri | 2014-01-01 | 2014-12-31 | Hourly | 1 | 0 | 0 | 0 | 0 | 0 | 0 | 0 | 0 | 1 | 1 | 1 | 1 | 1 | 1 | 1 | 1 | 1 | 1 | 1 | 1 | 1 | 1 | 1 | From DOE Prototype Buildings
RetailStripmall Type2_MinOA_MotorizedDamper_SCH | OA Air |  | Default | 2014-01-01 | 2014-12-31 | Hourly | 0 | 0 | 0 | 0 | 0 | 0 | 0 | 0 | 0 | 1 | 1 | 1 | 1 | 1 | 1 | 1 | 1 | 1 | 0 | 0 | 0 | 0 | 0 | 0 | From DOE Prototype Buildings
RetailStripmall Type2_MinOA_MotorizedDamper_SCH | OA Air |  | WntrDsn¦Sat | 2014-01-01 | 2014-12-31 | Hourly | 0 | 0 | 0 | 0 | 0 | 0 | 0 | 0 | 1 | 1 | 1 | 1 | 1 | 1 | 1 | 1 | 1 | 1 | 1 | 0 | 0 | 0 | 0 | 0 | From DOE Prototype Buildings
RetailStripmall Type2_MinOA_MotorizedDamper_SCH | OA Air |  | SmrDsn¦Wkdy | 2014-01-01 | 2014-12-31 | Hourly | 0 | 0 | 0 | 0 | 0 | 0 | 0 | 0 | 1 | 1 | 1 | 1 | 1 | 1 | 1 | 1 | 1 | 1 | 1 | 1 | 1 | 0 | 0 | 0 | From DOE Prototype Buildings
RetailStripmall Type3_MinOA_MotorizedDamper_SCH | OA Air |  | Default | 2014-01-01 | 2014-12-31 | Hourly | 0 | 0 | 0 | 0 | 0 | 0 | 0 | 0 | 0 | 0 | 1 | 1 | 1 | 1 | 1 | 1 | 1 | 1 | 0 | 0 | 0 | 0 | 0 | 0 | From DOE Prototype Buildings
RetailStripmall Type3_MinOA_MotorizedDamper_SCH | OA Air |  | WntrDsn¦Sat | 2014-01-01 | 2014-12-31 | Hourly | 0 | 0 | 0 | 0 | 0 | 0 | 0 | 0 | 0 | 1 | 1 | 1 | 1 | 1 | 1 | 1 | 1 | 1 | 1 | 0 | 0 | 0 | 0 | 0 | From DOE Prototype Buildings
RetailStripmall Type3_MinOA_MotorizedDamper_SCH | OA Air |  | SmrDsn¦Wkdy | 2014-01-01 | 2014-12-31 | Hourly | 0 | 0 | 0 | 0 | 0 | 0 | 0 | 0 | 0 | 1 | 1 | 1 | 1 | 1 | 1 | 1 | 1 | 1 | 1 | 1 | 1 | 0 | 0 | 0 | From DOE Prototype Buildings
SchoolPrimary MinOA_MotorizedDamper_Sched | OA Air |  | Default | 2014-01-01 | 2014-12-31 | Constant | 0 | [23 empty] | From DOE Prototype Buildings
SchoolPrimary MinOA_MotorizedDamper_Sched | OA Air |  | WntrDsn¦SmrDsn¦Wkdy | 2014-01-01 | 2014-12-31 | Hourly | 0 | 0 | 0 | 0 | 0 | 0 | 0 | 0 | 1 | 1 | 1 | 1 | 1 | 1 | 1 | 1 | 1 | 1 | 1 | 1 | 1 | 0 | 0 | 0 | From DOE Prototype Buildings
SchoolPrimary MinOA_Sched | OA Air |  | Default¦WntrDsn¦SmrDsn | 2014-01-01 | 2014-12-31 | Constant | 1 | [23 empty] | From DOE Prototype Buildings
SchoolSecondary MinOA_MotorizedDamper_Sched | OA Air |  | Default | 2014-01-01 | 2014-12-31 | Constant | 0 | [23 empty] | From DOE Prototype Buildings
SchoolSecondary MinOA_MotorizedDamper_Sched | OA Air |  | WntrDsn¦SmrDsn¦Wkdy | 2014-01-01 | 2014-12-31 | Hourly | 0 | 0 | 0 | 0 | 0 | 0 | 0 | 0 | 1 | 1 | 1 | 1 | 1 | 1 | 1 | 1 | 1 | 1 | 1 | 1 | 1 | 0 | 0 | 0 | From DOE Prototype Buildings
SchoolSecondary MinOA_Sched | OA Air |  | Default¦WntrDsn¦SmrDsn¦Wkdy | 2014-01-01 | 2014-12-31 | Constant | 1 | [23 empty] | From DOE Prototype Buildings
SuperMarket MinOA_MotorizedDamper_Sched | OA Air |  | Default | 2014-01-01 | 2014-12-31 | Hourly | 0 | 0 | 0 | 0 | 0 | 0 | 1 | 1 | 1 | 1 | 1 | 1 | 1 | 1 | 1 | 1 | 1 | 1 | 1 | 1 | 1 | 1 | 0 | 0 | Same to HVAC operational Schedule
Warehouse MinOA_MotorizedDamper_Sched | OA Air |  | Default | 2014-01-01 | 2014-12-31 | Constant | 0 | [23 empty] | From DOE Prototype Buildings
Warehouse MinOA_MotorizedDamper_Sched | OA Air |  | WntrDsn¦SmrDsn | 2014-01-01 | 2014-12-31 | Constant | 1 | [23 empty] | From DOE Prototype Buildings
Warehouse MinOA_MotorizedDamper_Sched | OA Air |  | Sat¦Wkdy | 2014-01-01 | 2014-12-31 | Hourly | 0 | 0 | 0 | 0 | 0 | 0 | 0 | 0 | 1 | 1 | 1 | 1 | 1 | 1 | 1 | 1 | 1 | 1 | 0 | 0 | 0 | 0 | 0 | 0 | From DOE Prototype Buildings
Warehouse MinOA_Sched | OA Air |  | Wkdy¦SmrDsn | 2014-01-01 | 2014-12-31 | Hourly | 0 | 0 | 0 | 0 | 0 | 0 | 1 | 1 | 1 | 1 | 1 | 1 | 1 | 1 | 1 | 1 | 1 | 0 | 0 | 0 | 0 | 0 | 0 | 0 | From DOE Prototype Buildings
Warehouse MinOA_Sched | OA Air |  | Sat¦WntrDsn | 2014-01-01 | 2014-12-31 | Hourly | 0 | 0 | 0 | 0 | 0 | 0 | 0 | 1 | 1 | 1 | 1 | 1 | 1 | 1 | 1 | 1 | 0 | 0 | 0 | 0 | 0 | 0 | 0 | 0 | From DOE Prototype Buildings
Warehouse MinOA_Sched | OA Air |  | Default | 2014-01-01 | 2014-12-31 | Constant | 0 | [23 empty] | From DOE Prototype Buildings
Warehouse OA Damper Always ON Schedule | OA Air |  | Default¦WntrDsn¦SmrDsn | 2014-01-01 | 2014-12-31 | Constant | 1 | [23 empty] | From DOE Prototype Buildings
Warehouse OA Damper Off during off hrs Schedule | OA Air |  | Default¦Sun | 2014-01-01 | 2014-12-31 | Constant | 0 | [23 empty] | From DOE Prototype Buildings
Warehouse OA Damper Off during off hrs Schedule | OA Air |  | WntrDsn¦SmrDsn | 2014-01-01 | 2014-12-31 | Constant | 1 | [23 empty] | From DOE Prototype Buildings
Warehouse OA Damper Off during off hrs Schedule | OA Air |  | Sat | 2014-01-01 | 2014-12-31 | Hourly | 0 | 0 | 0 | 0 | 0 | 0 | 0 | 0 | 1 | 1 | 1 | 1 | 1 | 1 | 1 | 1 | 1 | 0 | 0 | 0 | 0 | 0 | 0 | 0 | From DOE Prototype Buildings
ApartmentHighRise OCC_APT_SCH | Occupancy |  | Default¦WntrDsn¦SmrDsn | 2014-01-01 | 2014-12-31 | Hourly | 1 | 1 | 1 | 1 | 1 | 1 | 1 | 0.85 | 0.39 | 0.25 | 0.25 | 0.25 | 0.25 | 0.25 | 0.25 | 0.25 | 0.3 | 0.52 | 0.87 | 0.87 | 0.87 | 1 | 1 | 1 | From DOE Prototype Buildings
ApartmentHighRise OCC_OFF_SCH | Occupancy |  | Default¦WntrDsn¦SmrDsn | 2014-01-01 | 2014-12-31 | Constant | 0 | [23 empty] | From DOE Prototype Buildings
ApartmentHighRise OCC_OFF_SCH | Occupancy |  | Wkdy | 2014-01-01 | 2014-12-31 | Hourly | 0 | 0 | 0 | 0 | 0 | 0 | 0 | 0 | 1 | 1 | 1 | 1 | 0.5 | 1 | 1 | 1 | 1 | 0 | 0 | 0 | 0 | 0 | 0 | 0 | From DOE Prototype Buildings
ApartmentMidRise OCC_APT_SCH | Occupancy |  | Default¦WntrDsn¦SmrDsn | 2014-01-01 | 2014-12-31 | Hourly | 1 | 1 | 1 | 1 | 1 | 1 | 1 | 0.85 | 0.39 | 0.25 | 0.25 | 0.25 | 0.25 | 0.25 | 0.25 | 0.25 | 0.3 | 0.52 | 0.87 | 0.87 | 0.87 | 1 | 1 | 1 | From DOE Prototype Buildings
ApartmentMidRise OCC_OFF_SCH | Occupancy |  | Default¦WntrDsn¦SmrDsn | 2014-01-01 | 2014-12-31 | Constant | 0 | [23 empty] | From DOE Prototype Buildings
ApartmentMidRise OCC_OFF_SCH | Occupancy |  | Wkdy | 2014-01-01 | 2014-12-31 | Hourly | 0 | 0 | 0 | 0 | 0 | 0 | 0 | 0 | 1 | 1 | 1 | 1 | 0.5 | 1 | 1 | 1 | 1 | 0 | 0 | 0 | 0 | 0 | 0 | 0 | From DOE Prototype Buildings
AssemblyOccupancy | Occupancy |  | Sat | 2017-01-01 | 2017-12-31 | Hourly | 0 | 0 | 0 | 0 | 0 | 0 | 0 | 0 | 0.2 | 0.2 | 0.2 | 0.6 | 0.6 | 0.6 | 0.6 | 0.6 | 0.6 | 0.6 | 0.6 | 0.6 | 0.6 | 0.8 | 0.1 | 0 | From Commercial Building Energy Saver (CBES) Prototype Models: cbes.lbl.gov
AssemblyOccupancy | Occupancy |  | Sun | 2017-01-01 | 2017-12-31 | Hourly | 0 | 0 | 0 | 0 | 0 | 0 | 0 | 0 | 0.1 | 0.1 | 0.1 | 0.1 | 0.1 | 0.7 | 0.7 | 0.7 | 0.7 | 0.7 | 0.7 | 0.7 | 0.7 | 0.7 | 0.2 | 0 | From Commercial Building Energy Saver (CBES) Prototype Models: cbes.lbl.gov
AssemblyOccupancy | Occupancy |  | Wkdy | 2017-01-01 | 2017-12-31 | Hourly | 0 | 0 | 0 | 0 | 0 | 0 | 0 | 0 | 0.2 | 0.2 | 0.2 | 0.8 | 0.8 | 0.8 | 0.8 | 0.8 | 0.8 | 0.8 | 0.2 | 0.2 | 0.2 | 0.2 | 0.1 | 0 | From Commercial Building Energy Saver (CBES) Prototype Models: cbes.lbl.gov
Courthouse CELL_OCC_SCH | Occupancy |  | Wkdy | 2018-01-01 | 2018-12-31 | Hourly | 0 | 0 | 0 | 0 | 0 | 0 | 0 | 0.75 | 0.75 | 0.75 | 0.75 | 0.75 | 0.75 | 0.75 | 0.75 | 0.75 | 0.75 | 0 | 0 | 0 | 0 | 0 | 0 | 0 | From GSA LEED Cost Study Final Report
Courthouse CELL_OCC_SCH | Occupancy |  | Sat¦Sun¦Hol | 2018-01-01 | 2018-12-31 | Constant | 0 | [23 empty] | From GSA LEED Cost Study Final Report
Courthouse COURTROOM_OCC_SCH | Occupancy |  | Mon¦Fri | 2018-01-01 | 2018-12-31 | Hourly | 0 | 0 | 0 | 0 | 0 | 0 | 0 | 0 | 0 | 0.391 | 0.391 | 0.391 | 0.391 | 0 | 0.391 | 0.391 | 0.293 | 0.293 | 0.293 | 0 | 0 | 0 | 0 | 0 | Derived From GSA LEED Cost Study Final Report, District Courtrooms Schedule (Weighted Average)
Courthouse COURTROOM_OCC_SCH | Occupancy |  | Tue | 2018-01-01 | 2018-12-31 | Hourly | 0 | 0 | 0 | 0 | 0 | 0 | 0 | 0 | 0 | 0.458 | 0.458 | 0.458 | 0.458 | 0 | 0.417 | 0.417 | 0.417 | 0.417 | 0.417 | 0 | 0 | 0 | 0 | 0 | Derived From GSA LEED Cost Study Final Report, District Courtrooms Schedule (Weighted Average)
Courthouse COURTROOM_OCC_SCH | Occupancy |  | Wed | 2018-01-01 | 2018-12-31 | Hourly | 0 | 0 | 0 | 0 | 0 | 0 | 0 | 0 | 0 | 0.356 | 0.356 | 0.356 | 0.356 | 0 | 0.417 | 0.417 | 0.417 | 0.417 | 0.417 | 0 | 0 | 0 | 0 | 0 | Derived From GSA LEED Cost Study Final Report, District Courtrooms Schedule (Weighted Average)
Courthouse COURTROOM_OCC_SCH | Occupancy |  | Thu | 2018-01-01 | 2018-12-31 | Hourly | 0 | 0 | 0 | 0 | 0 | 0 | 0 | 0 | 0 | 0.434 | 0.434 | 0.434 | 0.434 | 0 | 0.391 | 0.391 | 0.391 | 0.391 | 0.391 | 0 | 0 | 0 | 0 | 0 | Derived From GSA LEED Cost Study Final Report, District Courtrooms Schedule (Weighted Average)
Courthouse COURTROOM_OCC_SCH | Occupancy |  | Sat¦Sun¦Hol | 2018-01-01 | 2018-12-31 | Constant | 0 | [23 empty] | Derived From GSA LEED Cost Study Final Report, District Courtrooms Schedule (Weighted Average)
Courthouse COURTROOM_OCC_SCH | Occupancy |  | WntrDsn¦SmrDsn | 2018-01-01 | 2018-12-31 | Hourly | 0 | 0 | 0 | 0 | 0 | 0 | 0 | 0 | 0 | 1 | 1 | 1 | 1 | 0 | 0.5 | 0.5 | 0.5 | 0.5 | 0.5 | 0 | 0 | 0 | 0 | 0 | Derived From GSA LEED Cost Study Final Report, District Courtrooms Schedule (Weighted Average)
Courthouse JUDGES_CHAMBER_OCC_SCH | Occupancy |  | Wkdy | 2018-01-01 | 2018-12-31 | Hourly | 0 | 0 | 0 | 0 | 0 | 0 | 0 | 0.6 | 0.6 | 0.6 | 0.6 | 0.6 | 0.6 | 0.6 | 0.6 | 0.6 | 0.6 | 0.6 | 0 | 0 | 0 | 0 | 0 | 0 | From GSA LEED Cost Study Final Report
Courthouse JUDGES_CHAMBER_OCC_SCH | Occupancy |  | Sat¦Sun¦Hol | 2018-01-01 | 2018-12-31 | Constant | 0 | [23 empty] | From GSA LEED Cost Study Final Report
Courthouse JURY_ASSEMBLY_OCC_SCH | Occupancy |  | Mon | 2018-01-01 | 2018-12-31 | Hourly | 0 | 0 | 0 | 0 | 0 | 0 | 0 | 0 | 0.46 | 0.35 | 0.23 | 0.12 | 0 | 0 | 0 | 0 | 0 | 0 | 0 | 0 | 0 | 0 | 0 | 0 | From GSA LEED Cost Study Final Report
Courthouse JURY_ASSEMBLY_OCC_SCH | Occupancy |  | Tue¦Wed¦Thu¦Fri | 2018-01-01 | 2018-12-31 | Hourly | 0 | 0 | 0 | 0 | 0 | 0 | 0 | 0 | 0.05 | 0.05 | 0.05 | 0.05 | 0.05 | 0.05 | 0.05 | 0.05 | 0.05 | 0 | 0 | 0 | 0 | 0 | 0 | 0 | From GSA LEED Cost Study Final Report
Courthouse JURY_ASSEMBLY_OCC_SCH | Occupancy |  | Sat¦Sun¦Hol | 2018-01-01 | 2018-12-31 | Constant | 0 | [23 empty] | From GSA LEED Cost Study Final Report
Courthouse JURY_DELIBERATION_OCC_SCH | Occupancy |  | Mon | 2018-01-01 | 2018-12-31 | Hourly | 0 | 0 | 0 | 0 | 0 | 0 | 0 | 0 | 0 | 0 | 1 | 0 | 0 | 0 | 0 | 0 | 0 | 0 | 0 | 0 | 0 | 0 | 0 | 0 | From GSA LEED Cost Study Final Report
Courthouse JURY_DELIBERATION_OCC_SCH | Occupancy |  | Tue | 2018-01-01 | 2018-12-31 | Hourly | 0 | 0 | 0 | 0 | 0 | 0 | 0 | 0 | 0.52 | 0 | 0 | 0 | 0.373 | 0 | 0 | 0 | 0 | 0 | 0 | 0 | 0 | 0 | 0 | 0 | From GSA LEED Cost Study Final Report
Courthouse JURY_DELIBERATION_OCC_SCH | Occupancy |  | Wed¦Thu | 2018-01-01 | 2018-12-31 | Hourly | 0 | 0 | 0 | 0 | 0 | 0 | 0 | 0 | 0.52 | 0.52 | 0.52 | 0.52 | 0.52 | 0.52 | 0.52 | 0 | 0 | 0 | 0 | 0 | 0 | 0 | 0 | 0 | From GSA LEED Cost Study Final Report
Courthouse JURY_DELIBERATION_OCC_SCH | Occupancy |  | Fri¦Sat¦Sun¦Hol | 2018-01-01 | 2018-12-31 | Constant | 0 | [23 empty] | From GSA LEED Cost Study Final Report
Courthouse OFFICE_OCC_SCH | Occupancy |  | Wkdy | 2018-01-01 | 2018-12-31 | Hourly | 0 | 0 | 0 | 0 | 0 | 0 | 0 | 0.25 | 0.75 | 0.9 | 0.9 | 0.9 | 0.5 | 0.75 | 0.9 | 0.9 | 0.9 | 0.5 | 0 | 0 | 0 | 0 | 0 | 0 | From GSA LEED Cost Study Final Report
Courthouse OFFICE_OCC_SCH | Occupancy |  | Sat¦Sun¦Hol | 2018-01-01 | 2018-12-31 | Constant | 0 | [23 empty] | From GSA LEED Cost Study Final Report
D_Asm_Aud_Occup_Yr | Occupancy | FRACTION | SmrDsn | 2014-01-01 | 2014-12-31 | Constant | 1 | [23 empty] | From eQ_Lib.dat in MASControl 2017
D_Asm_Aud_Occup_Yr | Occupancy | FRACTION | WntrDsn | 2014-01-01 | 2014-12-31 | Constant | 0 | [23 empty] | From eQ_Lib.dat in MASControl 2017
D_Asm_Aud_Occup_Yr | Occupancy | FRACTION | Default¦Hol | 2014-01-01 | 2014-12-31 | Hourly | 0 | 0 | 0 | 0 | 0 | 0 | 0 | 0.05 | 0.05 | 0.5 | 0.6 | 0.9 | 0.8 | 0.9 | 0.5 | 0.5 | 0.8 | 0.9 | 0.8 | 0.7 | 0.7 | 0 | 0 | 0 | From eQ_Lib.dat in MASControl 2017
D_Asm_OffGen_Occup_Yr | Occupancy | FRACTION | SmrDsn | 2014-01-01 | 2014-12-31 | Constant | 1 | [23 empty] | Copy of D_Asm_Aud_Occup_Yr
D_Asm_OffGen_Occup_Yr | Occupancy | FRACTION | WntrDsn | 2014-01-01 | 2014-12-31 | Constant | 0 | [23 empty] | Copy of D_Asm_Aud_Occup_Yr
D_Asm_OffGen_Occup_Yr | Occupancy | FRACTION | Default¦Hol | 2014-01-01 | 2014-12-31 | Hourly | 0 | 0 | 0 | 0 | 0 | 0 | 0 | 0.05 | 0.05 | 0.5 | 0.6 | 0.9 | 0.8 | 0.9 | 0.5 | 0.5 | 0.8 | 0.9 | 0.8 | 0.7 | 0.7 | 0 | 0 | 0 | Copy of D_Asm_Aud_Occup_Yr
D_DMo_Bedrm_Occup_Yr | Occupancy | FRACTION | Default¦Wkdy | 2014-01-01 | 2014-01-31 | Hourly | 1 | 1 | 1 | 1 | 1 | 1 | 0.5 | 0.33 | 0 | 0 | 0 | 0 | 0 | 0 | 0 | 0 | 0 | 0 | 0 | 0 | 0 | 0 | 0.5 | 1 | From eQ_Lib.dat in MASControl 2017
D_DMo_Bedrm_Occup_Yr | Occupancy | FRACTION | Wknd | 2014-01-01 | 2014-01-31 | Hourly | 1 | 1 | 1 | 1 | 1 | 1 | 1 | 0.5 | 0 | 0 | 0 | 0 | 0 | 0 | 0 | 0 | 0 | 0 | 0 | 0 | 0 | 0 | 0.5 | 1 | From eQ_Lib.dat in MASControl 2017
D_DMo_Bedrm_Occup_Yr | Occupancy | FRACTION | Default¦Wkdy | 2014-02-01 | 2014-02-28 | Hourly | 1 | 1 | 1 | 1 | 1 | 1 | 0.5 | 0.33 | 0 | 0 | 0 | 0 | 0 | 0 | 0 | 0 | 0 | 0 | 0 | 0 | 0 | 0 | 0.5 | 1 | From eQ_Lib.dat in MASControl 2017
D_DMo_Bedrm_Occup_Yr | Occupancy | FRACTION | Wknd | 2014-02-01 | 2014-02-28 | Hourly | 1 | 1 | 1 | 1 | 1 | 1 | 1 | 0.5 | 0 | 0 | 0 | 0 | 0 | 0 | 0 | 0 | 0 | 0 | 0 | 0 | 0 | 0 | 0.5 | 1 | From eQ_Lib.dat in MASControl 2017
D_DMo_Bedrm_Occup_Yr | Occupancy | FRACTION | Default¦Wkdy | 2014-03-01 | 2014-03-31 | Hourly | 1 | 1 | 1 | 1 | 1 | 1 | 0.5 | 0.33 | 0 | 0 | 0 | 0 | 0 | 0 | 0 | 0 | 0 | 0 | 0 | 0 | 0 | 0 | 0.5 | 1 | From eQ_Lib.dat in MASControl 2017
D_DMo_Bedrm_Occup_Yr | Occupancy | FRACTION | Wknd | 2014-03-01 | 2014-03-31 | Hourly | 1 | 1 | 1 | 1 | 1 | 1 | 1 | 0.5 | 0 | 0 | 0 | 0 | 0 | 0 | 0 | 0 | 0 | 0 | 0 | 0 | 0 | 0 | 0.5 | 1 | From eQ_Lib.dat in MASControl 2017
D_DMo_Bedrm_Occup_Yr | Occupancy | FRACTION | Default¦Wkdy | 2014-04-01 | 2014-04-30 | Hourly | 1 | 1 | 1 | 1 | 1 | 1 | 0.5 | 0.33 | 0 | 0 | 0 | 0 | 0 | 0 | 0 | 0 | 0 | 0 | 0 | 0 | 0 | 0 | 0.5 | 1 | From eQ_Lib.dat in MASControl 2017
D_DMo_Bedrm_Occup_Yr | Occupancy | FRACTION | Wknd | 2014-04-01 | 2014-04-30 | Hourly | 1 | 1 | 1 | 1 | 1 | 1 | 1 | 0.5 | 0 | 0 | 0 | 0 | 0 | 0 | 0 | 0 | 0 | 0 | 0 | 0 | 0 | 0 | 0.5 | 1 | From eQ_Lib.dat in MASControl 2017
D_DMo_Bedrm_Occup_Yr | Occupancy | FRACTION | Default¦Wkdy | 2014-05-01 | 2014-05-31 | Hourly | 1 | 1 | 1 | 1 | 1 | 1 | 0.5 | 0.33 | 0 | 0 | 0 | 0 | 0 | 0 | 0 | 0 | 0 | 0 | 0 | 0 | 0 | 0 | 0.5 | 1 | From eQ_Lib.dat in MASControl 2017
D_DMo_Bedrm_Occup_Yr | Occupancy | FRACTION | Wknd | 2014-05-01 | 2014-05-31 | Hourly | 1 | 1 | 1 | 1 | 1 | 1 | 1 | 0.5 | 0 | 0 | 0 | 0 | 0 | 0 | 0 | 0 | 0 | 0 | 0 | 0 | 0 | 0 | 0.5 | 1 | From eQ_Lib.dat in MASControl 2017
D_DMo_Bedrm_Occup_Yr | Occupancy | FRACTION | Default¦Wkdy | 2014-06-01 | 2014-06-30 | Hourly | 1 | 1 | 1 | 1 | 1 | 1 | 0.5 | 0.33 | 0 | 0 | 0 | 0 | 0 | 0 | 0 | 0 | 0 | 0 | 0 | 0 | 0 | 0 | 0.5 | 1 | From eQ_Lib.dat in MASControl 2017
D_DMo_Bedrm_Occup_Yr | Occupancy | FRACTION | Wknd | 2014-06-01 | 2014-06-30 | Hourly | 1 | 1 | 1 | 1 | 1 | 1 | 1 | 0.5 | 0 | 0 | 0 | 0 | 0 | 0 | 0 | 0 | 0 | 0 | 0 | 0 | 0 | 0 | 0.5 | 1 | From eQ_Lib.dat in MASControl 2017
D_DMo_Bedrm_Occup_Yr | Occupancy | FRACTION | Default¦Wkdy | 2014-07-01 | 2014-07-31 | Hourly | 1 | 1 | 1 | 1 | 1 | 1 | 0.5 | 0.33 | 0 | 0 | 0 | 0 | 0 | 0 | 0 | 0 | 0 | 0 | 0 | 0 | 0 | 0 | 0.5 | 1 | From eQ_Lib.dat in MASControl 2017
D_DMo_Bedrm_Occup_Yr | Occupancy | FRACTION | Wknd | 2014-07-01 | 2014-07-31 | Hourly | 1 | 1 | 1 | 1 | 1 | 1 | 1 | 0.5 | 0 | 0 | 0 | 0 | 0 | 0 | 0 | 0 | 0 | 0 | 0 | 0 | 0 | 0 | 0.5 | 1 | From eQ_Lib.dat in MASControl 2017
D_DMo_Bedrm_Occup_Yr | Occupancy | FRACTION | Default¦Wkdy | 2014-08-01 | 2014-08-31 | Hourly | 1 | 1 | 1 | 1 | 1 | 1 | 0.5 | 0.33 | 0 | 0 | 0 | 0 | 0 | 0 | 0 | 0 | 0 | 0 | 0 | 0 | 0 | 0 | 0.5 | 1 | From eQ_Lib.dat in MASControl 2017
D_DMo_Bedrm_Occup_Yr | Occupancy | FRACTION | Wknd | 2014-08-01 | 2014-08-31 | Hourly | 1 | 1 | 1 | 1 | 1 | 1 | 1 | 0.5 | 0 | 0 | 0 | 0 | 0 | 0 | 0 | 0 | 0 | 0 | 0 | 0 | 0 | 0 | 0.5 | 1 | From eQ_Lib.dat in MASControl 2017
D_DMo_Bedrm_Occup_Yr | Occupancy | FRACTION | Default¦Wkdy | 2014-09-01 | 2014-09-30 | Hourly | 1 | 1 | 1 | 1 | 1 | 1 | 0.5 | 0.33 | 0 | 0 | 0 | 0 | 0 | 0 | 0 | 0 | 0 | 0 | 0 | 0 | 0 | 0 | 0.5 | 1 | From eQ_Lib.dat in MASControl 2017
D_DMo_Bedrm_Occup_Yr | Occupancy | FRACTION | Wknd | 2014-09-01 | 2014-09-30 | Hourly | 1 | 1 | 1 | 1 | 1 | 1 | 1 | 0.5 | 0 | 0 | 0 | 0 | 0 | 0 | 0 | 0 | 0 | 0 | 0 | 0 | 0 | 0 | 0.5 | 1 | From eQ_Lib.dat in MASControl 2017
D_DMo_Bedrm_Occup_Yr | Occupancy | FRACTION | Default¦Wkdy | 2014-10-01 | 2014-10-31 | Hourly | 1 | 1 | 1 | 1 | 1 | 1 | 0.5 | 0.33 | 0 | 0 | 0 | 0 | 0 | 0 | 0 | 0 | 0 | 0 | 0 | 0 | 0 | 0 | 0.5 | 1 | From eQ_Lib.dat in MASControl 2017
D_DMo_Bedrm_Occup_Yr | Occupancy | FRACTION | Wknd | 2014-10-01 | 2014-10-31 | Hourly | 1 | 1 | 1 | 1 | 1 | 1 | 1 | 0.5 | 0 | 0 | 0 | 0 | 0 | 0 | 0 | 0 | 0 | 0 | 0 | 0 | 0 | 0 | 0.5 | 1 | From eQ_Lib.dat in MASControl 2017
D_DMo_Bedrm_Occup_Yr | Occupancy | FRACTION | Default¦Wkdy | 2014-11-01 | 2014-11-30 | Hourly | 1 | 1 | 1 | 1 | 1 | 1 | 0.5 | 0.33 | 0 | 0 | 0 | 0 | 0 | 0 | 0 | 0 | 0 | 0 | 0 | 0 | 0 | 0 | 0.5 | 1 | From eQ_Lib.dat in MASControl 2017
D_DMo_Bedrm_Occup_Yr | Occupancy | FRACTION | Wknd | 2014-11-01 | 2014-11-30 | Hourly | 1 | 1 | 1 | 1 | 1 | 1 | 1 | 0.5 | 0 | 0 | 0 | 0 | 0 | 0 | 0 | 0 | 0 | 0 | 0 | 0 | 0 | 0 | 0.5 | 1 | From eQ_Lib.dat in MASControl 2017
D_DMo_Bedrm_Occup_Yr | Occupancy | FRACTION | Default¦Wkdy | 2014-12-01 | 2014-12-31 | Hourly | 1 | 1 | 1 | 1 | 1 | 1 | 0.5 | 0.33 | 0 | 0 | 0 | 0 | 0 | 0 | 0 | 0 | 0 | 0 | 0 | 0 | 0 | 0 | 0.5 | 1 | From eQ_Lib.dat in MASControl 2017
D_DMo_Bedrm_Occup_Yr | Occupancy | FRACTION | Wknd | 2014-12-01 | 2014-12-31 | Hourly | 1 | 1 | 1 | 1 | 1 | 1 | 1 | 0.5 | 0 | 0 | 0 | 0 | 0 | 0 | 0 | 0 | 0 | 0 | 0 | 0 | 0 | 0 | 0.5 | 1 | From eQ_Lib.dat in MASControl 2017
D_DMo_Bedrm_Occup_Yr | Occupancy | FRACTION | WntrDsn | 2014-01-01 | 2014-12-31 | Constant | 0 | [23 empty] | From eQ_Lib.dat in MASControl 2017
D_DMo_Bedrm_Occup_Yr | Occupancy | FRACTION | SmrDsn | 2014-01-01 | 2014-12-31 | Constant | 1 | [23 empty] | From eQ_Lib.dat in MASControl 2017
D_DMo_Bedrm_Occup_Yr | Occupancy | FRACTION | Hol | 2014-01-01 | 2014-12-31 | Hourly | 1 | 1 | 1 | 1 | 1 | 1 | 1 | 0.5 | 0 | 0 | 0 | 0 | 0 | 0 | 0 | 0 | 0 | 0 | 0 | 0 | 0 | 0 | 0.5 | 1 | From eQ_Lib.dat in MASControl 2017
D_DMo_Living_Occup_Yr | Occupancy | FRACTION | Default¦Wkdy | 2014-01-01 | 2014-01-31 | Hourly | 0 | 0 | 0 | 0 | 0 | 0 | 0.5 | 0.33 | 0.33 | 0.33 | 0.33 | 0.33 | 0.33 | 0.33 | 0.33 | 0.33 | 0.33 | 0.33 | 1 | 1 | 1 | 1 | 0.5 | 0 | From eQ_Lib.dat in MASControl 2017
D_DMo_Living_Occup_Yr | Occupancy | FRACTION | Wknd | 2014-01-01 | 2014-01-31 | Hourly | 0 | 0 | 0 | 0 | 0 | 0 | 0 | 0.5 | 0.67 | 0.67 | 0.67 | 0.67 | 0.67 | 0.67 | 0.67 | 0.67 | 0.67 | 1 | 1 | 1 | 1 | 1 | 0.5 | 0 | From eQ_Lib.dat in MASControl 2017
D_DMo_Living_Occup_Yr | Occupancy | FRACTION | Default¦Wkdy | 2014-02-01 | 2014-02-28 | Hourly | 0 | 0 | 0 | 0 | 0 | 0 | 0.5 | 0.33 | 0.33 | 0.33 | 0.33 | 0.33 | 0.33 | 0.33 | 0.33 | 0.33 | 0.33 | 0.33 | 1 | 1 | 1 | 1 | 0.5 | 0 | From eQ_Lib.dat in MASControl 2017
D_DMo_Living_Occup_Yr | Occupancy | FRACTION | Wknd | 2014-02-01 | 2014-02-28 | Hourly | 0 | 0 | 0 | 0 | 0 | 0 | 0 | 0.5 | 0.67 | 0.67 | 0.67 | 0.67 | 0.67 | 0.67 | 0.67 | 0.67 | 0.67 | 1 | 1 | 1 | 1 | 1 | 0.5 | 0 | From eQ_Lib.dat in MASControl 2017
D_DMo_Living_Occup_Yr | Occupancy | FRACTION | Default¦Wkdy | 2014-03-01 | 2014-03-31 | Hourly | 0 | 0 | 0 | 0 | 0 | 0 | 0.5 | 0.33 | 0.33 | 0.33 | 0.33 | 0.33 | 0.33 | 0.33 | 0.33 | 0.33 | 0.33 | 0.33 | 1 | 1 | 1 | 1 | 0.5 | 0 | From eQ_Lib.dat in MASControl 2017
D_DMo_Living_Occup_Yr | Occupancy | FRACTION | Wknd | 2014-03-01 | 2014-03-31 | Hourly | 0 | 0 | 0 | 0 | 0 | 0 | 0 | 0.5 | 0.67 | 0.67 | 0.67 | 0.67 | 0.67 | 0.67 | 0.67 | 0.67 | 0.67 | 1 | 1 | 1 | 1 | 1 | 0.5 | 0 | From eQ_Lib.dat in MASControl 2017
D_DMo_Living_Occup_Yr | Occupancy | FRACTION | Default¦Wkdy | 2014-04-01 | 2014-04-30 | Hourly | 0 | 0 | 0 | 0 | 0 | 0 | 0.5 | 0.33 | 0.33 | 0.33 | 0.33 | 0.33 | 0.33 | 0.33 | 0.33 | 0.33 | 0.33 | 0.33 | 1 | 1 | 1 | 1 | 0.5 | 0 | From eQ_Lib.dat in MASControl 2017
D_DMo_Living_Occup_Yr | Occupancy | FRACTION | Wknd | 2014-04-01 | 2014-04-30 | Hourly | 0 | 0 | 0 | 0 | 0 | 0 | 0 | 0.5 | 0.67 | 0.67 | 0.67 | 0.67 | 0.67 | 0.67 | 0.67 | 0.67 | 0.67 | 1 | 1 | 1 | 1 | 1 | 0.5 | 0 | From eQ_Lib.dat in MASControl 2017
D_DMo_Living_Occup_Yr | Occupancy | FRACTION | Default¦Wkdy | 2014-05-01 | 2014-05-31 | Hourly | 0 | 0 | 0 | 0 | 0 | 0 | 0.5 | 0.33 | 0.33 | 0.33 | 0.33 | 0.33 | 0.33 | 0.33 | 0.33 | 0.33 | 0.33 | 0.33 | 1 | 1 | 1 | 1 | 0.5 | 0 | From eQ_Lib.dat in MASControl 2017
D_DMo_Living_Occup_Yr | Occupancy | FRACTION | Wknd | 2014-05-01 | 2014-05-31 | Hourly | 0 | 0 | 0 | 0 | 0 | 0 | 0 | 0.5 | 0.67 | 0.67 | 0.67 | 0.67 | 0.67 | 0.67 | 0.67 | 0.67 | 0.67 | 1 | 1 | 1 | 1 | 1 | 0.5 | 0 | From eQ_Lib.dat in MASControl 2017
D_DMo_Living_Occup_Yr | Occupancy | FRACTION | Default¦Wkdy | 2014-06-01 | 2014-06-30 | Hourly | 0 | 0 | 0 | 0 | 0 | 0 | 0.5 | 0.33 | 0.33 | 0.33 | 0.33 | 0.33 | 0.33 | 0.33 | 0.33 | 0.33 | 0.33 | 0.33 | 1 | 1 | 1 | 1 | 0.5 | 0 | From eQ_Lib.dat in MASControl 2017
D_DMo_Living_Occup_Yr | Occupancy | FRACTION | Wknd | 2014-06-01 | 2014-06-30 | Hourly | 0 | 0 | 0 | 0 | 0 | 0 | 0 | 0.5 | 0.67 | 0.67 | 0.67 | 0.67 | 0.67 | 0.67 | 0.67 | 0.67 | 0.67 | 1 | 1 | 1 | 1 | 1 | 0.5 | 0 | From eQ_Lib.dat in MASControl 2017
D_DMo_Living_Occup_Yr | Occupancy | FRACTION | Default¦Wkdy | 2014-07-01 | 2014-07-31 | Hourly | 0 | 0 | 0 | 0 | 0 | 0 | 0.5 | 0.33 | 0.33 | 0.33 | 0.33 | 0.33 | 0.33 | 0.33 | 0.33 | 0.33 | 0.33 | 0.33 | 1 | 1 | 1 | 1 | 0.5 | 0 | From eQ_Lib.dat in MASControl 2017
D_DMo_Living_Occup_Yr | Occupancy | FRACTION | Wknd | 2014-07-01 | 2014-07-31 | Hourly | 0 | 0 | 0 | 0 | 0 | 0 | 0 | 0.5 | 0.67 | 0.67 | 0.67 | 0.67 | 0.67 | 0.67 | 0.67 | 0.67 | 0.67 | 1 | 1 | 1 | 1 | 1 | 0.5 | 0 | From eQ_Lib.dat in MASControl 2017
D_DMo_Living_Occup_Yr | Occupancy | FRACTION | Default¦Wkdy | 2014-08-01 | 2014-08-31 | Hourly | 0 | 0 | 0 | 0 | 0 | 0 | 0.5 | 0.33 | 0.33 | 0.33 | 0.33 | 0.33 | 0.33 | 0.33 | 0.33 | 0.33 | 0.33 | 0.33 | 1 | 1 | 1 | 1 | 0.5 | 0 | From eQ_Lib.dat in MASControl 2017
D_DMo_Living_Occup_Yr | Occupancy | FRACTION | Wknd | 2014-08-01 | 2014-08-31 | Hourly | 0 | 0 | 0 | 0 | 0 | 0 | 0 | 0.5 | 0.67 | 0.67 | 0.67 | 0.67 | 0.67 | 0.67 | 0.67 | 0.67 | 0.67 | 1 | 1 | 1 | 1 | 1 | 0.5 | 0 | From eQ_Lib.dat in MASControl 2017
D_DMo_Living_Occup_Yr | Occupancy | FRACTION | Default¦Wkdy | 2014-09-01 | 2014-09-30 | Hourly | 0 | 0 | 0 | 0 | 0 | 0 | 0.5 | 0.33 | 0.33 | 0.33 | 0.33 | 0.33 | 0.33 | 0.33 | 0.33 | 0.33 | 0.33 | 0.33 | 1 | 1 | 1 | 1 | 0.5 | 0 | From eQ_Lib.dat in MASControl 2017
D_DMo_Living_Occup_Yr | Occupancy | FRACTION | Wknd | 2014-09-01 | 2014-09-30 | Hourly | 0 | 0 | 0 | 0 | 0 | 0 | 0 | 0.5 | 0.67 | 0.67 | 0.67 | 0.67 | 0.67 | 0.67 | 0.67 | 0.67 | 0.67 | 1 | 1 | 1 | 1 | 1 | 0.5 | 0 | From eQ_Lib.dat in MASControl 2017
D_DMo_Living_Occup_Yr | Occupancy | FRACTION | Default¦Wkdy | 2014-10-01 | 2014-10-31 | Hourly | 0 | 0 | 0 | 0 | 0 | 0 | 0.5 | 0.33 | 0.33 | 0.33 | 0.33 | 0.33 | 0.33 | 0.33 | 0.33 | 0.33 | 0.33 | 0.33 | 1 | 1 | 1 | 1 | 0.5 | 0 | From eQ_Lib.dat in MASControl 2017
D_DMo_Living_Occup_Yr | Occupancy | FRACTION | Wknd | 2014-10-01 | 2014-10-31 | Hourly | 0 | 0 | 0 | 0 | 0 | 0 | 0 | 0.5 | 0.67 | 0.67 | 0.67 | 0.67 | 0.67 | 0.67 | 0.67 | 0.67 | 0.67 | 1 | 1 | 1 | 1 | 1 | 0.5 | 0 | From eQ_Lib.dat in MASControl 2017
D_DMo_Living_Occup_Yr | Occupancy | FRACTION | Default¦Wkdy | 2014-11-01 | 2014-11-30 | Hourly | 0 | 0 | 0 | 0 | 0 | 0 | 0.5 | 0.33 | 0.33 | 0.33 | 0.33 | 0.33 | 0.33 | 0.33 | 0.33 | 0.33 | 0.33 | 0.33 | 1 | 1 | 1 | 1 | 0.5 | 0 | From eQ_Lib.dat in MASControl 2017
D_DMo_Living_Occup_Yr | Occupancy | FRACTION | Wknd | 2014-11-01 | 2014-11-30 | Hourly | 0 | 0 | 0 | 0 | 0 | 0 | 0 | 0.5 | 0.67 | 0.67 | 0.67 | 0.67 | 0.67 | 0.67 | 0.67 | 0.67 | 0.67 | 1 | 1 | 1 | 1 | 1 | 0.5 | 0 | From eQ_Lib.dat in MASControl 2017
D_DMo_Living_Occup_Yr | Occupancy | FRACTION | Default¦Wkdy | 2014-12-01 | 2014-12-31 | Hourly | 0 | 0 | 0 | 0 | 0 | 0 | 0.5 | 0.33 | 0.33 | 0.33 | 0.33 | 0.33 | 0.33 | 0.33 | 0.33 | 0.33 | 0.33 | 0.33 | 1 | 1 | 1 | 1 | 0.5 | 0 | From eQ_Lib.dat in MASControl 2017
D_DMo_Living_Occup_Yr | Occupancy | FRACTION | Wknd | 2014-12-01 | 2014-12-31 | Hourly | 0 | 0 | 0 | 0 | 0 | 0 | 0 | 0.5 | 0.67 | 0.67 | 0.67 | 0.67 | 0.67 | 0.67 | 0.67 | 0.67 | 0.67 | 1 | 1 | 1 | 1 | 1 | 0.5 | 0 | From eQ_Lib.dat in MASControl 2017
D_DMo_Living_Occup_Yr | Occupancy | FRACTION | WntrDsn | 2014-01-01 | 2014-12-31 | Constant | 0 | [23 empty] | From eQ_Lib.dat in MASControl 2017
D_DMo_Living_Occup_Yr | Occupancy | FRACTION | SmrDsn | 2014-01-01 | 2014-12-31 | Constant | 1 | [23 empty] | From eQ_Lib.dat in MASControl 2017
D_DMo_Living_Occup_Yr | Occupancy | FRACTION | Hol | 2014-01-01 | 2014-12-31 | Hourly | 0 | 0 | 0 | 0 | 0 | 0 | 0 | 0.5 | 0.67 | 0.67 | 0.67 | 0.67 | 0.67 | 0.67 | 0.67 | 0.67 | 0.67 | 1 | 1 | 1 | 1 | 1 | 0.5 | 0 | From eQ_Lib.dat in MASControl 2017
D_ECC_Caf_Occup_Yr | Occupancy | FRACTION | SmrDsn | 2014-01-01 | 2014-01-11 | Constant | 1 | [23 empty] | From eQ_Lib.dat in MASControl 2017
D_ECC_Caf_Occup_Yr | Occupancy | FRACTION | WntrDsn | 2014-01-01 | 2014-01-11 | Constant | 0 | [23 empty] | From eQ_Lib.dat in MASControl 2017
D_ECC_Caf_Occup_Yr | Occupancy | FRACTION | Default | 2014-01-01 | 2014-01-11 | Constant | 0 | [23 empty] | From eQ_Lib.dat in MASControl 2017
D_ECC_Caf_Occup_Yr | Occupancy | FRACTION | Default¦Wkdy | 2014-01-12 | 2014-04-03 | Hourly | 0 | 0 | 0 | 0 | 0 | 0 | 0 | 0.2 | 0.5 | 0.4 | 0.3 | 0.8 | 0.9 | 0.3 | 0.3 | 0.3 | 0.3 | 0.1 | 0 | 0 | 0 | 0 | 0 | 0 | From eQ_Lib.dat in MASControl 2017
D_ECC_Caf_Occup_Yr | Occupancy | FRACTION | Sat | 2014-01-12 | 2014-04-03 | Hourly | 0 | 0 | 0 | 0 | 0 | 0 | 0 | 0.0778 | 0.1945 | 0.1556 | 0.1167 | 0.3112 | 0.3501 | 0.1167 | 0.1167 | 0.1167 | 0.0389 | 0 | 0 | 0 | 0 | 0 | 0 | 0 | From eQ_Lib.dat in MASControl 2017
D_ECC_Caf_Occup_Yr | Occupancy | FRACTION | Sun | 2014-01-12 | 2014-04-03 | Constant | 0 | [23 empty] | From eQ_Lib.dat in MASControl 2017
D_ECC_Caf_Occup_Yr | Occupancy | FRACTION | SmrDsn | 2014-04-04 | 2014-04-12 | Constant | 1 | [23 empty] | From eQ_Lib.dat in MASControl 2017
D_ECC_Caf_Occup_Yr | Occupancy | FRACTION | WntrDsn | 2014-04-04 | 2014-04-12 | Constant | 0 | [23 empty] | From eQ_Lib.dat in MASControl 2017
D_ECC_Caf_Occup_Yr | Occupancy | FRACTION | Default | 2014-04-04 | 2014-04-12 | Constant | 0 | [23 empty] | From eQ_Lib.dat in MASControl 2017
D_ECC_Caf_Occup_Yr | Occupancy | FRACTION | Default¦Wkdy | 2014-04-13 | 2014-05-22 | Hourly | 0 | 0 | 0 | 0 | 0 | 0 | 0 | 0.2 | 0.5 | 0.4 | 0.3 | 0.8 | 0.9 | 0.3 | 0.3 | 0.3 | 0.3 | 0.1 | 0 | 0 | 0 | 0 | 0 | 0 | From eQ_Lib.dat in MASControl 2017
D_ECC_Caf_Occup_Yr | Occupancy | FRACTION | Sat | 2014-04-13 | 2014-05-22 | Hourly | 0 | 0 | 0 | 0 | 0 | 0 | 0 | 0.0778 | 0.1945 | 0.1556 | 0.1167 | 0.3112 | 0.3501 | 0.1167 | 0.1167 | 0.1167 | 0.0389 | 0 | 0 | 0 | 0 | 0 | 0 | 0 | From eQ_Lib.dat in MASControl 2017
D_ECC_Caf_Occup_Yr | Occupancy | FRACTION | Sun | 2014-04-13 | 2014-05-22 | Constant | 0 | [23 empty] | From eQ_Lib.dat in MASControl 2017
D_ECC_Caf_Occup_Yr | Occupancy | FRACTION | SmrDsn | 2014-05-23 | 2014-05-31 | Constant | 1 | [23 empty] | From eQ_Lib.dat in MASControl 2017
D_ECC_Caf_Occup_Yr | Occupancy | FRACTION | WntrDsn | 2014-05-23 | 2014-05-31 | Constant | 0 | [23 empty] | From eQ_Lib.dat in MASControl 2017
D_ECC_Caf_Occup_Yr | Occupancy | FRACTION | Default | 2014-05-23 | 2014-05-31 | Constant | 0 | [23 empty] | From eQ_Lib.dat in MASControl 2017
D_ECC_Caf_Occup_Yr | Occupancy | FRACTION | Default¦Wkdy | 2014-06-01 | 2014-08-07 | Hourly | 0 | 0 | 0 | 0 | 0 | 0 | 0 | 0.08 | 0.2 | 0.16 | 0.12 | 0.32 | 0.36 | 0.12 | 0.12 | 0.12 | 0.12 | 0.04 | 0 | 0 | 0 | 0 | 0 | 0 | From eQ_Lib.dat in MASControl 2017
D_ECC_Caf_Occup_Yr | Occupancy | FRACTION | Sat | 2014-06-01 | 2014-08-07 | Hourly | 0 | 0 | 0 | 0 | 0 | 0 | 0 | 0.0231 | 0.0578 | 0.0462 | 0.0347 | 0.0925 | 0.104 | 0.0347 | 0.0347 | 0.0347 | 0.0116 | 0 | 0 | 0 | 0 | 0 | 0 | 0 | From eQ_Lib.dat in MASControl 2017
D_ECC_Caf_Occup_Yr | Occupancy | FRACTION | Sun | 2014-06-01 | 2014-08-07 | Constant | 0 | [23 empty] | From eQ_Lib.dat in MASControl 2017
D_ECC_Caf_Occup_Yr | Occupancy | FRACTION | SmrDsn | 2014-08-08 | 2014-08-16 | Constant | 1 | [23 empty] | From eQ_Lib.dat in MASControl 2017
D_ECC_Caf_Occup_Yr | Occupancy | FRACTION | WntrDsn | 2014-08-08 | 2014-08-16 | Constant | 0 | [23 empty] | From eQ_Lib.dat in MASControl 2017
D_ECC_Caf_Occup_Yr | Occupancy | FRACTION | Default | 2014-08-08 | 2014-08-16 | Constant | 0 | [23 empty] | From eQ_Lib.dat in MASControl 2017
D_ECC_Caf_Occup_Yr | Occupancy | FRACTION | Default¦Wkdy | 2014-08-17 | 2014-12-11 | Hourly | 0 | 0 | 0 | 0 | 0 | 0 | 0 | 0.2 | 0.5 | 0.4 | 0.3 | 0.8 | 0.9 | 0.3 | 0.3 | 0.3 | 0.3 | 0.1 | 0 | 0 | 0 | 0 | 0 | 0 | From eQ_Lib.dat in MASControl 2017
D_ECC_Caf_Occup_Yr | Occupancy | FRACTION | Sat | 2014-08-17 | 2014-12-11 | Hourly | 0 | 0 | 0 | 0 | 0 | 0 | 0 | 0.0778 | 0.1945 | 0.1556 | 0.1167 | 0.3112 | 0.3501 | 0.1167 | 0.1167 | 0.1167 | 0.0389 | 0 | 0 | 0 | 0 | 0 | 0 | 0 | From eQ_Lib.dat in MASControl 2017
D_ECC_Caf_Occup_Yr | Occupancy | FRACTION | Sun | 2014-08-17 | 2014-12-11 | Constant | 0 | [23 empty] | From eQ_Lib.dat in MASControl 2017
D_ECC_Caf_Occup_Yr | Occupancy | FRACTION | SmrDsn | 2014-12-12 | 2014-12-31 | Constant | 1 | [23 empty] | From eQ_Lib.dat in MASControl 2017
D_ECC_Caf_Occup_Yr | Occupancy | FRACTION | WntrDsn | 2014-12-12 | 2014-12-31 | Constant | 0 | [23 empty] | From eQ_Lib.dat in MASControl 2017
D_ECC_Caf_Occup_Yr | Occupancy | FRACTION | Default | 2014-12-12 | 2014-12-31 | Constant | 0 | [23 empty] | From eQ_Lib.dat in MASControl 2017
D_ECC_Caf_Occup_Yr | Occupancy | FRACTION | WntrDsn | 2014-01-01 | 2014-12-31 | Constant | 0 | [23 empty] | From eQ_Lib.dat in MASControl 2017
D_ECC_Caf_Occup_Yr | Occupancy | FRACTION | SmrDsn | 2014-01-01 | 2014-12-31 | Constant | 1 | [23 empty] | From eQ_Lib.dat in MASControl 2017
D_ECC_Caf_Occup_Yr | Occupancy | FRACTION | Hol | 2014-01-01 | 2014-12-31 | Constant | 0 | [23 empty] | From eQ_Lib.dat in MASControl 2017
D_ECC_Clrm_Occup_Yr | Occupancy | FRACTION | SmrDsn | 2014-01-01 | 2014-01-11 | Constant | 1 | [23 empty] | From eQ_Lib.dat in MASControl 2017
D_ECC_Clrm_Occup_Yr | Occupancy | FRACTION | WntrDsn | 2014-01-01 | 2014-01-11 | Constant | 0 | [23 empty] | From eQ_Lib.dat in MASControl 2017
D_ECC_Clrm_Occup_Yr | Occupancy | FRACTION | Default | 2014-01-01 | 2014-01-11 | Constant | 0 | [23 empty] | From eQ_Lib.dat in MASControl 2017
D_ECC_Clrm_Occup_Yr | Occupancy | FRACTION | Default¦Wkdy | 2014-01-12 | 2014-04-03 | Hourly | 0 | 0 | 0 | 0 | 0 | 0 | 0 | 0.9 | 0.9 | 0.9 | 0.9 | 0.9 | 0.6 | 0.6 | 0.6 | 0.6 | 0.6 | 1 | 1 | 1 | 1 | 0 | 0 | 0 | From eQ_Lib.dat in MASControl 2017
D_ECC_Clrm_Occup_Yr | Occupancy | FRACTION | Sat | 2014-01-12 | 2014-04-03 | Hourly | 0 | 0 | 0 | 0 | 0 | 0 | 0 | 0.5 | 0.5 | 0.5 | 0.5 | 0.5 | 0.5 | 0.5 | 0.5 | 0.5 | 0 | 0 | 0 | 0 | 0 | 0 | 0 | 0 | From eQ_Lib.dat in MASControl 2017
D_ECC_Clrm_Occup_Yr | Occupancy | FRACTION | Sun | 2014-01-12 | 2014-04-03 | Constant | 0 | [23 empty] | From eQ_Lib.dat in MASControl 2017
D_ECC_Clrm_Occup_Yr | Occupancy | FRACTION | SmrDsn | 2014-04-04 | 2014-04-12 | Constant | 1 | [23 empty] | From eQ_Lib.dat in MASControl 2017
D_ECC_Clrm_Occup_Yr | Occupancy | FRACTION | WntrDsn | 2014-04-04 | 2014-04-12 | Constant | 0 | [23 empty] | From eQ_Lib.dat in MASControl 2017
D_ECC_Clrm_Occup_Yr | Occupancy | FRACTION | Default | 2014-04-04 | 2014-04-12 | Constant | 0 | [23 empty] | From eQ_Lib.dat in MASControl 2017
D_ECC_Clrm_Occup_Yr | Occupancy | FRACTION | Default¦Wkdy | 2014-04-13 | 2014-05-22 | Hourly | 0 | 0 | 0 | 0 | 0 | 0 | 0 | 0.9 | 0.9 | 0.9 | 0.9 | 0.9 | 0.6 | 0.6 | 0.6 | 0.6 | 0.6 | 1 | 1 | 1 | 1 | 0 | 0 | 0 | From eQ_Lib.dat in MASControl 2017
D_ECC_Clrm_Occup_Yr | Occupancy | FRACTION | Sat | 2014-04-13 | 2014-05-22 | Hourly | 0 | 0 | 0 | 0 | 0 | 0 | 0 | 0.5 | 0.5 | 0.5 | 0.5 | 0.5 | 0.5 | 0.5 | 0.5 | 0.5 | 0 | 0 | 0 | 0 | 0 | 0 | 0 | 0 | From eQ_Lib.dat in MASControl 2017
D_ECC_Clrm_Occup_Yr | Occupancy | FRACTION | Sun | 2014-04-13 | 2014-05-22 | Constant | 0 | [23 empty] | From eQ_Lib.dat in MASControl 2017
D_ECC_Clrm_Occup_Yr | Occupancy | FRACTION | SmrDsn | 2014-05-23 | 2014-05-31 | Constant | 1 | [23 empty] | From eQ_Lib.dat in MASControl 2017
D_ECC_Clrm_Occup_Yr | Occupancy | FRACTION | WntrDsn | 2014-05-23 | 2014-05-31 | Constant | 0 | [23 empty] | From eQ_Lib.dat in MASControl 2017
D_ECC_Clrm_Occup_Yr | Occupancy | FRACTION | Default | 2014-05-23 | 2014-05-31 | Constant | 0 | [23 empty] | From eQ_Lib.dat in MASControl 2017
D_ECC_Clrm_Occup_Yr | Occupancy | FRACTION | Default¦Wkdy | 2014-06-01 | 2014-08-07 | Hourly | 0 | 0 | 0 | 0 | 0 | 0 | 0 | 0.36 | 0.36 | 0.36 | 0.36 | 0.36 | 0.24 | 0.24 | 0.24 | 0.24 | 0.24 | 0.4 | 0.4 | 0 | 0 | 0 | 0 | 0 | From eQ_Lib.dat in MASControl 2017
D_ECC_Clrm_Occup_Yr | Occupancy | FRACTION | Sat | 2014-06-01 | 2014-08-07 | Hourly | 0 | 0 | 0 | 0 | 0 | 0 | 0 | 0.2 | 0.2 | 0.2 | 0.2 | 0.2 | 0.2 | 0.2 | 0 | 0 | 0 | 0 | 0 | 0 | 0 | 0 | 0 | 0 | From eQ_Lib.dat in MASControl 2017
D_ECC_Clrm_Occup_Yr | Occupancy | FRACTION | Sun | 2014-06-01 | 2014-08-07 | Constant | 0 | [23 empty] | From eQ_Lib.dat in MASControl 2017
D_ECC_Clrm_Occup_Yr | Occupancy | FRACTION | SmrDsn | 2014-08-08 | 2014-08-16 | Constant | 1 | [23 empty] | From eQ_Lib.dat in MASControl 2017
D_ECC_Clrm_Occup_Yr | Occupancy | FRACTION | WntrDsn | 2014-08-08 | 2014-08-16 | Constant | 0 | [23 empty] | From eQ_Lib.dat in MASControl 2017
D_ECC_Clrm_Occup_Yr | Occupancy | FRACTION | Default | 2014-08-08 | 2014-08-16 | Constant | 0 | [23 empty] | From eQ_Lib.dat in MASControl 2017
D_ECC_Clrm_Occup_Yr | Occupancy | FRACTION | Default¦Wkdy | 2014-08-17 | 2014-12-11 | Hourly | 0 | 0 | 0 | 0 | 0 | 0 | 0 | 0.9 | 0.9 | 0.9 | 0.9 | 0.9 | 0.6 | 0.6 | 0.6 | 0.6 | 0.6 | 1 | 1 | 1 | 1 | 0 | 0 | 0 | From eQ_Lib.dat in MASControl 2017
D_ECC_Clrm_Occup_Yr | Occupancy | FRACTION | Sat | 2014-08-17 | 2014-12-11 | Hourly | 0 | 0 | 0 | 0 | 0 | 0 | 0 | 0.5 | 0.5 | 0.5 | 0.5 | 0.5 | 0.5 | 0.5 | 0.5 | 0.5 | 0 | 0 | 0 | 0 | 0 | 0 | 0 | 0 | From eQ_Lib.dat in MASControl 2017
D_ECC_Clrm_Occup_Yr | Occupancy | FRACTION | Sun | 2014-08-17 | 2014-12-11 | Constant | 0 | [23 empty] | From eQ_Lib.dat in MASControl 2017
D_ECC_Clrm_Occup_Yr | Occupancy | FRACTION | SmrDsn | 2014-12-12 | 2014-12-31 | Constant | 1 | [23 empty] | From eQ_Lib.dat in MASControl 2017
D_ECC_Clrm_Occup_Yr | Occupancy | FRACTION | WntrDsn | 2014-12-12 | 2014-12-31 | Constant | 0 | [23 empty] | From eQ_Lib.dat in MASControl 2017
D_ECC_Clrm_Occup_Yr | Occupancy | FRACTION | Default | 2014-12-12 | 2014-12-31 | Constant | 0 | [23 empty] | From eQ_Lib.dat in MASControl 2017
D_ECC_Clrm_Occup_Yr | Occupancy | FRACTION | WntrDsn | 2014-01-01 | 2014-12-31 | Constant | 0 | [23 empty] | From eQ_Lib.dat in MASControl 2017
D_ECC_Clrm_Occup_Yr | Occupancy | FRACTION | SmrDsn | 2014-01-01 | 2014-12-31 | Constant | 1 | [23 empty] | From eQ_Lib.dat in MASControl 2017
D_ECC_Clrm_Occup_Yr | Occupancy | FRACTION | Hol | 2014-01-01 | 2014-12-31 | Constant | 0 | [23 empty] | From eQ_Lib.dat in MASControl 2017
D_ECC_CompCL_Occup_Yr | Occupancy | FRACTION | SmrDsn | 2014-01-01 | 2014-01-11 | Constant | 1 | [23 empty] | From eQ_Lib.dat in MASControl 2017
D_ECC_CompCL_Occup_Yr | Occupancy | FRACTION | WntrDsn | 2014-01-01 | 2014-01-11 | Constant | 0 | [23 empty] | From eQ_Lib.dat in MASControl 2017
D_ECC_CompCL_Occup_Yr | Occupancy | FRACTION | Default | 2014-01-01 | 2014-01-11 | Constant | 0 | [23 empty] | From eQ_Lib.dat in MASControl 2017
D_ECC_CompCL_Occup_Yr | Occupancy | FRACTION | Default¦Wkdy | 2014-01-12 | 2014-04-03 | Hourly | 0 | 0 | 0 | 0 | 0 | 0 | 0.2 | 0.5 | 1 | 1 | 1 | 1 | 1 | 1 | 1 | 1 | 1 | 0 | 0 | 0 | 0 | 0 | 0 | 0 | From eQ_Lib.dat in MASControl 2017
D_ECC_CompCL_Occup_Yr | Occupancy | FRACTION | Sat | 2014-01-12 | 2014-04-03 | Hourly | 0 | 0 | 0 | 0 | 0 | 0 | 0 | 0.1 | 0.25 | 0.5 | 0.5 | 0.5 | 0.5 | 0.5 | 0.5 | 0.5 | 0.25 | 0 | 0 | 0 | 0 | 0 | 0 | 0 | From eQ_Lib.dat in MASControl 2017
D_ECC_CompCL_Occup_Yr | Occupancy | FRACTION | Sun | 2014-01-12 | 2014-04-03 | Constant | 0 | [23 empty] | From eQ_Lib.dat in MASControl 2017
D_ECC_CompCL_Occup_Yr | Occupancy | FRACTION | SmrDsn | 2014-04-04 | 2014-04-12 | Constant | 1 | [23 empty] | From eQ_Lib.dat in MASControl 2017
D_ECC_CompCL_Occup_Yr | Occupancy | FRACTION | WntrDsn | 2014-04-04 | 2014-04-12 | Constant | 0 | [23 empty] | From eQ_Lib.dat in MASControl 2017
D_ECC_CompCL_Occup_Yr | Occupancy | FRACTION | Default | 2014-04-04 | 2014-04-12 | Constant | 0 | [23 empty] | From eQ_Lib.dat in MASControl 2017
D_ECC_CompCL_Occup_Yr | Occupancy | FRACTION | Default¦Wkdy | 2014-04-13 | 2014-05-22 | Hourly | 0 | 0 | 0 | 0 | 0 | 0 | 0.2 | 0.5 | 1 | 1 | 1 | 1 | 1 | 1 | 1 | 1 | 1 | 0 | 0 | 0 | 0 | 0 | 0 | 0 | From eQ_Lib.dat in MASControl 2017
D_ECC_CompCL_Occup_Yr | Occupancy | FRACTION | Sat | 2014-04-13 | 2014-05-22 | Hourly | 0 | 0 | 0 | 0 | 0 | 0 | 0 | 0.1 | 0.25 | 0.5 | 0.5 | 0.5 | 0.5 | 0.5 | 0.5 | 0.5 | 0.25 | 0 | 0 | 0 | 0 | 0 | 0 | 0 | From eQ_Lib.dat in MASControl 2017
D_ECC_CompCL_Occup_Yr | Occupancy | FRACTION | Sun | 2014-04-13 | 2014-05-22 | Constant | 0 | [23 empty] | From eQ_Lib.dat in MASControl 2017
D_ECC_CompCL_Occup_Yr | Occupancy | FRACTION | SmrDsn | 2014-05-23 | 2014-05-31 | Constant | 1 | [23 empty] | From eQ_Lib.dat in MASControl 2017
D_ECC_CompCL_Occup_Yr | Occupancy | FRACTION | WntrDsn | 2014-05-23 | 2014-05-31 | Constant | 0 | [23 empty] | From eQ_Lib.dat in MASControl 2017
D_ECC_CompCL_Occup_Yr | Occupancy | FRACTION | Default | 2014-05-23 | 2014-05-31 | Constant | 0 | [23 empty] | From eQ_Lib.dat in MASControl 2017
D_ECC_CompCL_Occup_Yr | Occupancy | FRACTION | Default¦Wkdy | 2014-06-01 | 2014-08-07 | Hourly | 0 | 0 | 0 | 0 | 0 | 0 | 0.08 | 0.2 | 0.4 | 0.4 | 0.4 | 0.4 | 0.4 | 0.4 | 0.4 | 0.4 | 0.4 | 0.2 | 0 | 0 | 0 | 0 | 0 | 0 | From eQ_Lib.dat in MASControl 2017
D_ECC_CompCL_Occup_Yr | Occupancy | FRACTION | Sat | 2014-06-01 | 2014-08-07 | Hourly | 0 | 0 | 0 | 0 | 0 | 0 | 0 | 0.04 | 0.1 | 0.2 | 0.2 | 0.2 | 0.2 | 0.2 | 0.2 | 0.2 | 0.1 | 0 | 0 | 0 | 0 | 0 | 0 | 0 | From eQ_Lib.dat in MASControl 2017
D_ECC_CompCL_Occup_Yr | Occupancy | FRACTION | Sun | 2014-06-01 | 2014-08-07 | Constant | 0 | [23 empty] | From eQ_Lib.dat in MASControl 2017
D_ECC_CompCL_Occup_Yr | Occupancy | FRACTION | SmrDsn | 2014-08-08 | 2014-08-16 | Constant | 1 | [23 empty] | From eQ_Lib.dat in MASControl 2017
D_ECC_CompCL_Occup_Yr | Occupancy | FRACTION | WntrDsn | 2014-08-08 | 2014-08-16 | Constant | 0 | [23 empty] | From eQ_Lib.dat in MASControl 2017
D_ECC_CompCL_Occup_Yr | Occupancy | FRACTION | Default | 2014-08-08 | 2014-08-16 | Constant | 0 | [23 empty] | From eQ_Lib.dat in MASControl 2017
D_ECC_CompCL_Occup_Yr | Occupancy | FRACTION | Default¦Wkdy | 2014-08-17 | 2014-12-11 | Hourly | 0 | 0 | 0 | 0 | 0 | 0 | 0.2 | 0.5 | 1 | 1 | 1 | 1 | 1 | 1 | 1 | 1 | 1 | 0 | 0 | 0 | 0 | 0 | 0 | 0 | From eQ_Lib.dat in MASControl 2017
D_ECC_CompCL_Occup_Yr | Occupancy | FRACTION | Sat | 2014-08-17 | 2014-12-11 | Hourly | 0 | 0 | 0 | 0 | 0 | 0 | 0 | 0.1 | 0.25 | 0.5 | 0.5 | 0.5 | 0.5 | 0.5 | 0.5 | 0.5 | 0.25 | 0 | 0 | 0 | 0 | 0 | 0 | 0 | From eQ_Lib.dat in MASControl 2017
D_ECC_CompCL_Occup_Yr | Occupancy | FRACTION | Sun | 2014-08-17 | 2014-12-11 | Constant | 0 | [23 empty] | From eQ_Lib.dat in MASControl 2017
D_ECC_CompCL_Occup_Yr | Occupancy | FRACTION | SmrDsn | 2014-12-12 | 2014-12-31 | Constant | 1 | [23 empty] | From eQ_Lib.dat in MASControl 2017
D_ECC_CompCL_Occup_Yr | Occupancy | FRACTION | WntrDsn | 2014-12-12 | 2014-12-31 | Constant | 0 | [23 empty] | From eQ_Lib.dat in MASControl 2017
D_ECC_CompCL_Occup_Yr | Occupancy | FRACTION | Default | 2014-12-12 | 2014-12-31 | Constant | 0 | [23 empty] | From eQ_Lib.dat in MASControl 2017
D_ECC_CompCL_Occup_Yr | Occupancy | FRACTION | WntrDsn | 2014-01-01 | 2014-12-31 | Constant | 0 | [23 empty] | From eQ_Lib.dat in MASControl 2017
D_ECC_CompCL_Occup_Yr | Occupancy | FRACTION | SmrDsn | 2014-01-01 | 2014-12-31 | Constant | 1 | [23 empty] | From eQ_Lib.dat in MASControl 2017
D_ECC_CompCL_Occup_Yr | Occupancy | FRACTION | Hol | 2014-01-01 | 2014-12-31 | Constant | 0 | [23 empty] | From eQ_Lib.dat in MASControl 2017
D_ECC_Ktchn_Occup_Yr | Occupancy | FRACTION | SmrDsn | 2014-01-01 | 2014-01-11 | Constant | 1 | [23 empty] | From eQ_Lib.dat in MASControl 2017
D_ECC_Ktchn_Occup_Yr | Occupancy | FRACTION | WntrDsn | 2014-01-01 | 2014-01-11 | Constant | 0 | [23 empty] | From eQ_Lib.dat in MASControl 2017
D_ECC_Ktchn_Occup_Yr | Occupancy | FRACTION | Default | 2014-01-01 | 2014-01-11 | Constant | 0 | [23 empty] | From eQ_Lib.dat in MASControl 2017
D_ECC_Ktchn_Occup_Yr | Occupancy | FRACTION | Default¦Wkdy | 2014-01-12 | 2014-04-03 | Hourly | 0 | 0 | 0 | 0 | 0 | 0 | 0.3 | 0.7 | 0.7 | 0.3 | 0.3 | 0.9 | 0.9 | 0.3 | 0.3 | 0.3 | 0.3 | 0 | 0 | 0 | 0 | 0 | 0 | 0 | From eQ_Lib.dat in MASControl 2017
D_ECC_Ktchn_Occup_Yr | Occupancy | FRACTION | Sat | 2014-01-12 | 2014-04-03 | Hourly | 0 | 0 | 0 | 0 | 0 | 0 | 0.1668 | 0.3892 | 0.3892 | 0.1668 | 0.1668 | 0.5004 | 0.5004 | 0.1668 | 0.1668 | 0.1668 | 0.1668 | 0 | 0 | 0 | 0 | 0 | 0 | 0 | From eQ_Lib.dat in MASControl 2017
D_ECC_Ktchn_Occup_Yr | Occupancy | FRACTION | Sun | 2014-01-12 | 2014-04-03 | Constant | 0 | [23 empty] | From eQ_Lib.dat in MASControl 2017
D_ECC_Ktchn_Occup_Yr | Occupancy | FRACTION | SmrDsn | 2014-04-04 | 2014-04-12 | Constant | 1 | [23 empty] | From eQ_Lib.dat in MASControl 2017
D_ECC_Ktchn_Occup_Yr | Occupancy | FRACTION | WntrDsn | 2014-04-04 | 2014-04-12 | Constant | 0 | [23 empty] | From eQ_Lib.dat in MASControl 2017
D_ECC_Ktchn_Occup_Yr | Occupancy | FRACTION | Default | 2014-04-04 | 2014-04-12 | Constant | 0 | [23 empty] | From eQ_Lib.dat in MASControl 2017
D_ECC_Ktchn_Occup_Yr | Occupancy | FRACTION | Default¦Wkdy | 2014-04-13 | 2014-05-22 | Hourly | 0 | 0 | 0 | 0 | 0 | 0 | 0.3 | 0.7 | 0.7 | 0.3 | 0.3 | 0.9 | 0.9 | 0.3 | 0.3 | 0.3 | 0.3 | 0 | 0 | 0 | 0 | 0 | 0 | 0 | From eQ_Lib.dat in MASControl 2017
D_ECC_Ktchn_Occup_Yr | Occupancy | FRACTION | Sat | 2014-04-13 | 2014-05-22 | Hourly | 0 | 0 | 0 | 0 | 0 | 0 | 0.1668 | 0.3892 | 0.3892 | 0.1668 | 0.1668 | 0.5004 | 0.5004 | 0.1668 | 0.1668 | 0.1668 | 0.1668 | 0 | 0 | 0 | 0 | 0 | 0 | 0 | From eQ_Lib.dat in MASControl 2017
D_ECC_Ktchn_Occup_Yr | Occupancy | FRACTION | Sun | 2014-04-13 | 2014-05-22 | Constant | 0 | [23 empty] | From eQ_Lib.dat in MASControl 2017
D_ECC_Ktchn_Occup_Yr | Occupancy | FRACTION | SmrDsn | 2014-05-23 | 2014-05-31 | Constant | 1 | [23 empty] | From eQ_Lib.dat in MASControl 2017
D_ECC_Ktchn_Occup_Yr | Occupancy | FRACTION | WntrDsn | 2014-05-23 | 2014-05-31 | Constant | 0 | [23 empty] | From eQ_Lib.dat in MASControl 2017
D_ECC_Ktchn_Occup_Yr | Occupancy | FRACTION | Default | 2014-05-23 | 2014-05-31 | Constant | 0 | [23 empty] | From eQ_Lib.dat in MASControl 2017
D_ECC_Ktchn_Occup_Yr | Occupancy | FRACTION | Default¦Wkdy | 2014-06-01 | 2014-08-07 | Hourly | 0 | 0 | 0 | 0 | 0 | 0 | 0.15 | 0.35 | 0.35 | 0.15 | 0.15 | 0.45 | 0.45 | 0.15 | 0.15 | 0.15 | 0.15 | 0 | 0 | 0 | 0 | 0 | 0 | 0 | From eQ_Lib.dat in MASControl 2017
D_ECC_Ktchn_Occup_Yr | Occupancy | FRACTION | Sat | 2014-06-01 | 2014-08-07 | Hourly | 0 | 0 | 0 | 0 | 0 | 0 | 0.0834 | 0.1946 | 0.1946 | 0.0834 | 0.0834 | 0.2502 | 0.2502 | 0.0834 | 0.0834 | 0.0834 | 0.0834 | 0 | 0 | 0 | 0 | 0 | 0 | 0 | From eQ_Lib.dat in MASControl 2017
D_ECC_Ktchn_Occup_Yr | Occupancy | FRACTION | Sun | 2014-06-01 | 2014-08-07 | Constant | 0 | [23 empty] | From eQ_Lib.dat in MASControl 2017
D_ECC_Ktchn_Occup_Yr | Occupancy | FRACTION | SmrDsn | 2014-08-08 | 2014-08-16 | Constant | 1 | [23 empty] | From eQ_Lib.dat in MASControl 2017
D_ECC_Ktchn_Occup_Yr | Occupancy | FRACTION | WntrDsn | 2014-08-08 | 2014-08-16 | Constant | 0 | [23 empty] | From eQ_Lib.dat in MASControl 2017
D_ECC_Ktchn_Occup_Yr | Occupancy | FRACTION | Default | 2014-08-08 | 2014-08-16 | Constant | 0 | [23 empty] | From eQ_Lib.dat in MASControl 2017
D_ECC_Ktchn_Occup_Yr | Occupancy | FRACTION | Default¦Wkdy | 2014-08-17 | 2014-12-11 | Hourly | 0 | 0 | 0 | 0 | 0 | 0 | 0.3 | 0.7 | 0.7 | 0.3 | 0.3 | 0.9 | 0.9 | 0.3 | 0.3 | 0.3 | 0.3 | 0 | 0 | 0 | 0 | 0 | 0 | 0 | From eQ_Lib.dat in MASControl 2017
D_ECC_Ktchn_Occup_Yr | Occupancy | FRACTION | Sat | 2014-08-17 | 2014-12-11 | Hourly | 0 | 0 | 0 | 0 | 0 | 0 | 0.1668 | 0.3892 | 0.3892 | 0.1668 | 0.1668 | 0.5004 | 0.5004 | 0.1668 | 0.1668 | 0.1668 | 0.1668 | 0 | 0 | 0 | 0 | 0 | 0 | 0 | From eQ_Lib.dat in MASControl 2017
D_ECC_Ktchn_Occup_Yr | Occupancy | FRACTION | Sun | 2014-08-17 | 2014-12-11 | Constant | 0 | [23 empty] | From eQ_Lib.dat in MASControl 2017
D_ECC_Ktchn_Occup_Yr | Occupancy | FRACTION | SmrDsn | 2014-12-12 | 2014-12-31 | Constant | 1 | [23 empty] | From eQ_Lib.dat in MASControl 2017
D_ECC_Ktchn_Occup_Yr | Occupancy | FRACTION | WntrDsn | 2014-12-12 | 2014-12-31 | Constant | 0 | [23 empty] | From eQ_Lib.dat in MASControl 2017
D_ECC_Ktchn_Occup_Yr | Occupancy | FRACTION | Default | 2014-12-12 | 2014-12-31 | Constant | 0 | [23 empty] | From eQ_Lib.dat in MASControl 2017
D_ECC_Ktchn_Occup_Yr | Occupancy | FRACTION | WntrDsn | 2014-01-01 | 2014-12-31 | Constant | 0 | [23 empty] | From eQ_Lib.dat in MASControl 2017
D_ECC_Ktchn_Occup_Yr | Occupancy | FRACTION | SmrDsn | 2014-01-01 | 2014-12-31 | Constant | 1 | [23 empty] | From eQ_Lib.dat in MASControl 2017
D_ECC_Ktchn_Occup_Yr | Occupancy | FRACTION | Hol | 2014-01-01 | 2014-12-31 | Constant | 0 | [23 empty] | From eQ_Lib.dat in MASControl 2017
D_ECC_OffGen_Occup_Yr | Occupancy | FRACTION | SmrDsn | 2014-01-01 | 2014-01-11 | Constant | 1 | [23 empty] | From eQ_Lib.dat in MASControl 2017
D_ECC_OffGen_Occup_Yr | Occupancy | FRACTION | WntrDsn | 2014-01-01 | 2014-01-11 | Constant | 0 | [23 empty] | From eQ_Lib.dat in MASControl 2017
D_ECC_OffGen_Occup_Yr | Occupancy | FRACTION | Default | 2014-01-01 | 2014-01-11 | Constant | 0 | [23 empty] | From eQ_Lib.dat in MASControl 2017
D_ECC_OffGen_Occup_Yr | Occupancy | FRACTION | Default¦Wkdy | 2014-01-12 | 2014-04-03 | Hourly | 0 | 0 | 0 | 0 | 0 | 0 | 0.2 | 0.5 | 1 | 1 | 1 | 1 | 1 | 1 | 1 | 1 | 1 | 0 | 0 | 0 | 0 | 0 | 0 | 0 | From eQ_Lib.dat in MASControl 2017
D_ECC_OffGen_Occup_Yr | Occupancy | FRACTION | Sat | 2014-01-12 | 2014-04-03 | Hourly | 0 | 0 | 0 | 0 | 0 | 0 | 0 | 0.07 | 0.175 | 0.35 | 0.35 | 0.35 | 0.35 | 0.35 | 0.35 | 0.35 | 0.35 | 0 | 0 | 0 | 0 | 0 | 0 | 0 | From eQ_Lib.dat in MASControl 2017
D_ECC_OffGen_Occup_Yr | Occupancy | FRACTION | Sun | 2014-01-12 | 2014-04-03 | Constant | 0 | [23 empty] | From eQ_Lib.dat in MASControl 2017
D_ECC_OffGen_Occup_Yr | Occupancy | FRACTION | SmrDsn | 2014-04-04 | 2014-04-12 | Constant | 1 | [23 empty] | From eQ_Lib.dat in MASControl 2017
D_ECC_OffGen_Occup_Yr | Occupancy | FRACTION | WntrDsn | 2014-04-04 | 2014-04-12 | Constant | 0 | [23 empty] | From eQ_Lib.dat in MASControl 2017
D_ECC_OffGen_Occup_Yr | Occupancy | FRACTION | Default | 2014-04-04 | 2014-04-12 | Constant | 0 | [23 empty] | From eQ_Lib.dat in MASControl 2017
D_ECC_OffGen_Occup_Yr | Occupancy | FRACTION | Default¦Wkdy | 2014-04-13 | 2014-05-22 | Hourly | 0 | 0 | 0 | 0 | 0 | 0 | 0.2 | 0.5 | 1 | 1 | 1 | 1 | 1 | 1 | 1 | 1 | 1 | 0 | 0 | 0 | 0 | 0 | 0 | 0 | From eQ_Lib.dat in MASControl 2017
D_ECC_OffGen_Occup_Yr | Occupancy | FRACTION | Sat | 2014-04-13 | 2014-05-22 | Hourly | 0 | 0 | 0 | 0 | 0 | 0 | 0 | 0.07 | 0.175 | 0.35 | 0.35 | 0.35 | 0.35 | 0.35 | 0.35 | 0.35 | 0.35 | 0 | 0 | 0 | 0 | 0 | 0 | 0 | From eQ_Lib.dat in MASControl 2017
D_ECC_OffGen_Occup_Yr | Occupancy | FRACTION | Sun | 2014-04-13 | 2014-05-22 | Constant | 0 | [23 empty] | From eQ_Lib.dat in MASControl 2017
D_ECC_OffGen_Occup_Yr | Occupancy | FRACTION | SmrDsn | 2014-05-23 | 2014-05-31 | Constant | 1 | [23 empty] | From eQ_Lib.dat in MASControl 2017
D_ECC_OffGen_Occup_Yr | Occupancy | FRACTION | WntrDsn | 2014-05-23 | 2014-05-31 | Constant | 0 | [23 empty] | From eQ_Lib.dat in MASControl 2017
D_ECC_OffGen_Occup_Yr | Occupancy | FRACTION | Default | 2014-05-23 | 2014-05-31 | Constant | 0 | [23 empty] | From eQ_Lib.dat in MASControl 2017
D_ECC_OffGen_Occup_Yr | Occupancy | FRACTION | Default¦Wkdy | 2014-06-01 | 2014-08-07 | Hourly | 0 | 0 | 0 | 0 | 0 | 0 | 0.1 | 0.25 | 0.5 | 0.5 | 0.5 | 0.5 | 0.5 | 0.5 | 0.5 | 0.5 | 0 | 0 | 0 | 0 | 0 | 0 | 0 | 0 | From eQ_Lib.dat in MASControl 2017
D_ECC_OffGen_Occup_Yr | Occupancy | FRACTION | Sat | 2014-06-01 | 2014-08-07 | Hourly | 0 | 0 | 0 | 0 | 0 | 0 | 0 | 0.035 | 0.0875 | 0.175 | 0.175 | 0.175 | 0.175 | 0.175 | 0.175 | 0.175 | 0 | 0 | 0 | 0 | 0 | 0 | 0 | 0 | From eQ_Lib.dat in MASControl 2017
D_ECC_OffGen_Occup_Yr | Occupancy | FRACTION | Sun | 2014-06-01 | 2014-08-07 | Constant | 0 | [23 empty] | From eQ_Lib.dat in MASControl 2017
D_ECC_OffGen_Occup_Yr | Occupancy | FRACTION | SmrDsn | 2014-08-08 | 2014-08-16 | Constant | 1 | [23 empty] | From eQ_Lib.dat in MASControl 2017
D_ECC_OffGen_Occup_Yr | Occupancy | FRACTION | WntrDsn | 2014-08-08 | 2014-08-16 | Constant | 0 | [23 empty] | From eQ_Lib.dat in MASControl 2017
D_ECC_OffGen_Occup_Yr | Occupancy | FRACTION | Default | 2014-08-08 | 2014-08-16 | Constant | 0 | [23 empty] | From eQ_Lib.dat in MASControl 2017
D_ECC_OffGen_Occup_Yr | Occupancy | FRACTION | Default¦Wkdy | 2014-08-17 | 2014-12-11 | Hourly | 0 | 0 | 0 | 0 | 0 | 0 | 0.2 | 0.5 | 1 | 1 | 1 | 1 | 1 | 1 | 1 | 1 | 1 | 0 | 0 | 0 | 0 | 0 | 0 | 0 | From eQ_Lib.dat in MASControl 2017
D_ECC_OffGen_Occup_Yr | Occupancy | FRACTION | Sat | 2014-08-17 | 2014-12-11 | Hourly | 0 | 0 | 0 | 0 | 0 | 0 | 0 | 0.07 | 0.175 | 0.35 | 0.35 | 0.35 | 0.35 | 0.35 | 0.35 | 0.35 | 0.35 | 0 | 0 | 0 | 0 | 0 | 0 | 0 | From eQ_Lib.dat in MASControl 2017
D_ECC_OffGen_Occup_Yr | Occupancy | FRACTION | Sun | 2014-08-17 | 2014-12-11 | Constant | 0 | [23 empty] | From eQ_Lib.dat in MASControl 2017
D_ECC_OffGen_Occup_Yr | Occupancy | FRACTION | SmrDsn | 2014-12-12 | 2014-12-31 | Constant | 1 | [23 empty] | From eQ_Lib.dat in MASControl 2017
D_ECC_OffGen_Occup_Yr | Occupancy | FRACTION | WntrDsn | 2014-12-12 | 2014-12-31 | Constant | 0 | [23 empty] | From eQ_Lib.dat in MASControl 2017
D_ECC_OffGen_Occup_Yr | Occupancy | FRACTION | Default | 2014-12-12 | 2014-12-31 | Constant | 0 | [23 empty] | From eQ_Lib.dat in MASControl 2017
D_ECC_OffGen_Occup_Yr | Occupancy | FRACTION | WntrDsn | 2014-01-01 | 2014-12-31 | Constant | 0 | [23 empty] | From eQ_Lib.dat in MASControl 2017
D_ECC_OffGen_Occup_Yr | Occupancy | FRACTION | SmrDsn | 2014-01-01 | 2014-12-31 | Constant | 1 | [23 empty] | From eQ_Lib.dat in MASControl 2017
D_ECC_OffGen_Occup_Yr | Occupancy | FRACTION | Hol | 2014-01-01 | 2014-12-31 | Constant | 0 | [23 empty] | From eQ_Lib.dat in MASControl 2017
D_EPr_Caf_Occup_Yr | Occupancy | FRACTION | SmrDsn | 2014-01-01 | 2014-01-04 | Constant | 1 | [23 empty] | From eQ_Lib.dat in MASControl 2017
D_EPr_Caf_Occup_Yr | Occupancy | FRACTION | WntrDsn | 2014-01-01 | 2014-01-04 | Constant | 0 | [23 empty] | From eQ_Lib.dat in MASControl 2017
D_EPr_Caf_Occup_Yr | Occupancy | FRACTION | Default | 2014-01-01 | 2014-01-04 | Constant | 0 | [23 empty] | From eQ_Lib.dat in MASControl 2017
D_EPr_Caf_Occup_Yr | Occupancy | FRACTION | Default¦Wkdy | 2014-01-05 | 2014-04-03 | Hourly | 0 | 0 | 0 | 0 | 0 | 0 | 0 | 0 | 0 | 0 | 0 | 0.1 | 0.5 | 0.3 | 0 | 0 | 0 | 0 | 0 | 0 | 0 | 0 | 0 | 0 | From eQ_Lib.dat in MASControl 2017
D_EPr_Caf_Occup_Yr | Occupancy | FRACTION | Sat | 2014-01-05 | 2014-04-03 | Hourly | 0 | 0 | 0 | 0 | 0 | 0 | 0 | 0 | 0 | 0 | 0 | 0.1 | 0.25 | 0.1 | 0 | 0 | 0 | 0 | 0 | 0 | 0 | 0 | 0 | 0 | From eQ_Lib.dat in MASControl 2017
D_EPr_Caf_Occup_Yr | Occupancy | FRACTION | Sun | 2014-01-05 | 2014-04-03 | Constant | 0 | [23 empty] | From eQ_Lib.dat in MASControl 2017
D_EPr_Caf_Occup_Yr | Occupancy | FRACTION | SmrDsn | 2014-04-04 | 2014-04-12 | Constant | 1 | [23 empty] | From eQ_Lib.dat in MASControl 2017
D_EPr_Caf_Occup_Yr | Occupancy | FRACTION | WntrDsn | 2014-04-04 | 2014-04-12 | Constant | 0 | [23 empty] | From eQ_Lib.dat in MASControl 2017
D_EPr_Caf_Occup_Yr | Occupancy | FRACTION | Default | 2014-04-04 | 2014-04-12 | Constant | 0 | [23 empty] | From eQ_Lib.dat in MASControl 2017
D_EPr_Caf_Occup_Yr | Occupancy | FRACTION | Default¦Wkdy | 2014-04-13 | 2014-06-12 | Hourly | 0 | 0 | 0 | 0 | 0 | 0 | 0 | 0 | 0 | 0 | 0 | 0.1 | 0.5 | 0.3 | 0 | 0 | 0 | 0 | 0 | 0 | 0 | 0 | 0 | 0 | From eQ_Lib.dat in MASControl 2017
D_EPr_Caf_Occup_Yr | Occupancy | FRACTION | Sat | 2014-04-13 | 2014-06-12 | Hourly | 0 | 0 | 0 | 0 | 0 | 0 | 0 | 0 | 0 | 0 | 0 | 0.1 | 0.25 | 0.1 | 0 | 0 | 0 | 0 | 0 | 0 | 0 | 0 | 0 | 0 | From eQ_Lib.dat in MASControl 2017
D_EPr_Caf_Occup_Yr | Occupancy | FRACTION | Sun | 2014-04-13 | 2014-06-12 | Constant | 0 | [23 empty] | From eQ_Lib.dat in MASControl 2017
D_EPr_Caf_Occup_Yr | Occupancy | FRACTION | SmrDsn | 2014-06-13 | 2014-08-16 | Constant | 1 | [23 empty] | From eQ_Lib.dat in MASControl 2017
D_EPr_Caf_Occup_Yr | Occupancy | FRACTION | WntrDsn | 2014-06-13 | 2014-08-16 | Constant | 0 | [23 empty] | From eQ_Lib.dat in MASControl 2017
D_EPr_Caf_Occup_Yr | Occupancy | FRACTION | Default | 2014-06-13 | 2014-08-16 | Constant | 0 | [23 empty] | From eQ_Lib.dat in MASControl 2017
D_EPr_Caf_Occup_Yr | Occupancy | FRACTION | Default¦Wkdy | 2014-08-17 | 2014-12-11 | Hourly | 0 | 0 | 0 | 0 | 0 | 0 | 0 | 0 | 0 | 0 | 0 | 0.1 | 0.5 | 0.3 | 0 | 0 | 0 | 0 | 0 | 0 | 0 | 0 | 0 | 0 | From eQ_Lib.dat in MASControl 2017
D_EPr_Caf_Occup_Yr | Occupancy | FRACTION | Sat | 2014-08-17 | 2014-12-11 | Hourly | 0 | 0 | 0 | 0 | 0 | 0 | 0 | 0 | 0 | 0 | 0 | 0.1 | 0.25 | 0.1 | 0 | 0 | 0 | 0 | 0 | 0 | 0 | 0 | 0 | 0 | From eQ_Lib.dat in MASControl 2017
D_EPr_Caf_Occup_Yr | Occupancy | FRACTION | Sun | 2014-08-17 | 2014-12-11 | Constant | 0 | [23 empty] | From eQ_Lib.dat in MASControl 2017
D_EPr_Caf_Occup_Yr | Occupancy | FRACTION | SmrDsn | 2014-12-12 | 2014-12-31 | Constant | 1 | [23 empty] | From eQ_Lib.dat in MASControl 2017
D_EPr_Caf_Occup_Yr | Occupancy | FRACTION | WntrDsn | 2014-12-12 | 2014-12-31 | Constant | 0 | [23 empty] | From eQ_Lib.dat in MASControl 2017
D_EPr_Caf_Occup_Yr | Occupancy | FRACTION | Default | 2014-12-12 | 2014-12-31 | Constant | 0 | [23 empty] | From eQ_Lib.dat in MASControl 2017
D_EPr_Caf_Occup_Yr | Occupancy | FRACTION | WntrDsn | 2014-01-01 | 2014-12-31 | Constant | 0 | [23 empty] | From eQ_Lib.dat in MASControl 2017
D_EPr_Caf_Occup_Yr | Occupancy | FRACTION | SmrDsn | 2014-01-01 | 2014-12-31 | Constant | 1 | [23 empty] | From eQ_Lib.dat in MASControl 2017
D_EPr_Caf_Occup_Yr | Occupancy | FRACTION | Hol | 2014-01-01 | 2014-12-31 | Constant | 0 | [23 empty] | From eQ_Lib.dat in MASControl 2017
D_EPr_Clrm_Occup_Yr | Occupancy | FRACTION | SmrDsn | 2014-01-01 | 2014-01-04 | Constant | 1 | [23 empty] | From eQ_Lib.dat in MASControl 2017
D_EPr_Clrm_Occup_Yr | Occupancy | FRACTION | WntrDsn | 2014-01-01 | 2014-01-04 | Constant | 0 | [23 empty] | From eQ_Lib.dat in MASControl 2017
D_EPr_Clrm_Occup_Yr | Occupancy | FRACTION | Default | 2014-01-01 | 2014-01-04 | Constant | 0 | [23 empty] | From eQ_Lib.dat in MASControl 2017
D_EPr_Clrm_Occup_Yr | Occupancy | FRACTION | Default¦Wkdy | 2014-01-05 | 2014-04-03 | Hourly | 0 | 0 | 0 | 0 | 0 | 0 | 0 | 0.6 | 0.6 | 1 | 1 | 1 | 1 | 1 | 0.5 | 0.5 | 0.5 | 0.5 | 0.1 | 0 | 0 | 0 | 0 | 0 | From eQ_Lib.dat in MASControl 2017
D_EPr_Clrm_Occup_Yr | Occupancy | FRACTION | Sat | 2014-01-05 | 2014-04-03 | Hourly | 0 | 0 | 0 | 0 | 0 | 0 | 0 | 0.3 | 0.3 | 0.3 | 0.3 | 0.3 | 0.3 | 0.3 | 0.3 | 0.3 | 0 | 0 | 0 | 0 | 0 | 0 | 0 | 0 | From eQ_Lib.dat in MASControl 2017
D_EPr_Clrm_Occup_Yr | Occupancy | FRACTION | Sun | 2014-01-05 | 2014-04-03 | Constant | 0 | [23 empty] | From eQ_Lib.dat in MASControl 2017
D_EPr_Clrm_Occup_Yr | Occupancy | FRACTION | SmrDsn | 2014-04-04 | 2014-04-12 | Constant | 1 | [23 empty] | From eQ_Lib.dat in MASControl 2017
D_EPr_Clrm_Occup_Yr | Occupancy | FRACTION | WntrDsn | 2014-04-04 | 2014-04-12 | Constant | 0 | [23 empty] | From eQ_Lib.dat in MASControl 2017
D_EPr_Clrm_Occup_Yr | Occupancy | FRACTION | Default | 2014-04-04 | 2014-04-12 | Constant | 0 | [23 empty] | From eQ_Lib.dat in MASControl 2017
D_EPr_Clrm_Occup_Yr | Occupancy | FRACTION | Default¦Wkdy | 2014-04-13 | 2014-06-12 | Hourly | 0 | 0 | 0 | 0 | 0 | 0 | 0 | 0.6 | 0.6 | 1 | 1 | 1 | 1 | 1 | 0.5 | 0.5 | 0.5 | 0.5 | 0.1 | 0 | 0 | 0 | 0 | 0 | From eQ_Lib.dat in MASControl 2017
D_EPr_Clrm_Occup_Yr | Occupancy | FRACTION | Sat | 2014-04-13 | 2014-06-12 | Hourly | 0 | 0 | 0 | 0 | 0 | 0 | 0 | 0.3 | 0.3 | 0.3 | 0.3 | 0.3 | 0.3 | 0.3 | 0.3 | 0.3 | 0 | 0 | 0 | 0 | 0 | 0 | 0 | 0 | From eQ_Lib.dat in MASControl 2017
D_EPr_Clrm_Occup_Yr | Occupancy | FRACTION | Sun | 2014-04-13 | 2014-06-12 | Constant | 0 | [23 empty] | From eQ_Lib.dat in MASControl 2017
D_EPr_Clrm_Occup_Yr | Occupancy | FRACTION | SmrDsn | 2014-06-13 | 2014-08-16 | Constant | 1 | [23 empty] | From eQ_Lib.dat in MASControl 2017
D_EPr_Clrm_Occup_Yr | Occupancy | FRACTION | WntrDsn | 2014-06-13 | 2014-08-16 | Constant | 0 | [23 empty] | From eQ_Lib.dat in MASControl 2017
D_EPr_Clrm_Occup_Yr | Occupancy | FRACTION | Default | 2014-06-13 | 2014-08-16 | Constant | 0 | [23 empty] | From eQ_Lib.dat in MASControl 2017
D_EPr_Clrm_Occup_Yr | Occupancy | FRACTION | Default¦Wkdy | 2014-08-17 | 2014-12-11 | Hourly | 0 | 0 | 0 | 0 | 0 | 0 | 0 | 0.6 | 0.6 | 1 | 1 | 1 | 1 | 1 | 0.5 | 0.5 | 0.5 | 0.5 | 0.1 | 0 | 0 | 0 | 0 | 0 | From eQ_Lib.dat in MASControl 2017
D_EPr_Clrm_Occup_Yr | Occupancy | FRACTION | Sat | 2014-08-17 | 2014-12-11 | Hourly | 0 | 0 | 0 | 0 | 0 | 0 | 0 | 0.3 | 0.3 | 0.3 | 0.3 | 0.3 | 0.3 | 0.3 | 0.3 | 0.3 | 0 | 0 | 0 | 0 | 0 | 0 | 0 | 0 | From eQ_Lib.dat in MASControl 2017
D_EPr_Clrm_Occup_Yr | Occupancy | FRACTION | Sun | 2014-08-17 | 2014-12-11 | Constant | 0 | [23 empty] | From eQ_Lib.dat in MASControl 2017
D_EPr_Clrm_Occup_Yr | Occupancy | FRACTION | SmrDsn | 2014-12-12 | 2014-12-31 | Constant | 1 | [23 empty] | From eQ_Lib.dat in MASControl 2017
D_EPr_Clrm_Occup_Yr | Occupancy | FRACTION | WntrDsn | 2014-12-12 | 2014-12-31 | Constant | 0 | [23 empty] | From eQ_Lib.dat in MASControl 2017
D_EPr_Clrm_Occup_Yr | Occupancy | FRACTION | Default | 2014-12-12 | 2014-12-31 | Constant | 0 | [23 empty] | From eQ_Lib.dat in MASControl 2017
D_EPr_Clrm_Occup_Yr | Occupancy | FRACTION | WntrDsn | 2014-01-01 | 2014-12-31 | Constant | 0 | [23 empty] | From eQ_Lib.dat in MASControl 2017
D_EPr_Clrm_Occup_Yr | Occupancy | FRACTION | SmrDsn | 2014-01-01 | 2014-12-31 | Constant | 1 | [23 empty] | From eQ_Lib.dat in MASControl 2017
D_EPr_Clrm_Occup_Yr | Occupancy | FRACTION | Hol | 2014-01-01 | 2014-12-31 | Constant | 0 | [23 empty] | From eQ_Lib.dat in MASControl 2017
D_EPr_Gym_Occup_Yr | Occupancy | FRACTION | SmrDsn | 2014-01-01 | 2014-01-04 | Constant | 1 | [23 empty] | From eQ_Lib.dat in MASControl 2017
D_EPr_Gym_Occup_Yr | Occupancy | FRACTION | WntrDsn | 2014-01-01 | 2014-01-04 | Constant | 0 | [23 empty] | From eQ_Lib.dat in MASControl 2017
D_EPr_Gym_Occup_Yr | Occupancy | FRACTION | Default | 2014-01-01 | 2014-01-04 | Constant | 0 | [23 empty] | From eQ_Lib.dat in MASControl 2017
D_EPr_Gym_Occup_Yr | Occupancy | FRACTION | Default¦Wkdy | 2014-01-05 | 2014-04-03 | Hourly | 0 | 0 | 0 | 0 | 0 | 0 | 0 | 0.25 | 1 | 1 | 1 | 1 | 0.7 | 1 | 1 | 0.3 | 0.3 | 0 | 0 | 0 | 0 | 0 | 0 | 0 | From eQ_Lib.dat in MASControl 2017
D_EPr_Gym_Occup_Yr | Occupancy | FRACTION | Sat | 2014-01-05 | 2014-04-03 | Hourly | 0 | 0 | 0 | 0 | 0 | 0 | 0 | 0 | 0.1 | 0.4 | 0.4 | 0.4 | 0.05 | 0 | 0 | 0 | 0 | 0 | 0 | 0 | 0 | 0 | 0 | 0 | From eQ_Lib.dat in MASControl 2017
D_EPr_Gym_Occup_Yr | Occupancy | FRACTION | Sun | 2014-01-05 | 2014-04-03 | Constant | 0 | [23 empty] | From eQ_Lib.dat in MASControl 2017
D_EPr_Gym_Occup_Yr | Occupancy | FRACTION | SmrDsn | 2014-04-04 | 2014-04-12 | Constant | 1 | [23 empty] | From eQ_Lib.dat in MASControl 2017
D_EPr_Gym_Occup_Yr | Occupancy | FRACTION | WntrDsn | 2014-04-04 | 2014-04-12 | Constant | 0 | [23 empty] | From eQ_Lib.dat in MASControl 2017
D_EPr_Gym_Occup_Yr | Occupancy | FRACTION | Default | 2014-04-04 | 2014-04-12 | Constant | 0 | [23 empty] | From eQ_Lib.dat in MASControl 2017
D_EPr_Gym_Occup_Yr | Occupancy | FRACTION | Default¦Wkdy | 2014-04-13 | 2014-06-12 | Hourly | 0 | 0 | 0 | 0 | 0 | 0 | 0 | 0.25 | 1 | 1 | 1 | 1 | 0.7 | 1 | 1 | 0.3 | 0.3 | 0 | 0 | 0 | 0 | 0 | 0 | 0 | From eQ_Lib.dat in MASControl 2017
D_EPr_Gym_Occup_Yr | Occupancy | FRACTION | Sat | 2014-04-13 | 2014-06-12 | Hourly | 0 | 0 | 0 | 0 | 0 | 0 | 0 | 0 | 0.1 | 0.4 | 0.4 | 0.4 | 0.05 | 0 | 0 | 0 | 0 | 0 | 0 | 0 | 0 | 0 | 0 | 0 | From eQ_Lib.dat in MASControl 2017
D_EPr_Gym_Occup_Yr | Occupancy | FRACTION | Sun | 2014-04-13 | 2014-06-12 | Constant | 0 | [23 empty] | From eQ_Lib.dat in MASControl 2017
D_EPr_Gym_Occup_Yr | Occupancy | FRACTION | SmrDsn | 2014-06-13 | 2014-08-16 | Constant | 1 | [23 empty] | From eQ_Lib.dat in MASControl 2017
D_EPr_Gym_Occup_Yr | Occupancy | FRACTION | WntrDsn | 2014-06-13 | 2014-08-16 | Constant | 0 | [23 empty] | From eQ_Lib.dat in MASControl 2017
D_EPr_Gym_Occup_Yr | Occupancy | FRACTION | Default | 2014-06-13 | 2014-08-16 | Constant | 0 | [23 empty] | From eQ_Lib.dat in MASControl 2017
D_EPr_Gym_Occup_Yr | Occupancy | FRACTION | Default¦Wkdy | 2014-08-17 | 2014-12-11 | Hourly | 0 | 0 | 0 | 0 | 0 | 0 | 0 | 0.25 | 1 | 1 | 1 | 1 | 0.7 | 1 | 1 | 0.3 | 0.3 | 0 | 0 | 0 | 0 | 0 | 0 | 0 | From eQ_Lib.dat in MASControl 2017
D_EPr_Gym_Occup_Yr | Occupancy | FRACTION | Sat | 2014-08-17 | 2014-12-11 | Hourly | 0 | 0 | 0 | 0 | 0 | 0 | 0 | 0 | 0.1 | 0.4 | 0.4 | 0.4 | 0.05 | 0 | 0 | 0 | 0 | 0 | 0 | 0 | 0 | 0 | 0 | 0 | From eQ_Lib.dat in MASControl 2017
D_EPr_Gym_Occup_Yr | Occupancy | FRACTION | Sun | 2014-08-17 | 2014-12-11 | Constant | 0 | [23 empty] | From eQ_Lib.dat in MASControl 2017
D_EPr_Gym_Occup_Yr | Occupancy | FRACTION | SmrDsn | 2014-12-12 | 2014-12-31 | Constant | 1 | [23 empty] | From eQ_Lib.dat in MASControl 2017
D_EPr_Gym_Occup_Yr | Occupancy | FRACTION | WntrDsn | 2014-12-12 | 2014-12-31 | Constant | 0 | [23 empty] | From eQ_Lib.dat in MASControl 2017
D_EPr_Gym_Occup_Yr | Occupancy | FRACTION | Default | 2014-12-12 | 2014-12-31 | Constant | 0 | [23 empty] | From eQ_Lib.dat in MASControl 2017
D_EPr_Gym_Occup_Yr | Occupancy | FRACTION | WntrDsn | 2014-01-01 | 2014-12-31 | Constant | 0 | [23 empty] | From eQ_Lib.dat in MASControl 2017
D_EPr_Gym_Occup_Yr | Occupancy | FRACTION | SmrDsn | 2014-01-01 | 2014-12-31 | Constant | 1 | [23 empty] | From eQ_Lib.dat in MASControl 2017
D_EPr_Gym_Occup_Yr | Occupancy | FRACTION | Hol | 2014-01-01 | 2014-12-31 | Constant | 0 | [23 empty] | From eQ_Lib.dat in MASControl 2017
D_EPr_Ktchn_Occup_Yr | Occupancy | FRACTION | SmrDsn | 2014-01-01 | 2014-01-04 | Constant | 1 | [23 empty] | From eQ_Lib.dat in MASControl 2017
D_EPr_Ktchn_Occup_Yr | Occupancy | FRACTION | WntrDsn | 2014-01-01 | 2014-01-04 | Constant | 0 | [23 empty] | From eQ_Lib.dat in MASControl 2017
D_EPr_Ktchn_Occup_Yr | Occupancy | FRACTION | Default | 2014-01-01 | 2014-01-04 | Constant | 0 | [23 empty] | From eQ_Lib.dat in MASControl 2017
D_EPr_Ktchn_Occup_Yr | Occupancy | FRACTION | Default¦Wkdy | 2014-01-05 | 2014-04-03 | Hourly | 0 | 0 | 0 | 0 | 0 | 0 | 0 | 0 | 0.5 | 1 | 1 | 1 | 1 | 1 | 1 | 0 | 0 | 0 | 0 | 0 | 0 | 0 | 0 | 0 | From eQ_Lib.dat in MASControl 2017
D_EPr_Ktchn_Occup_Yr | Occupancy | FRACTION | Sat | 2014-01-05 | 2014-04-03 | Hourly | 0 | 0 | 0 | 0 | 0 | 0 | 0 | 0 | 0 | 0.35 | 0.75 | 0.75 | 0.75 | 0.75 | 0 | 0 | 0 | 0 | 0 | 0 | 0 | 0 | 0 | 0 | From eQ_Lib.dat in MASControl 2017
D_EPr_Ktchn_Occup_Yr | Occupancy | FRACTION | Sun | 2014-01-05 | 2014-04-03 | Constant | 0 | [23 empty] | From eQ_Lib.dat in MASControl 2017
D_EPr_Ktchn_Occup_Yr | Occupancy | FRACTION | SmrDsn | 2014-04-04 | 2014-04-12 | Constant | 1 | [23 empty] | From eQ_Lib.dat in MASControl 2017
D_EPr_Ktchn_Occup_Yr | Occupancy | FRACTION | WntrDsn | 2014-04-04 | 2014-04-12 | Constant | 0 | [23 empty] | From eQ_Lib.dat in MASControl 2017
D_EPr_Ktchn_Occup_Yr | Occupancy | FRACTION | Default | 2014-04-04 | 2014-04-12 | Constant | 0 | [23 empty] | From eQ_Lib.dat in MASControl 2017
D_EPr_Ktchn_Occup_Yr | Occupancy | FRACTION | Default¦Wkdy | 2014-04-13 | 2014-06-12 | Hourly | 0 | 0 | 0 | 0 | 0 | 0 | 0 | 0 | 0.5 | 1 | 1 | 1 | 1 | 1 | 1 | 0 | 0 | 0 | 0 | 0 | 0 | 0 | 0 | 0 | From eQ_Lib.dat in MASControl 2017
D_EPr_Ktchn_Occup_Yr | Occupancy | FRACTION | Sat | 2014-04-13 | 2014-06-12 | Hourly | 0 | 0 | 0 | 0 | 0 | 0 | 0 | 0 | 0 | 0.35 | 0.75 | 0.75 | 0.75 | 0.75 | 0 | 0 | 0 | 0 | 0 | 0 | 0 | 0 | 0 | 0 | From eQ_Lib.dat in MASControl 2017
D_EPr_Ktchn_Occup_Yr | Occupancy | FRACTION | Sun | 2014-04-13 | 2014-06-12 | Constant | 0 | [23 empty] | From eQ_Lib.dat in MASControl 2017
D_EPr_Ktchn_Occup_Yr | Occupancy | FRACTION | SmrDsn | 2014-06-13 | 2014-08-16 | Constant | 1 | [23 empty] | From eQ_Lib.dat in MASControl 2017
D_EPr_Ktchn_Occup_Yr | Occupancy | FRACTION | WntrDsn | 2014-06-13 | 2014-08-16 | Constant | 0 | [23 empty] | From eQ_Lib.dat in MASControl 2017
D_EPr_Ktchn_Occup_Yr | Occupancy | FRACTION | Default | 2014-06-13 | 2014-08-16 | Constant | 0 | [23 empty] | From eQ_Lib.dat in MASControl 2017
D_EPr_Ktchn_Occup_Yr | Occupancy | FRACTION | Default¦Wkdy | 2014-08-17 | 2014-12-11 | Hourly | 0 | 0 | 0 | 0 | 0 | 0 | 0 | 0 | 0.5 | 1 | 1 | 1 | 1 | 1 | 1 | 0 | 0 | 0 | 0 | 0 | 0 | 0 | 0 | 0 | From eQ_Lib.dat in MASControl 2017
D_EPr_Ktchn_Occup_Yr | Occupancy | FRACTION | Sat | 2014-08-17 | 2014-12-11 | Hourly | 0 | 0 | 0 | 0 | 0 | 0 | 0 | 0 | 0 | 0.35 | 0.75 | 0.75 | 0.75 | 0.75 | 0 | 0 | 0 | 0 | 0 | 0 | 0 | 0 | 0 | 0 | From eQ_Lib.dat in MASControl 2017
D_EPr_Ktchn_Occup_Yr | Occupancy | FRACTION | Sun | 2014-08-17 | 2014-12-11 | Constant | 0 | [23 empty] | From eQ_Lib.dat in MASControl 2017
D_EPr_Ktchn_Occup_Yr | Occupancy | FRACTION | SmrDsn | 2014-12-12 | 2014-12-31 | Constant | 1 | [23 empty] | From eQ_Lib.dat in MASControl 2017
D_EPr_Ktchn_Occup_Yr | Occupancy | FRACTION | WntrDsn | 2014-12-12 | 2014-12-31 | Constant | 0 | [23 empty] | From eQ_Lib.dat in MASControl 2017
D_EPr_Ktchn_Occup_Yr | Occupancy | FRACTION | Default | 2014-12-12 | 2014-12-31 | Constant | 0 | [23 empty] | From eQ_Lib.dat in MASControl 2017
D_EPr_Ktchn_Occup_Yr | Occupancy | FRACTION | WntrDsn | 2014-01-01 | 2014-12-31 | Constant | 0 | [23 empty] | From eQ_Lib.dat in MASControl 2017
D_EPr_Ktchn_Occup_Yr | Occupancy | FRACTION | SmrDsn | 2014-01-01 | 2014-12-31 | Constant | 1 | [23 empty] | From eQ_Lib.dat in MASControl 2017
D_EPr_Ktchn_Occup_Yr | Occupancy | FRACTION | Hol | 2014-01-01 | 2014-12-31 | Constant | 0 | [23 empty] | From eQ_Lib.dat in MASControl 2017
D_ERC_Clrm_Occup_Yr | Occupancy | FRACTION | Default¦Wkdy | 2014-01-01 | 2014-01-04 | Constant | 0 | [23 empty] | From eQ_Lib.dat in MASControl 2017
D_ERC_Clrm_Occup_Yr | Occupancy | FRACTION | Sat | 2014-01-01 | 2014-01-04 | Hourly | 0 | 0 | 0 | 0 | 0 | 0 | 0 | 0.15 | 0.15 | 0.15 | 0.15 | 0.15 | 0.15 | 0.15 | 0.15 | 0.15 | 0 | 0 | 0 | 0 | 0 | 0 | 0 | 0 | From eQ_Lib.dat in MASControl 2017
D_ERC_Clrm_Occup_Yr | Occupancy | FRACTION | Sun | 2014-01-01 | 2014-01-04 | Constant | 0 | [23 empty] | From eQ_Lib.dat in MASControl 2017
D_ERC_Clrm_Occup_Yr | Occupancy | FRACTION | Default¦Wkdy | 2014-01-05 | 2014-04-03 | Hourly | 0 | 0 | 0 | 0 | 0 | 0 | 0 | 0.6 | 0.6 | 1 | 1 | 1 | 1 | 1 | 0.5 | 0.5 | 0.5 | 0.5 | 0.1 | 0 | 0 | 0 | 0 | 0 | From eQ_Lib.dat in MASControl 2017
D_ERC_Clrm_Occup_Yr | Occupancy | FRACTION | Sat | 2014-01-05 | 2014-04-03 | Hourly | 0 | 0 | 0 | 0 | 0 | 0 | 0 | 0.3 | 0.3 | 0.3 | 0.3 | 0.3 | 0.3 | 0.3 | 0.3 | 0.3 | 0 | 0 | 0 | 0 | 0 | 0 | 0 | 0 | From eQ_Lib.dat in MASControl 2017
D_ERC_Clrm_Occup_Yr | Occupancy | FRACTION | Sun | 2014-01-05 | 2014-04-03 | Constant | 0 | [23 empty] | From eQ_Lib.dat in MASControl 2017
D_ERC_Clrm_Occup_Yr | Occupancy | FRACTION | Default¦Wkdy | 2014-04-04 | 2014-04-12 | Constant | 0 | [23 empty] | From eQ_Lib.dat in MASControl 2017
D_ERC_Clrm_Occup_Yr | Occupancy | FRACTION | Sat | 2014-04-04 | 2014-04-12 | Hourly | 0 | 0 | 0 | 0 | 0 | 0 | 0 | 0.15 | 0.15 | 0.15 | 0.15 | 0.15 | 0.15 | 0.15 | 0.15 | 0.15 | 0 | 0 | 0 | 0 | 0 | 0 | 0 | 0 | From eQ_Lib.dat in MASControl 2017
D_ERC_Clrm_Occup_Yr | Occupancy | FRACTION | Sun | 2014-04-04 | 2014-04-12 | Constant | 0 | [23 empty] | From eQ_Lib.dat in MASControl 2017
D_ERC_Clrm_Occup_Yr | Occupancy | FRACTION | Default¦Wkdy | 2014-04-13 | 2014-06-12 | Hourly | 0 | 0 | 0 | 0 | 0 | 0 | 0 | 0.6 | 0.6 | 1 | 1 | 1 | 1 | 1 | 0.5 | 0.5 | 0.5 | 0.5 | 0.1 | 0 | 0 | 0 | 0 | 0 | From eQ_Lib.dat in MASControl 2017
D_ERC_Clrm_Occup_Yr | Occupancy | FRACTION | Sat | 2014-04-13 | 2014-06-12 | Hourly | 0 | 0 | 0 | 0 | 0 | 0 | 0 | 0.3 | 0.3 | 0.3 | 0.3 | 0.3 | 0.3 | 0.3 | 0.3 | 0.3 | 0 | 0 | 0 | 0 | 0 | 0 | 0 | 0 | From eQ_Lib.dat in MASControl 2017
D_ERC_Clrm_Occup_Yr | Occupancy | FRACTION | Sun | 2014-04-13 | 2014-06-12 | Constant | 0 | [23 empty] | From eQ_Lib.dat in MASControl 2017
D_ERC_Clrm_Occup_Yr | Occupancy | FRACTION | Default¦Wkdy | 2014-06-13 | 2014-08-16 | Constant | 0 | [23 empty] | From eQ_Lib.dat in MASControl 2017
D_ERC_Clrm_Occup_Yr | Occupancy | FRACTION | Sat | 2014-06-13 | 2014-08-16 | Hourly | 0 | 0 | 0 | 0 | 0 | 0 | 0 | 0.15 | 0.15 | 0.15 | 0.15 | 0.15 | 0.15 | 0.15 | 0.15 | 0.15 | 0 | 0 | 0 | 0 | 0 | 0 | 0 | 0 | From eQ_Lib.dat in MASControl 2017
D_ERC_Clrm_Occup_Yr | Occupancy | FRACTION | Sun | 2014-06-13 | 2014-08-16 | Constant | 0 | [23 empty] | From eQ_Lib.dat in MASControl 2017
D_ERC_Clrm_Occup_Yr | Occupancy | FRACTION | Default¦Wkdy | 2014-08-17 | 2014-12-11 | Hourly | 0 | 0 | 0 | 0 | 0 | 0 | 0 | 0.6 | 0.6 | 1 | 1 | 1 | 1 | 1 | 0.5 | 0.5 | 0.5 | 0.5 | 0.1 | 0 | 0 | 0 | 0 | 0 | From eQ_Lib.dat in MASControl 2017
D_ERC_Clrm_Occup_Yr | Occupancy | FRACTION | Sat | 2014-08-17 | 2014-12-11 | Hourly | 0 | 0 | 0 | 0 | 0 | 0 | 0 | 0.3 | 0.3 | 0.3 | 0.3 | 0.3 | 0.3 | 0.3 | 0.3 | 0.3 | 0 | 0 | 0 | 0 | 0 | 0 | 0 | 0 | From eQ_Lib.dat in MASControl 2017
D_ERC_Clrm_Occup_Yr | Occupancy | FRACTION | Sun | 2014-08-17 | 2014-12-11 | Constant | 0 | [23 empty] | From eQ_Lib.dat in MASControl 2017
D_ERC_Clrm_Occup_Yr | Occupancy | FRACTION | Default¦Wkdy | 2014-12-12 | 2014-12-31 | Constant | 0 | [23 empty] | From eQ_Lib.dat in MASControl 2017
D_ERC_Clrm_Occup_Yr | Occupancy | FRACTION | Sat | 2014-12-12 | 2014-12-31 | Hourly | 0 | 0 | 0 | 0 | 0 | 0 | 0 | 0.15 | 0.15 | 0.15 | 0.15 | 0.15 | 0.15 | 0.15 | 0.15 | 0.15 | 0 | 0 | 0 | 0 | 0 | 0 | 0 | 0 | From eQ_Lib.dat in MASControl 2017
D_ERC_Clrm_Occup_Yr | Occupancy | FRACTION | Sun | 2014-12-12 | 2014-12-31 | Constant | 0 | [23 empty] | From eQ_Lib.dat in MASControl 2017
D_ERC_Clrm_Occup_Yr | Occupancy | FRACTION | WntrDsn | 2014-01-01 | 2014-12-31 | Constant | 0 | [23 empty] | From eQ_Lib.dat in MASControl 2017
D_ERC_Clrm_Occup_Yr | Occupancy | FRACTION | SmrDsn | 2014-01-01 | 2014-12-31 | Constant | 1 | [23 empty] | From eQ_Lib.dat in MASControl 2017
D_ERC_Clrm_Occup_Yr | Occupancy | FRACTION | Hol | 2014-01-01 | 2014-12-31 | Constant | 0 | [23 empty] | From eQ_Lib.dat in MASControl 2017
D_ESe_Caf_Occup_Yr | Occupancy | FRACTION | SmrDsn | 2014-01-01 | 2014-01-04 | Constant | 1 | [23 empty] | From eQ_Lib.dat in MASControl 2017
D_ESe_Caf_Occup_Yr | Occupancy | FRACTION | WntrDsn | 2014-01-01 | 2014-01-04 | Constant | 0 | [23 empty] | From eQ_Lib.dat in MASControl 2017
D_ESe_Caf_Occup_Yr | Occupancy | FRACTION | Default | 2014-01-01 | 2014-01-04 | Constant | 0 | [23 empty] | From eQ_Lib.dat in MASControl 2017
D_ESe_Caf_Occup_Yr | Occupancy | FRACTION | Default¦Wkdy | 2014-01-05 | 2014-04-03 | Hourly | 0 | 0 | 0 | 0 | 0 | 0 | 0 | 0 | 1 | 1 | 1 | 1 | 1 | 1 | 1 | 1 | 1 | 1 | 0 | 0 | 0 | 0 | 0 | 0 | From eQ_Lib.dat in MASControl 2017
D_ESe_Caf_Occup_Yr | Occupancy | FRACTION | Sat | 2014-01-05 | 2014-04-03 | Hourly | 0 | 0 | 0 | 0 | 0 | 0 | 0 | 0 | 0.1 | 0.1 | 0.1 | 0.35 | 0.7 | 0.3 | 0.1 | 0.1 | 0.1 | 0 | 0 | 0 | 0 | 0 | 0 | 0 | From eQ_Lib.dat in MASControl 2017
D_ESe_Caf_Occup_Yr | Occupancy | FRACTION | Sun | 2014-01-05 | 2014-04-03 | Constant | 0 | [23 empty] | From eQ_Lib.dat in MASControl 2017
D_ESe_Caf_Occup_Yr | Occupancy | FRACTION | SmrDsn | 2014-04-04 | 2014-04-12 | Constant | 1 | [23 empty] | From eQ_Lib.dat in MASControl 2017
D_ESe_Caf_Occup_Yr | Occupancy | FRACTION | WntrDsn | 2014-04-04 | 2014-04-12 | Constant | 0 | [23 empty] | From eQ_Lib.dat in MASControl 2017
D_ESe_Caf_Occup_Yr | Occupancy | FRACTION | Default | 2014-04-04 | 2014-04-12 | Constant | 0 | [23 empty] | From eQ_Lib.dat in MASControl 2017
D_ESe_Caf_Occup_Yr | Occupancy | FRACTION | Default¦Wkdy | 2014-04-13 | 2014-06-12 | Hourly | 0 | 0 | 0 | 0 | 0 | 0 | 0 | 0 | 1 | 1 | 1 | 1 | 1 | 1 | 1 | 1 | 1 | 1 | 0 | 0 | 0 | 0 | 0 | 0 | From eQ_Lib.dat in MASControl 2017
D_ESe_Caf_Occup_Yr | Occupancy | FRACTION | Sat | 2014-04-13 | 2014-06-12 | Hourly | 0 | 0 | 0 | 0 | 0 | 0 | 0 | 0 | 0.1 | 0.1 | 0.1 | 0.35 | 0.7 | 0.3 | 0.1 | 0.1 | 0.1 | 0 | 0 | 0 | 0 | 0 | 0 | 0 | From eQ_Lib.dat in MASControl 2017
D_ESe_Caf_Occup_Yr | Occupancy | FRACTION | Sun | 2014-04-13 | 2014-06-12 | Constant | 0 | [23 empty] | From eQ_Lib.dat in MASControl 2017
D_ESe_Caf_Occup_Yr | Occupancy | FRACTION | SmrDsn | 2014-06-13 | 2014-08-16 | Constant | 1 | [23 empty] | From eQ_Lib.dat in MASControl 2017
D_ESe_Caf_Occup_Yr | Occupancy | FRACTION | WntrDsn | 2014-06-13 | 2014-08-16 | Constant | 0 | [23 empty] | From eQ_Lib.dat in MASControl 2017
D_ESe_Caf_Occup_Yr | Occupancy | FRACTION | Default | 2014-06-13 | 2014-08-16 | Constant | 0 | [23 empty] | From eQ_Lib.dat in MASControl 2017
D_ESe_Caf_Occup_Yr | Occupancy | FRACTION | Default¦Wkdy | 2014-08-17 | 2014-12-11 | Hourly | 0 | 0 | 0 | 0 | 0 | 0 | 0 | 0 | 1 | 1 | 1 | 1 | 1 | 1 | 1 | 1 | 1 | 1 | 0 | 0 | 0 | 0 | 0 | 0 | From eQ_Lib.dat in MASControl 2017
D_ESe_Caf_Occup_Yr | Occupancy | FRACTION | Sat | 2014-08-17 | 2014-12-11 | Hourly | 0 | 0 | 0 | 0 | 0 | 0 | 0 | 0 | 0.1 | 0.1 | 0.1 | 0.35 | 0.7 | 0.3 | 0.1 | 0.1 | 0.1 | 0 | 0 | 0 | 0 | 0 | 0 | 0 | From eQ_Lib.dat in MASControl 2017
D_ESe_Caf_Occup_Yr | Occupancy | FRACTION | Sun | 2014-08-17 | 2014-12-11 | Constant | 0 | [23 empty] | From eQ_Lib.dat in MASControl 2017
D_ESe_Caf_Occup_Yr | Occupancy | FRACTION | SmrDsn | 2014-12-12 | 2014-12-31 | Constant | 1 | [23 empty] | From eQ_Lib.dat in MASControl 2017
D_ESe_Caf_Occup_Yr | Occupancy | FRACTION | WntrDsn | 2014-12-12 | 2014-12-31 | Constant | 0 | [23 empty] | From eQ_Lib.dat in MASControl 2017
D_ESe_Caf_Occup_Yr | Occupancy | FRACTION | Default | 2014-12-12 | 2014-12-31 | Constant | 0 | [23 empty] | From eQ_Lib.dat in MASControl 2017
D_ESe_Caf_Occup_Yr | Occupancy | FRACTION | WntrDsn | 2014-01-01 | 2014-12-31 | Constant | 0 | [23 empty] | From eQ_Lib.dat in MASControl 2017
D_ESe_Caf_Occup_Yr | Occupancy | FRACTION | SmrDsn | 2014-01-01 | 2014-12-31 | Constant | 1 | [23 empty] | From eQ_Lib.dat in MASControl 2017
D_ESe_Caf_Occup_Yr | Occupancy | FRACTION | Hol | 2014-01-01 | 2014-12-31 | Constant | 0 | [23 empty] | From eQ_Lib.dat in MASControl 2017
D_ESe_Clrm_Occup_Yr | Occupancy | FRACTION | SmrDsn | 2014-01-01 | 2014-01-04 | Constant | 1 | [23 empty] | From eQ_Lib.dat in MASControl 2017
D_ESe_Clrm_Occup_Yr | Occupancy | FRACTION | WntrDsn | 2014-01-01 | 2014-01-04 | Constant | 0 | [23 empty] | From eQ_Lib.dat in MASControl 2017
D_ESe_Clrm_Occup_Yr | Occupancy | FRACTION | Default | 2014-01-01 | 2014-01-04 | Constant | 0 | [23 empty] | From eQ_Lib.dat in MASControl 2017
D_ESe_Clrm_Occup_Yr | Occupancy | FRACTION | Default¦Wkdy | 2014-01-05 | 2014-04-03 | Hourly | 0 | 0 | 0 | 0 | 0 | 0 | 0 | 0.6 | 0.6 | 1 | 1 | 1 | 1 | 1 | 0.5 | 0.5 | 0.5 | 0.5 | 0.1 | 0 | 0 | 0 | 0 | 0 | From eQ_Lib.dat in MASControl 2017
D_ESe_Clrm_Occup_Yr | Occupancy | FRACTION | Sat | 2014-01-05 | 2014-04-03 | Hourly | 0 | 0 | 0 | 0 | 0 | 0 | 0 | 0.3 | 0.3 | 0.3 | 0.3 | 0.3 | 0.3 | 0.3 | 0.3 | 0.3 | 0 | 0 | 0 | 0 | 0 | 0 | 0 | 0 | From eQ_Lib.dat in MASControl 2017
D_ESe_Clrm_Occup_Yr | Occupancy | FRACTION | Sun | 2014-01-05 | 2014-04-03 | Constant | 0 | [23 empty] | From eQ_Lib.dat in MASControl 2017
D_ESe_Clrm_Occup_Yr | Occupancy | FRACTION | SmrDsn | 2014-04-04 | 2014-04-12 | Constant | 1 | [23 empty] | From eQ_Lib.dat in MASControl 2017
D_ESe_Clrm_Occup_Yr | Occupancy | FRACTION | WntrDsn | 2014-04-04 | 2014-04-12 | Constant | 0 | [23 empty] | From eQ_Lib.dat in MASControl 2017
D_ESe_Clrm_Occup_Yr | Occupancy | FRACTION | Default | 2014-04-04 | 2014-04-12 | Constant | 0 | [23 empty] | From eQ_Lib.dat in MASControl 2017
D_ESe_Clrm_Occup_Yr | Occupancy | FRACTION | Default¦Wkdy | 2014-04-13 | 2014-06-12 | Hourly | 0 | 0 | 0 | 0 | 0 | 0 | 0 | 0.6 | 0.6 | 1 | 1 | 1 | 1 | 1 | 0.5 | 0.5 | 0.5 | 0.5 | 0.1 | 0 | 0 | 0 | 0 | 0 | From eQ_Lib.dat in MASControl 2017
D_ESe_Clrm_Occup_Yr | Occupancy | FRACTION | Sat | 2014-04-13 | 2014-06-12 | Hourly | 0 | 0 | 0 | 0 | 0 | 0 | 0 | 0.3 | 0.3 | 0.3 | 0.3 | 0.3 | 0.3 | 0.3 | 0.3 | 0.3 | 0 | 0 | 0 | 0 | 0 | 0 | 0 | 0 | From eQ_Lib.dat in MASControl 2017
D_ESe_Clrm_Occup_Yr | Occupancy | FRACTION | Sun | 2014-04-13 | 2014-06-12 | Constant | 0 | [23 empty] | From eQ_Lib.dat in MASControl 2017
D_ESe_Clrm_Occup_Yr | Occupancy | FRACTION | SmrDsn | 2014-06-13 | 2014-08-16 | Constant | 1 | [23 empty] | From eQ_Lib.dat in MASControl 2017
D_ESe_Clrm_Occup_Yr | Occupancy | FRACTION | WntrDsn | 2014-06-13 | 2014-08-16 | Constant | 0 | [23 empty] | From eQ_Lib.dat in MASControl 2017
D_ESe_Clrm_Occup_Yr | Occupancy | FRACTION | Default | 2014-06-13 | 2014-08-16 | Constant | 0 | [23 empty] | From eQ_Lib.dat in MASControl 2017
D_ESe_Clrm_Occup_Yr | Occupancy | FRACTION | Default¦Wkdy | 2014-08-17 | 2014-12-11 | Hourly | 0 | 0 | 0 | 0 | 0 | 0 | 0 | 0.6 | 0.6 | 1 | 1 | 1 | 1 | 1 | 0.5 | 0.5 | 0.5 | 0.5 | 0.1 | 0 | 0 | 0 | 0 | 0 | From eQ_Lib.dat in MASControl 2017
D_ESe_Clrm_Occup_Yr | Occupancy | FRACTION | Sat | 2014-08-17 | 2014-12-11 | Hourly | 0 | 0 | 0 | 0 | 0 | 0 | 0 | 0.3 | 0.3 | 0.3 | 0.3 | 0.3 | 0.3 | 0.3 | 0.3 | 0.3 | 0 | 0 | 0 | 0 | 0 | 0 | 0 | 0 | From eQ_Lib.dat in MASControl 2017
D_ESe_Clrm_Occup_Yr | Occupancy | FRACTION | Sun | 2014-08-17 | 2014-12-11 | Constant | 0 | [23 empty] | From eQ_Lib.dat in MASControl 2017
D_ESe_Clrm_Occup_Yr | Occupancy | FRACTION | SmrDsn | 2014-12-12 | 2014-12-31 | Constant | 1 | [23 empty] | From eQ_Lib.dat in MASControl 2017
D_ESe_Clrm_Occup_Yr | Occupancy | FRACTION | WntrDsn | 2014-12-12 | 2014-12-31 | Constant | 0 | [23 empty] | From eQ_Lib.dat in MASControl 2017
D_ESe_Clrm_Occup_Yr | Occupancy | FRACTION | Default | 2014-12-12 | 2014-12-31 | Constant | 0 | [23 empty] | From eQ_Lib.dat in MASControl 2017
D_ESe_Clrm_Occup_Yr | Occupancy | FRACTION | WntrDsn | 2014-01-01 | 2014-12-31 | Constant | 0 | [23 empty] | From eQ_Lib.dat in MASControl 2017
D_ESe_Clrm_Occup_Yr | Occupancy | FRACTION | SmrDsn | 2014-01-01 | 2014-12-31 | Constant | 1 | [23 empty] | From eQ_Lib.dat in MASControl 2017
D_ESe_Clrm_Occup_Yr | Occupancy | FRACTION | Hol | 2014-01-01 | 2014-12-31 | Constant | 0 | [23 empty] | From eQ_Lib.dat in MASControl 2017
D_ESe_CompCL_Occup_Yr | Occupancy | FRACTION | SmrDsn | 2014-01-01 | 2014-01-04 | Constant | 1 | [23 empty] | From eQ_Lib.dat in MASControl 2017
D_ESe_CompCL_Occup_Yr | Occupancy | FRACTION | WntrDsn | 2014-01-01 | 2014-01-04 | Constant | 0 | [23 empty] | From eQ_Lib.dat in MASControl 2017
D_ESe_CompCL_Occup_Yr | Occupancy | FRACTION | Default | 2014-01-01 | 2014-01-04 | Constant | 0 | [23 empty] | From eQ_Lib.dat in MASControl 2017
D_ESe_CompCL_Occup_Yr | Occupancy | FRACTION | Default¦Wkdy | 2014-01-05 | 2014-04-03 | Hourly | 0 | 0 | 0 | 0 | 0 | 0 | 0 | 0.6 | 0.6 | 1 | 1 | 1 | 1 | 1 | 0.5 | 0.5 | 0.5 | 0.5 | 0.1 | 0 | 0 | 0 | 0 | 0 | From eQ_Lib.dat in MASControl 2017
D_ESe_CompCL_Occup_Yr | Occupancy | FRACTION | Sat | 2014-01-05 | 2014-04-03 | Hourly | 0 | 0 | 0 | 0 | 0 | 0 | 0 | 0.3 | 0.3 | 0.3 | 0.3 | 0.3 | 0.3 | 0.3 | 0.3 | 0.3 | 0 | 0 | 0 | 0 | 0 | 0 | 0 | 0 | From eQ_Lib.dat in MASControl 2017
D_ESe_CompCL_Occup_Yr | Occupancy | FRACTION | Sun | 2014-01-05 | 2014-04-03 | Constant | 0 | [23 empty] | From eQ_Lib.dat in MASControl 2017
D_ESe_CompCL_Occup_Yr | Occupancy | FRACTION | SmrDsn | 2014-04-04 | 2014-04-12 | Constant | 1 | [23 empty] | From eQ_Lib.dat in MASControl 2017
D_ESe_CompCL_Occup_Yr | Occupancy | FRACTION | WntrDsn | 2014-04-04 | 2014-04-12 | Constant | 0 | [23 empty] | From eQ_Lib.dat in MASControl 2017
D_ESe_CompCL_Occup_Yr | Occupancy | FRACTION | Default | 2014-04-04 | 2014-04-12 | Constant | 0 | [23 empty] | From eQ_Lib.dat in MASControl 2017
D_ESe_CompCL_Occup_Yr | Occupancy | FRACTION | Default¦Wkdy | 2014-04-13 | 2014-06-12 | Hourly | 0 | 0 | 0 | 0 | 0 | 0 | 0 | 0.6 | 0.6 | 1 | 1 | 1 | 1 | 1 | 0.5 | 0.5 | 0.5 | 0.5 | 0.1 | 0 | 0 | 0 | 0 | 0 | From eQ_Lib.dat in MASControl 2017
D_ESe_CompCL_Occup_Yr | Occupancy | FRACTION | Sat | 2014-04-13 | 2014-06-12 | Hourly | 0 | 0 | 0 | 0 | 0 | 0 | 0 | 0.3 | 0.3 | 0.3 | 0.3 | 0.3 | 0.3 | 0.3 | 0.3 | 0.3 | 0 | 0 | 0 | 0 | 0 | 0 | 0 | 0 | From eQ_Lib.dat in MASControl 2017
D_ESe_CompCL_Occup_Yr | Occupancy | FRACTION | Sun | 2014-04-13 | 2014-06-12 | Constant | 0 | [23 empty] | From eQ_Lib.dat in MASControl 2017
D_ESe_CompCL_Occup_Yr | Occupancy | FRACTION | SmrDsn | 2014-06-13 | 2014-08-16 | Constant | 1 | [23 empty] | From eQ_Lib.dat in MASControl 2017
D_ESe_CompCL_Occup_Yr | Occupancy | FRACTION | WntrDsn | 2014-06-13 | 2014-08-16 | Constant | 0 | [23 empty] | From eQ_Lib.dat in MASControl 2017
D_ESe_CompCL_Occup_Yr | Occupancy | FRACTION | Default | 2014-06-13 | 2014-08-16 | Constant | 0 | [23 empty] | From eQ_Lib.dat in MASControl 2017
D_ESe_CompCL_Occup_Yr | Occupancy | FRACTION | Default¦Wkdy | 2014-08-17 | 2014-12-11 | Hourly | 0 | 0 | 0 | 0 | 0 | 0 | 0 | 0.6 | 0.6 | 1 | 1 | 1 | 1 | 1 | 0.5 | 0.5 | 0.5 | 0.5 | 0.1 | 0 | 0 | 0 | 0 | 0 | From eQ_Lib.dat in MASControl 2017
D_ESe_CompCL_Occup_Yr | Occupancy | FRACTION | Sat | 2014-08-17 | 2014-12-11 | Hourly | 0 | 0 | 0 | 0 | 0 | 0 | 0 | 0.3 | 0.3 | 0.3 | 0.3 | 0.3 | 0.3 | 0.3 | 0.3 | 0.3 | 0 | 0 | 0 | 0 | 0 | 0 | 0 | 0 | From eQ_Lib.dat in MASControl 2017
D_ESe_CompCL_Occup_Yr | Occupancy | FRACTION | Sun | 2014-08-17 | 2014-12-11 | Constant | 0 | [23 empty] | From eQ_Lib.dat in MASControl 2017
D_ESe_CompCL_Occup_Yr | Occupancy | FRACTION | SmrDsn | 2014-12-12 | 2014-12-31 | Constant | 1 | [23 empty] | From eQ_Lib.dat in MASControl 2017
D_ESe_CompCL_Occup_Yr | Occupancy | FRACTION | WntrDsn | 2014-12-12 | 2014-12-31 | Constant | 0 | [23 empty] | From eQ_Lib.dat in MASControl 2017
D_ESe_CompCL_Occup_Yr | Occupancy | FRACTION | Default | 2014-12-12 | 2014-12-31 | Constant | 0 | [23 empty] | From eQ_Lib.dat in MASControl 2017
D_ESe_CompCL_Occup_Yr | Occupancy | FRACTION | WntrDsn | 2014-01-01 | 2014-12-31 | Constant | 0 | [23 empty] | From eQ_Lib.dat in MASControl 2017
D_ESe_CompCL_Occup_Yr | Occupancy | FRACTION | SmrDsn | 2014-01-01 | 2014-12-31 | Constant | 1 | [23 empty] | From eQ_Lib.dat in MASControl 2017
D_ESe_CompCL_Occup_Yr | Occupancy | FRACTION | Hol | 2014-01-01 | 2014-12-31 | Constant | 0 | [23 empty] | From eQ_Lib.dat in MASControl 2017
D_ESe_Gym_Occup_Yr | Occupancy | FRACTION | SmrDsn | 2014-01-01 | 2014-01-04 | Constant | 1 | [23 empty] | From eQ_Lib.dat in MASControl 2017
D_ESe_Gym_Occup_Yr | Occupancy | FRACTION | WntrDsn | 2014-01-01 | 2014-01-04 | Constant | 0 | [23 empty] | From eQ_Lib.dat in MASControl 2017
D_ESe_Gym_Occup_Yr | Occupancy | FRACTION | Default | 2014-01-01 | 2014-01-04 | Constant | 0 | [23 empty] | From eQ_Lib.dat in MASControl 2017
D_ESe_Gym_Occup_Yr | Occupancy | FRACTION | Default¦Wkdy | 2014-01-05 | 2014-04-03 | Hourly | 0 | 0 | 0 | 0 | 0 | 0 | 0 | 0.1 | 1 | 1 | 1 | 1 | 0.3 | 1 | 1 | 1 | 0.1 | 0.05 | 0.05 | 0.05 | 0 | 0 | 0 | 0 | From eQ_Lib.dat in MASControl 2017
D_ESe_Gym_Occup_Yr | Occupancy | FRACTION | Sat | 2014-01-05 | 2014-04-03 | Hourly | 0 | 0 | 0 | 0 | 0 | 0 | 0 | 0 | 0.1 | 0.3 | 0.3 | 0.3 | 0.05 | 0.1 | 0.1 | 0.1 | 0.1 | 0 | 0 | 0 | 0 | 0 | 0 | 0 | From eQ_Lib.dat in MASControl 2017
D_ESe_Gym_Occup_Yr | Occupancy | FRACTION | Sun | 2014-01-05 | 2014-04-03 | Constant | 0 | [23 empty] | From eQ_Lib.dat in MASControl 2017
D_ESe_Gym_Occup_Yr | Occupancy | FRACTION | SmrDsn | 2014-04-04 | 2014-04-12 | Constant | 1 | [23 empty] | From eQ_Lib.dat in MASControl 2017
D_ESe_Gym_Occup_Yr | Occupancy | FRACTION | WntrDsn | 2014-04-04 | 2014-04-12 | Constant | 0 | [23 empty] | From eQ_Lib.dat in MASControl 2017
D_ESe_Gym_Occup_Yr | Occupancy | FRACTION | Default | 2014-04-04 | 2014-04-12 | Constant | 0 | [23 empty] | From eQ_Lib.dat in MASControl 2017
D_ESe_Gym_Occup_Yr | Occupancy | FRACTION | Default¦Wkdy | 2014-04-13 | 2014-06-12 | Hourly | 0 | 0 | 0 | 0 | 0 | 0 | 0 | 0.1 | 1 | 1 | 1 | 1 | 0.3 | 1 | 1 | 1 | 0.1 | 0.05 | 0.05 | 0.05 | 0 | 0 | 0 | 0 | From eQ_Lib.dat in MASControl 2017
D_ESe_Gym_Occup_Yr | Occupancy | FRACTION | Sat | 2014-04-13 | 2014-06-12 | Hourly | 0 | 0 | 0 | 0 | 0 | 0 | 0 | 0 | 0.1 | 0.3 | 0.3 | 0.3 | 0.05 | 0.1 | 0.1 | 0.1 | 0.1 | 0 | 0 | 0 | 0 | 0 | 0 | 0 | From eQ_Lib.dat in MASControl 2017
D_ESe_Gym_Occup_Yr | Occupancy | FRACTION | Sun | 2014-04-13 | 2014-06-12 | Constant | 0 | [23 empty] | From eQ_Lib.dat in MASControl 2017
D_ESe_Gym_Occup_Yr | Occupancy | FRACTION | SmrDsn | 2014-06-13 | 2014-08-16 | Constant | 1 | [23 empty] | From eQ_Lib.dat in MASControl 2017
D_ESe_Gym_Occup_Yr | Occupancy | FRACTION | WntrDsn | 2014-06-13 | 2014-08-16 | Constant | 0 | [23 empty] | From eQ_Lib.dat in MASControl 2017
D_ESe_Gym_Occup_Yr | Occupancy | FRACTION | Default | 2014-06-13 | 2014-08-16 | Constant | 0 | [23 empty] | From eQ_Lib.dat in MASControl 2017
D_ESe_Gym_Occup_Yr | Occupancy | FRACTION | Default¦Wkdy | 2014-08-17 | 2014-12-11 | Hourly | 0 | 0 | 0 | 0 | 0 | 0 | 0 | 0.1 | 1 | 1 | 1 | 1 | 0.3 | 1 | 1 | 1 | 0.1 | 0.05 | 0.05 | 0.05 | 0 | 0 | 0 | 0 | From eQ_Lib.dat in MASControl 2017
D_ESe_Gym_Occup_Yr | Occupancy | FRACTION | Sat | 2014-08-17 | 2014-12-11 | Hourly | 0 | 0 | 0 | 0 | 0 | 0 | 0 | 0 | 0.1 | 0.3 | 0.3 | 0.3 | 0.05 | 0.1 | 0.1 | 0.1 | 0.1 | 0 | 0 | 0 | 0 | 0 | 0 | 0 | From eQ_Lib.dat in MASControl 2017
D_ESe_Gym_Occup_Yr | Occupancy | FRACTION | Sun | 2014-08-17 | 2014-12-11 | Constant | 0 | [23 empty] | From eQ_Lib.dat in MASControl 2017
D_ESe_Gym_Occup_Yr | Occupancy | FRACTION | SmrDsn | 2014-12-12 | 2014-12-31 | Constant | 1 | [23 empty] | From eQ_Lib.dat in MASControl 2017
D_ESe_Gym_Occup_Yr | Occupancy | FRACTION | WntrDsn | 2014-12-12 | 2014-12-31 | Constant | 0 | [23 empty] | From eQ_Lib.dat in MASControl 2017
D_ESe_Gym_Occup_Yr | Occupancy | FRACTION | Default | 2014-12-12 | 2014-12-31 | Constant | 0 | [23 empty] | From eQ_Lib.dat in MASControl 2017
D_ESe_Gym_Occup_Yr | Occupancy | FRACTION | WntrDsn | 2014-01-01 | 2014-12-31 | Constant | 0 | [23 empty] | From eQ_Lib.dat in MASControl 2017
D_ESe_Gym_Occup_Yr | Occupancy | FRACTION | SmrDsn | 2014-01-01 | 2014-12-31 | Constant | 1 | [23 empty] | From eQ_Lib.dat in MASControl 2017
D_ESe_Gym_Occup_Yr | Occupancy | FRACTION | Hol | 2014-01-01 | 2014-12-31 | Constant | 0 | [23 empty] | From eQ_Lib.dat in MASControl 2017
D_ESe_Ktchn_Occup_Yr | Occupancy | FRACTION | SmrDsn | 2014-01-01 | 2014-01-04 | Constant | 1 | [23 empty] | From eQ_Lib.dat in MASControl 2017
D_ESe_Ktchn_Occup_Yr | Occupancy | FRACTION | WntrDsn | 2014-01-01 | 2014-01-04 | Constant | 0 | [23 empty] | From eQ_Lib.dat in MASControl 2017
D_ESe_Ktchn_Occup_Yr | Occupancy | FRACTION | Default | 2014-01-01 | 2014-01-04 | Constant | 0 | [23 empty] | From eQ_Lib.dat in MASControl 2017
D_ESe_Ktchn_Occup_Yr | Occupancy | FRACTION | Default¦Wkdy | 2014-01-05 | 2014-04-03 | Hourly | 0 | 0 | 0 | 0 | 0 | 0 | 0 | 0 | 0 | 0 | 1 | 1 | 1 | 1 | 0 | 0 | 0 | 0 | 0 | 0 | 0 | 0 | 0 | 0 | From eQ_Lib.dat in MASControl 2017
D_ESe_Ktchn_Occup_Yr | Occupancy | FRACTION | Sat | 2014-01-05 | 2014-04-03 | Hourly | 0 | 0 | 0 | 0 | 0 | 0 | 0 | 0 | 0 | 0 | 0.25 | 0.25 | 0.25 | 0.25 | 0 | 0 | 0 | 0 | 0 | 0 | 0 | 0 | 0 | 0 | From eQ_Lib.dat in MASControl 2017
D_ESe_Ktchn_Occup_Yr | Occupancy | FRACTION | Sun | 2014-01-05 | 2014-04-03 | Constant | 0 | [23 empty] | From eQ_Lib.dat in MASControl 2017
D_ESe_Ktchn_Occup_Yr | Occupancy | FRACTION | SmrDsn | 2014-04-04 | 2014-04-12 | Constant | 1 | [23 empty] | From eQ_Lib.dat in MASControl 2017
D_ESe_Ktchn_Occup_Yr | Occupancy | FRACTION | WntrDsn | 2014-04-04 | 2014-04-12 | Constant | 0 | [23 empty] | From eQ_Lib.dat in MASControl 2017
D_ESe_Ktchn_Occup_Yr | Occupancy | FRACTION | Default | 2014-04-04 | 2014-04-12 | Constant | 0 | [23 empty] | From eQ_Lib.dat in MASControl 2017
D_ESe_Ktchn_Occup_Yr | Occupancy | FRACTION | Default¦Wkdy | 2014-04-13 | 2014-06-12 | Hourly | 0 | 0 | 0 | 0 | 0 | 0 | 0 | 0 | 0 | 0 | 1 | 1 | 1 | 1 | 0 | 0 | 0 | 0 | 0 | 0 | 0 | 0 | 0 | 0 | From eQ_Lib.dat in MASControl 2017
D_ESe_Ktchn_Occup_Yr | Occupancy | FRACTION | Sat | 2014-04-13 | 2014-06-12 | Hourly | 0 | 0 | 0 | 0 | 0 | 0 | 0 | 0 | 0 | 0 | 0.25 | 0.25 | 0.25 | 0.25 | 0 | 0 | 0 | 0 | 0 | 0 | 0 | 0 | 0 | 0 | From eQ_Lib.dat in MASControl 2017
D_ESe_Ktchn_Occup_Yr | Occupancy | FRACTION | Sun | 2014-04-13 | 2014-06-12 | Constant | 0 | [23 empty] | From eQ_Lib.dat in MASControl 2017
D_ESe_Ktchn_Occup_Yr | Occupancy | FRACTION | SmrDsn | 2014-06-13 | 2014-08-16 | Constant | 1 | [23 empty] | From eQ_Lib.dat in MASControl 2017
D_ESe_Ktchn_Occup_Yr | Occupancy | FRACTION | WntrDsn | 2014-06-13 | 2014-08-16 | Constant | 0 | [23 empty] | From eQ_Lib.dat in MASControl 2017
D_ESe_Ktchn_Occup_Yr | Occupancy | FRACTION | Default | 2014-06-13 | 2014-08-16 | Constant | 0 | [23 empty] | From eQ_Lib.dat in MASControl 2017
D_ESe_Ktchn_Occup_Yr | Occupancy | FRACTION | Default¦Wkdy | 2014-08-17 | 2014-12-11 | Hourly | 0 | 0 | 0 | 0 | 0 | 0 | 0 | 0 | 0 | 0 | 1 | 1 | 1 | 1 | 0 | 0 | 0 | 0 | 0 | 0 | 0 | 0 | 0 | 0 | From eQ_Lib.dat in MASControl 2017
D_ESe_Ktchn_Occup_Yr | Occupancy | FRACTION | Sat | 2014-08-17 | 2014-12-11 | Hourly | 0 | 0 | 0 | 0 | 0 | 0 | 0 | 0 | 0 | 0 | 0.25 | 0.25 | 0.25 | 0.25 | 0 | 0 | 0 | 0 | 0 | 0 | 0 | 0 | 0 | 0 | From eQ_Lib.dat in MASControl 2017
D_ESe_Ktchn_Occup_Yr | Occupancy | FRACTION | Sun | 2014-08-17 | 2014-12-11 | Constant | 0 | [23 empty] | From eQ_Lib.dat in MASControl 2017
D_ESe_Ktchn_Occup_Yr | Occupancy | FRACTION | SmrDsn | 2014-12-12 | 2014-12-31 | Constant | 1 | [23 empty] | From eQ_Lib.dat in MASControl 2017
D_ESe_Ktchn_Occup_Yr | Occupancy | FRACTION | WntrDsn | 2014-12-12 | 2014-12-31 | Constant | 0 | [23 empty] | From eQ_Lib.dat in MASControl 2017
D_ESe_Ktchn_Occup_Yr | Occupancy | FRACTION | Default | 2014-12-12 | 2014-12-31 | Constant | 0 | [23 empty] | From eQ_Lib.dat in MASControl 2017
D_ESe_Ktchn_Occup_Yr | Occupancy | FRACTION | WntrDsn | 2014-01-01 | 2014-12-31 | Constant | 0 | [23 empty] | From eQ_Lib.dat in MASControl 2017
D_ESe_Ktchn_Occup_Yr | Occupancy | FRACTION | SmrDsn | 2014-01-01 | 2014-12-31 | Constant | 1 | [23 empty] | From eQ_Lib.dat in MASControl 2017
D_ESe_Ktchn_Occup_Yr | Occupancy | FRACTION | Hol | 2014-01-01 | 2014-12-31 | Constant | 0 | [23 empty] | From eQ_Lib.dat in MASControl 2017
D_ESe_OffGen_Occup_Yr | Occupancy | FRACTION | SmrDsn | 2014-01-01 | 2014-01-04 | Constant | 1 | [23 empty] | From eQ_Lib.dat in MASControl 2017
D_ESe_OffGen_Occup_Yr | Occupancy | FRACTION | WntrDsn | 2014-01-01 | 2014-01-04 | Constant | 0 | [23 empty] | From eQ_Lib.dat in MASControl 2017
D_ESe_OffGen_Occup_Yr | Occupancy | FRACTION | Default | 2014-01-01 | 2014-01-04 | Constant | 0 | [23 empty] | From eQ_Lib.dat in MASControl 2017
D_ESe_OffGen_Occup_Yr | Occupancy | FRACTION | Default¦Wkdy | 2014-01-05 | 2014-04-03 | Hourly | 0 | 0 | 0 | 0 | 0 | 0 | 0.2 | 0.2 | 1 | 1 | 1 | 1 | 1 | 1 | 1 | 1 | 1 | 0 | 0 | 0 | 0 | 0 | 0 | 0 | From eQ_Lib.dat in MASControl 2017
D_ESe_OffGen_Occup_Yr | Occupancy | FRACTION | Sat | 2014-01-05 | 2014-04-03 | Hourly | 0 | 0 | 0 | 0 | 0 | 0 | 0.05 | 0.05 | 0.25 | 0.25 | 0.25 | 0.25 | 0.25 | 0.25 | 0.25 | 0.25 | 0.25 | 0 | 0 | 0 | 0 | 0 | 0 | 0 | From eQ_Lib.dat in MASControl 2017
D_ESe_OffGen_Occup_Yr | Occupancy | FRACTION | Sun | 2014-01-05 | 2014-04-03 | Constant | 0 | [23 empty] | From eQ_Lib.dat in MASControl 2017
D_ESe_OffGen_Occup_Yr | Occupancy | FRACTION | SmrDsn | 2014-04-04 | 2014-04-12 | Constant | 1 | [23 empty] | From eQ_Lib.dat in MASControl 2017
D_ESe_OffGen_Occup_Yr | Occupancy | FRACTION | WntrDsn | 2014-04-04 | 2014-04-12 | Constant | 0 | [23 empty] | From eQ_Lib.dat in MASControl 2017
D_ESe_OffGen_Occup_Yr | Occupancy | FRACTION | Default | 2014-04-04 | 2014-04-12 | Constant | 0 | [23 empty] | From eQ_Lib.dat in MASControl 2017
D_ESe_OffGen_Occup_Yr | Occupancy | FRACTION | Default¦Wkdy | 2014-04-13 | 2014-06-12 | Hourly | 0 | 0 | 0 | 0 | 0 | 0 | 0.2 | 0.2 | 1 | 1 | 1 | 1 | 1 | 1 | 1 | 1 | 1 | 0 | 0 | 0 | 0 | 0 | 0 | 0 | From eQ_Lib.dat in MASControl 2017
D_ESe_OffGen_Occup_Yr | Occupancy | FRACTION | Sat | 2014-04-13 | 2014-06-12 | Hourly | 0 | 0 | 0 | 0 | 0 | 0 | 0.05 | 0.05 | 0.25 | 0.25 | 0.25 | 0.25 | 0.25 | 0.25 | 0.25 | 0.25 | 0.25 | 0 | 0 | 0 | 0 | 0 | 0 | 0 | From eQ_Lib.dat in MASControl 2017
D_ESe_OffGen_Occup_Yr | Occupancy | FRACTION | Sun | 2014-04-13 | 2014-06-12 | Constant | 0 | [23 empty] | From eQ_Lib.dat in MASControl 2017
D_ESe_OffGen_Occup_Yr | Occupancy | FRACTION | SmrDsn | 2014-06-13 | 2014-08-16 | Constant | 1 | [23 empty] | From eQ_Lib.dat in MASControl 2017
D_ESe_OffGen_Occup_Yr | Occupancy | FRACTION | WntrDsn | 2014-06-13 | 2014-08-16 | Constant | 0 | [23 empty] | From eQ_Lib.dat in MASControl 2017
D_ESe_OffGen_Occup_Yr | Occupancy | FRACTION | Default | 2014-06-13 | 2014-08-16 | Constant | 0 | [23 empty] | From eQ_Lib.dat in MASControl 2017
D_ESe_OffGen_Occup_Yr | Occupancy | FRACTION | Default¦Wkdy | 2014-08-17 | 2014-12-11 | Hourly | 0 | 0 | 0 | 0 | 0 | 0 | 0.2 | 0.2 | 1 | 1 | 1 | 1 | 1 | 1 | 1 | 1 | 1 | 0 | 0 | 0 | 0 | 0 | 0 | 0 | From eQ_Lib.dat in MASControl 2017
D_ESe_OffGen_Occup_Yr | Occupancy | FRACTION | Sat | 2014-08-17 | 2014-12-11 | Hourly | 0 | 0 | 0 | 0 | 0 | 0 | 0.05 | 0.05 | 0.25 | 0.25 | 0.25 | 0.25 | 0.25 | 0.25 | 0.25 | 0.25 | 0.25 | 0 | 0 | 0 | 0 | 0 | 0 | 0 | From eQ_Lib.dat in MASControl 2017
D_ESe_OffGen_Occup_Yr | Occupancy | FRACTION | Sun | 2014-08-17 | 2014-12-11 | Constant | 0 | [23 empty] | From eQ_Lib.dat in MASControl 2017
D_ESe_OffGen_Occup_Yr | Occupancy | FRACTION | SmrDsn | 2014-12-12 | 2014-12-31 | Constant | 1 | [23 empty] | From eQ_Lib.dat in MASControl 2017
D_ESe_OffGen_Occup_Yr | Occupancy | FRACTION | WntrDsn | 2014-12-12 | 2014-12-31 | Constant | 0 | [23 empty] | From eQ_Lib.dat in MASControl 2017
D_ESe_OffGen_Occup_Yr | Occupancy | FRACTION | Default | 2014-12-12 | 2014-12-31 | Constant | 0 | [23 empty] | From eQ_Lib.dat in MASControl 2017
D_ESe_OffGen_Occup_Yr | Occupancy | FRACTION | WntrDsn | 2014-01-01 | 2014-12-31 | Constant | 0 | [23 empty] | From eQ_Lib.dat in MASControl 2017
D_ESe_OffGen_Occup_Yr | Occupancy | FRACTION | SmrDsn | 2014-01-01 | 2014-12-31 | Constant | 1 | [23 empty] | From eQ_Lib.dat in MASControl 2017
D_ESe_OffGen_Occup_Yr | Occupancy | FRACTION | Hol | 2014-01-01 | 2014-12-31 | Constant | 0 | [23 empty] | From eQ_Lib.dat in MASControl 2017
D_EUn_Caf_Occup_Yr | Occupancy | FRACTION | SmrDsn | 2014-01-01 | 2014-01-11 | Constant | 1 | [23 empty] | From eQ_Lib.dat in MASControl 2017
D_EUn_Caf_Occup_Yr | Occupancy | FRACTION | WntrDsn | 2014-01-01 | 2014-01-11 | Constant | 0 | [23 empty] | From eQ_Lib.dat in MASControl 2017
D_EUn_Caf_Occup_Yr | Occupancy | FRACTION | Default | 2014-01-01 | 2014-01-11 | Constant | 0 | [23 empty] | From eQ_Lib.dat in MASControl 2017
D_EUn_Caf_Occup_Yr | Occupancy | FRACTION | Default¦Wkdy | 2014-01-12 | 2014-04-03 | Hourly | 0 | 0 | 0 | 0 | 0 | 0 | 0.2 | 0.4 | 0.6 | 0.4 | 0.3 | 0.9 | 0.9 | 0.3 | 0.3 | 0.4 | 0.75 | 0.9 | 0.75 | 0.2 | 0 | 0 | 0 | 0 | From eQ_Lib.dat in MASControl 2017
D_EUn_Caf_Occup_Yr | Occupancy | FRACTION | Wknd | 2014-01-12 | 2014-04-03 | Hourly | 0 | 0 | 0 | 0 | 0 | 0 | 0.0778 | 0.1556 | 0.2334 | 0.1556 | 0.1167 | 0.3501 | 0.3501 | 0.1167 | 0.1167 | 0.1556 | 0.2918 | 0.3501 | 0.2918 | 0.0778 | 0 | 0 | 0 | 0 | From eQ_Lib.dat in MASControl 2017
D_EUn_Caf_Occup_Yr | Occupancy | FRACTION | SmrDsn | 2014-04-04 | 2014-04-12 | Constant | 1 | [23 empty] | From eQ_Lib.dat in MASControl 2017
D_EUn_Caf_Occup_Yr | Occupancy | FRACTION | WntrDsn | 2014-04-04 | 2014-04-12 | Constant | 0 | [23 empty] | From eQ_Lib.dat in MASControl 2017
D_EUn_Caf_Occup_Yr | Occupancy | FRACTION | Default | 2014-04-04 | 2014-04-12 | Constant | 0 | [23 empty] | From eQ_Lib.dat in MASControl 2017
D_EUn_Caf_Occup_Yr | Occupancy | FRACTION | Default¦Wkdy | 2014-04-13 | 2014-05-22 | Hourly | 0 | 0 | 0 | 0 | 0 | 0 | 0.2 | 0.4 | 0.6 | 0.4 | 0.3 | 0.9 | 0.9 | 0.3 | 0.3 | 0.4 | 0.75 | 0.9 | 0.75 | 0.2 | 0 | 0 | 0 | 0 | From eQ_Lib.dat in MASControl 2017
D_EUn_Caf_Occup_Yr | Occupancy | FRACTION | Wknd | 2014-04-13 | 2014-05-22 | Hourly | 0 | 0 | 0 | 0 | 0 | 0 | 0.0778 | 0.1556 | 0.2334 | 0.1556 | 0.1167 | 0.3501 | 0.3501 | 0.1167 | 0.1167 | 0.1556 | 0.2918 | 0.3501 | 0.2918 | 0.0778 | 0 | 0 | 0 | 0 | From eQ_Lib.dat in MASControl 2017
D_EUn_Caf_Occup_Yr | Occupancy | FRACTION | SmrDsn | 2014-05-23 | 2014-05-31 | Constant | 1 | [23 empty] | From eQ_Lib.dat in MASControl 2017
D_EUn_Caf_Occup_Yr | Occupancy | FRACTION | WntrDsn | 2014-05-23 | 2014-05-31 | Constant | 0 | [23 empty] | From eQ_Lib.dat in MASControl 2017
D_EUn_Caf_Occup_Yr | Occupancy | FRACTION | Default | 2014-05-23 | 2014-05-31 | Constant | 0 | [23 empty] | From eQ_Lib.dat in MASControl 2017
D_EUn_Caf_Occup_Yr | Occupancy | FRACTION | Default¦Wkdy | 2014-06-01 | 2014-08-07 | Hourly | 0 | 0 | 0 | 0 | 0 | 0 | 0.1 | 0.2 | 0.3 | 0.2 | 0.15 | 0.45 | 0.45 | 0.15 | 0.15 | 0.2 | 0.375 | 0.45 | 0.375 | 0.1 | 0 | 0 | 0 | 0 | From eQ_Lib.dat in MASControl 2017
D_EUn_Caf_Occup_Yr | Occupancy | FRACTION | Wknd | 2014-06-01 | 2014-08-07 | Hourly | 0 | 0 | 0 | 0 | 0 | 0 | 0.0388 | 0.0776 | 0.1164 | 0.0776 | 0.0582 | 0.1746 | 0.1746 | 0.0582 | 0.0582 | 0.0776 | 0.1455 | 0.1746 | 0.1455 | 0.0388 | 0 | 0 | 0 | 0 | From eQ_Lib.dat in MASControl 2017
D_EUn_Caf_Occup_Yr | Occupancy | FRACTION | SmrDsn | 2014-08-08 | 2014-08-16 | Constant | 1 | [23 empty] | From eQ_Lib.dat in MASControl 2017
D_EUn_Caf_Occup_Yr | Occupancy | FRACTION | WntrDsn | 2014-08-08 | 2014-08-16 | Constant | 0 | [23 empty] | From eQ_Lib.dat in MASControl 2017
D_EUn_Caf_Occup_Yr | Occupancy | FRACTION | Default | 2014-08-08 | 2014-08-16 | Constant | 0 | [23 empty] | From eQ_Lib.dat in MASControl 2017
D_EUn_Caf_Occup_Yr | Occupancy | FRACTION | Default¦Wkdy | 2014-08-17 | 2014-12-11 | Hourly | 0 | 0 | 0 | 0 | 0 | 0 | 0.2 | 0.4 | 0.6 | 0.4 | 0.3 | 0.9 | 0.9 | 0.3 | 0.3 | 0.4 | 0.75 | 0.9 | 0.75 | 0.2 | 0 | 0 | 0 | 0 | From eQ_Lib.dat in MASControl 2017
D_EUn_Caf_Occup_Yr | Occupancy | FRACTION | Wknd | 2014-08-17 | 2014-12-11 | Hourly | 0 | 0 | 0 | 0 | 0 | 0 | 0.0778 | 0.1556 | 0.2334 | 0.1556 | 0.1167 | 0.3501 | 0.3501 | 0.1167 | 0.1167 | 0.1556 | 0.2918 | 0.3501 | 0.2918 | 0.0778 | 0 | 0 | 0 | 0 | From eQ_Lib.dat in MASControl 2017
D_EUn_Caf_Occup_Yr | Occupancy | FRACTION | SmrDsn | 2014-12-12 | 2014-12-31 | Constant | 1 | [23 empty] | From eQ_Lib.dat in MASControl 2017
D_EUn_Caf_Occup_Yr | Occupancy | FRACTION | WntrDsn | 2014-12-12 | 2014-12-31 | Constant | 0 | [23 empty] | From eQ_Lib.dat in MASControl 2017
D_EUn_Caf_Occup_Yr | Occupancy | FRACTION | Default | 2014-12-12 | 2014-12-31 | Constant | 0 | [23 empty] | From eQ_Lib.dat in MASControl 2017
D_EUn_Caf_Occup_Yr | Occupancy | FRACTION | WntrDsn | 2014-01-01 | 2014-12-31 | Constant | 0 | [23 empty] | From eQ_Lib.dat in MASControl 2017
D_EUn_Caf_Occup_Yr | Occupancy | FRACTION | SmrDsn | 2014-01-01 | 2014-12-31 | Constant | 1 | [23 empty] | From eQ_Lib.dat in MASControl 2017
D_EUn_Caf_Occup_Yr | Occupancy | FRACTION | Hol | 2014-01-01 | 2014-12-31 | Hourly | 0 | 0 | 0 | 0 | 0 | 0 | 0.0388 | 0.0776 | 0.1164 | 0.0776 | 0.0582 | 0.1746 | 0.1746 | 0.0582 | 0.0582 | 0.0776 | 0.1455 | 0.1746 | 0.1455 | 0.0388 | 0 | 0 | 0 | 0 | From eQ_Lib.dat in MASControl 2017
D_EUn_Clrm_Occup_Yr | Occupancy | FRACTION | SmrDsn | 2014-01-01 | 2014-01-11 | Constant | 1 | [23 empty] | From eQ_Lib.dat in MASControl 2017
D_EUn_Clrm_Occup_Yr | Occupancy | FRACTION | WntrDsn | 2014-01-01 | 2014-01-11 | Constant | 0 | [23 empty] | From eQ_Lib.dat in MASControl 2017
D_EUn_Clrm_Occup_Yr | Occupancy | FRACTION | Default | 2014-01-01 | 2014-01-11 | Constant | 0 | [23 empty] | From eQ_Lib.dat in MASControl 2017
D_EUn_Clrm_Occup_Yr | Occupancy | FRACTION | Default¦Wkdy | 2014-01-12 | 2014-04-03 | Hourly | 0 | 0 | 0 | 0 | 0 | 0 | 0 | 0.3 | 1 | 1 | 1 | 0.85 | 0.7 | 0.85 | 1 | 1 | 1 | 0.6 | 0.95 | 1 | 0.8 | 0.4 | 0.1 | 0.05 | From eQ_Lib.dat in MASControl 2017
D_EUn_Clrm_Occup_Yr | Occupancy | FRACTION | Sat | 2014-01-12 | 2014-04-03 | Hourly | 0 | 0 | 0 | 0 | 0 | 0 | 0 | 0.0625 | 0.25 | 0.5 | 0.5 | 0.4375 | 0.375 | 0.4375 | 0.5 | 0.5 | 0.3125 | 0.1563 | 0.0625 | 0 | 0 | 0 | 0 | 0 | From eQ_Lib.dat in MASControl 2017
D_EUn_Clrm_Occup_Yr | Occupancy | FRACTION | Sun | 2014-01-12 | 2014-04-03 | Hourly | 0 | 0 | 0 | 0 | 0 | 0 | 0 | 0 | 0 | 0 | 0.15 | 0.15 | 0 | 0 | 0 | 0 | 0 | 0 | 0 | 0 | 0 | 0 | 0 | 0 | From eQ_Lib.dat in MASControl 2017
D_EUn_Clrm_Occup_Yr | Occupancy | FRACTION | SmrDsn | 2014-04-04 | 2014-04-12 | Constant | 1 | [23 empty] | From eQ_Lib.dat in MASControl 2017
D_EUn_Clrm_Occup_Yr | Occupancy | FRACTION | WntrDsn | 2014-04-04 | 2014-04-12 | Constant | 0 | [23 empty] | From eQ_Lib.dat in MASControl 2017
D_EUn_Clrm_Occup_Yr | Occupancy | FRACTION | Default | 2014-04-04 | 2014-04-12 | Constant | 0 | [23 empty] | From eQ_Lib.dat in MASControl 2017
D_EUn_Clrm_Occup_Yr | Occupancy | FRACTION | Default¦Wkdy | 2014-04-13 | 2014-05-22 | Hourly | 0 | 0 | 0 | 0 | 0 | 0 | 0 | 0.3 | 1 | 1 | 1 | 0.85 | 0.7 | 0.85 | 1 | 1 | 1 | 0.6 | 0.95 | 1 | 0.8 | 0.4 | 0.1 | 0.05 | From eQ_Lib.dat in MASControl 2017
D_EUn_Clrm_Occup_Yr | Occupancy | FRACTION | Sat | 2014-04-13 | 2014-05-22 | Hourly | 0 | 0 | 0 | 0 | 0 | 0 | 0 | 0.0625 | 0.25 | 0.5 | 0.5 | 0.4375 | 0.375 | 0.4375 | 0.5 | 0.5 | 0.3125 | 0.1563 | 0.0625 | 0 | 0 | 0 | 0 | 0 | From eQ_Lib.dat in MASControl 2017
D_EUn_Clrm_Occup_Yr | Occupancy | FRACTION | Sun | 2014-04-13 | 2014-05-22 | Hourly | 0 | 0 | 0 | 0 | 0 | 0 | 0 | 0 | 0 | 0 | 0.15 | 0.15 | 0 | 0 | 0 | 0 | 0 | 0 | 0 | 0 | 0 | 0 | 0 | 0 | From eQ_Lib.dat in MASControl 2017
D_EUn_Clrm_Occup_Yr | Occupancy | FRACTION | SmrDsn | 2014-05-23 | 2014-05-31 | Constant | 1 | [23 empty] | From eQ_Lib.dat in MASControl 2017
D_EUn_Clrm_Occup_Yr | Occupancy | FRACTION | WntrDsn | 2014-05-23 | 2014-05-31 | Constant | 0 | [23 empty] | From eQ_Lib.dat in MASControl 2017
D_EUn_Clrm_Occup_Yr | Occupancy | FRACTION | Default | 2014-05-23 | 2014-05-31 | Constant | 0 | [23 empty] | From eQ_Lib.dat in MASControl 2017
D_EUn_Clrm_Occup_Yr | Occupancy | FRACTION | Default¦Wkdy | 2014-06-01 | 2014-08-07 | Hourly | 0 | 0 | 0 | 0 | 0 | 0 | 0 | 0.15 | 0.5 | 0.5 | 0.5 | 0.425 | 0.35 | 0.425 | 0.5 | 0.5 | 0.5 | 0.3 | 0.475 | 0.4 | 0.2 | 0.05 | 0.025 | 0.025 | From eQ_Lib.dat in MASControl 2017
D_EUn_Clrm_Occup_Yr | Occupancy | FRACTION | Sat | 2014-06-01 | 2014-08-07 | Hourly | 0 | 0 | 0 | 0 | 0 | 0 | 0 | 0.0313 | 0.125 | 0.25 | 0.25 | 0.2188 | 0.1875 | 0.2188 | 0.25 | 0.1563 | 0.0781 | 0.0313 | 0 | 0 | 0 | 0 | 0 | 0 | From eQ_Lib.dat in MASControl 2017
D_EUn_Clrm_Occup_Yr | Occupancy | FRACTION | Sun | 2014-06-01 | 2014-08-07 | Hourly | 0 | 0 | 0 | 0 | 0 | 0 | 0 | 0 | 0 | 0 | 0.075 | 0.075 | 0 | 0 | 0 | 0 | 0 | 0 | 0 | 0 | 0 | 0 | 0 | 0 | From eQ_Lib.dat in MASControl 2017
D_EUn_Clrm_Occup_Yr | Occupancy | FRACTION | SmrDsn | 2014-08-08 | 2014-08-16 | Constant | 1 | [23 empty] | From eQ_Lib.dat in MASControl 2017
D_EUn_Clrm_Occup_Yr | Occupancy | FRACTION | WntrDsn | 2014-08-08 | 2014-08-16 | Constant | 0 | [23 empty] | From eQ_Lib.dat in MASControl 2017
D_EUn_Clrm_Occup_Yr | Occupancy | FRACTION | Default | 2014-08-08 | 2014-08-16 | Constant | 0 | [23 empty] | From eQ_Lib.dat in MASControl 2017
D_EUn_Clrm_Occup_Yr | Occupancy | FRACTION | Default¦Wkdy | 2014-08-17 | 2014-12-11 | Hourly | 0 | 0 | 0 | 0 | 0 | 0 | 0 | 0.3 | 1 | 1 | 1 | 0.85 | 0.7 | 0.85 | 1 | 1 | 1 | 0.6 | 0.95 | 1 | 0.8 | 0.4 | 0.1 | 0.05 | From eQ_Lib.dat in MASControl 2017
D_EUn_Clrm_Occup_Yr | Occupancy | FRACTION | Sat | 2014-08-17 | 2014-12-11 | Hourly | 0 | 0 | 0 | 0 | 0 | 0 | 0 | 0.0625 | 0.25 | 0.5 | 0.5 | 0.4375 | 0.375 | 0.4375 | 0.5 | 0.5 | 0.3125 | 0.1563 | 0.0625 | 0 | 0 | 0 | 0 | 0 | From eQ_Lib.dat in MASControl 2017
D_EUn_Clrm_Occup_Yr | Occupancy | FRACTION | Sun | 2014-08-17 | 2014-12-11 | Hourly | 0 | 0 | 0 | 0 | 0 | 0 | 0 | 0 | 0 | 0 | 0.15 | 0.15 | 0 | 0 | 0 | 0 | 0 | 0 | 0 | 0 | 0 | 0 | 0 | 0 | From eQ_Lib.dat in MASControl 2017
D_EUn_Clrm_Occup_Yr | Occupancy | FRACTION | SmrDsn | 2014-12-12 | 2014-12-31 | Constant | 1 | [23 empty] | From eQ_Lib.dat in MASControl 2017
D_EUn_Clrm_Occup_Yr | Occupancy | FRACTION | WntrDsn | 2014-12-12 | 2014-12-31 | Constant | 0 | [23 empty] | From eQ_Lib.dat in MASControl 2017
D_EUn_Clrm_Occup_Yr | Occupancy | FRACTION | Default | 2014-12-12 | 2014-12-31 | Constant | 0 | [23 empty] | From eQ_Lib.dat in MASControl 2017
D_EUn_Clrm_Occup_Yr | Occupancy | FRACTION | WntrDsn | 2014-01-01 | 2014-12-31 | Constant | 0 | [23 empty] | From eQ_Lib.dat in MASControl 2017
D_EUn_Clrm_Occup_Yr | Occupancy | FRACTION | SmrDsn | 2014-01-01 | 2014-12-31 | Constant | 1 | [23 empty] | From eQ_Lib.dat in MASControl 2017
D_EUn_Clrm_Occup_Yr | Occupancy | FRACTION | Hol | 2014-01-01 | 2014-12-31 | Hourly | 0 | 0 | 0 | 0 | 0 | 0 | 0 | 0 | 0 | 0 | 0.075 | 0.075 | 0 | 0 | 0 | 0 | 0 | 0 | 0 | 0 | 0 | 0 | 0 | 0 | From eQ_Lib.dat in MASControl 2017
D_EUn_CompCL_Occup_Yr | Occupancy | FRACTION | SmrDsn | 2014-01-01 | 2014-01-11 | Constant | 1 | [23 empty] | From eQ_Lib.dat in MASControl 2017
D_EUn_CompCL_Occup_Yr | Occupancy | FRACTION | WntrDsn | 2014-01-01 | 2014-01-11 | Constant | 0 | [23 empty] | From eQ_Lib.dat in MASControl 2017
D_EUn_CompCL_Occup_Yr | Occupancy | FRACTION | Default | 2014-01-01 | 2014-01-11 | Constant | 0 | [23 empty] | From eQ_Lib.dat in MASControl 2017
D_EUn_CompCL_Occup_Yr | Occupancy | FRACTION | Default¦Wkdy | 2014-01-12 | 2014-04-03 | Hourly | 0 | 0 | 0 | 0 | 0 | 0 | 0.2 | 0.5 | 1 | 1 | 1 | 1 | 1 | 1 | 1 | 1 | 1 | 0 | 0 | 0 | 0 | 0 | 0 | 0 | From eQ_Lib.dat in MASControl 2017
D_EUn_CompCL_Occup_Yr | Occupancy | FRACTION | Wknd | 2014-01-12 | 2014-04-03 | Hourly | 0 | 0 | 0 | 0 | 0 | 0 | 0 | 0.2 | 0.4 | 0.5 | 0.5 | 0.5 | 0.5 | 0.5 | 0.5 | 0.5 | 0.5 | 0 | 0 | 0 | 0 | 0 | 0 | 0 | From eQ_Lib.dat in MASControl 2017
D_EUn_CompCL_Occup_Yr | Occupancy | FRACTION | SmrDsn | 2014-04-04 | 2014-04-12 | Constant | 1 | [23 empty] | From eQ_Lib.dat in MASControl 2017
D_EUn_CompCL_Occup_Yr | Occupancy | FRACTION | WntrDsn | 2014-04-04 | 2014-04-12 | Constant | 0 | [23 empty] | From eQ_Lib.dat in MASControl 2017
D_EUn_CompCL_Occup_Yr | Occupancy | FRACTION | Default | 2014-04-04 | 2014-04-12 | Constant | 0 | [23 empty] | From eQ_Lib.dat in MASControl 2017
D_EUn_CompCL_Occup_Yr | Occupancy | FRACTION | Default¦Wkdy | 2014-04-13 | 2014-05-22 | Hourly | 0 | 0 | 0 | 0 | 0 | 0 | 0.2 | 0.5 | 1 | 1 | 1 | 1 | 1 | 1 | 1 | 1 | 1 | 0 | 0 | 0 | 0 | 0 | 0 | 0 | From eQ_Lib.dat in MASControl 2017
D_EUn_CompCL_Occup_Yr | Occupancy | FRACTION | Wknd | 2014-04-13 | 2014-05-22 | Hourly | 0 | 0 | 0 | 0 | 0 | 0 | 0 | 0.2 | 0.4 | 0.5 | 0.5 | 0.5 | 0.5 | 0.5 | 0.5 | 0.5 | 0.5 | 0 | 0 | 0 | 0 | 0 | 0 | 0 | From eQ_Lib.dat in MASControl 2017
D_EUn_CompCL_Occup_Yr | Occupancy | FRACTION | SmrDsn | 2014-05-23 | 2014-05-31 | Constant | 1 | [23 empty] | From eQ_Lib.dat in MASControl 2017
D_EUn_CompCL_Occup_Yr | Occupancy | FRACTION | WntrDsn | 2014-05-23 | 2014-05-31 | Constant | 0 | [23 empty] | From eQ_Lib.dat in MASControl 2017
D_EUn_CompCL_Occup_Yr | Occupancy | FRACTION | Default | 2014-05-23 | 2014-05-31 | Constant | 0 | [23 empty] | From eQ_Lib.dat in MASControl 2017
D_EUn_CompCL_Occup_Yr | Occupancy | FRACTION | Default¦Wkdy | 2014-06-01 | 2014-08-07 | Hourly | 0 | 0 | 0 | 0 | 0 | 0 | 0.1 | 0.25 | 0.5 | 0.5 | 0.5 | 0.5 | 0.5 | 0.5 | 0.5 | 0.5 | 0.5 | 0 | 0 | 0 | 0 | 0 | 0 | 0 | From eQ_Lib.dat in MASControl 2017
D_EUn_CompCL_Occup_Yr | Occupancy | FRACTION | Wknd | 2014-06-01 | 2014-08-07 | Hourly | 0 | 0 | 0 | 0 | 0 | 0 | 0 | 0.1 | 0.2 | 0.25 | 0.25 | 0.25 | 0.25 | 0.25 | 0.25 | 0.25 | 0.25 | 0 | 0 | 0 | 0 | 0 | 0 | 0 | From eQ_Lib.dat in MASControl 2017
D_EUn_CompCL_Occup_Yr | Occupancy | FRACTION | SmrDsn | 2014-08-08 | 2014-08-16 | Constant | 1 | [23 empty] | From eQ_Lib.dat in MASControl 2017
D_EUn_CompCL_Occup_Yr | Occupancy | FRACTION | WntrDsn | 2014-08-08 | 2014-08-16 | Constant | 0 | [23 empty] | From eQ_Lib.dat in MASControl 2017
D_EUn_CompCL_Occup_Yr | Occupancy | FRACTION | Default | 2014-08-08 | 2014-08-16 | Constant | 0 | [23 empty] | From eQ_Lib.dat in MASControl 2017
D_EUn_CompCL_Occup_Yr | Occupancy | FRACTION | Default¦Wkdy | 2014-08-17 | 2014-12-11 | Hourly | 0 | 0 | 0 | 0 | 0 | 0 | 0.2 | 0.5 | 1 | 1 | 1 | 1 | 1 | 1 | 1 | 1 | 1 | 0 | 0 | 0 | 0 | 0 | 0 | 0 | From eQ_Lib.dat in MASControl 2017
D_EUn_CompCL_Occup_Yr | Occupancy | FRACTION | Wknd | 2014-08-17 | 2014-12-11 | Hourly | 0 | 0 | 0 | 0 | 0 | 0 | 0 | 0.2 | 0.4 | 0.5 | 0.5 | 0.5 | 0.5 | 0.5 | 0.5 | 0.5 | 0.5 | 0 | 0 | 0 | 0 | 0 | 0 | 0 | From eQ_Lib.dat in MASControl 2017
D_EUn_CompCL_Occup_Yr | Occupancy | FRACTION | SmrDsn | 2014-12-12 | 2014-12-31 | Constant | 1 | [23 empty] | From eQ_Lib.dat in MASControl 2017
D_EUn_CompCL_Occup_Yr | Occupancy | FRACTION | WntrDsn | 2014-12-12 | 2014-12-31 | Constant | 0 | [23 empty] | From eQ_Lib.dat in MASControl 2017
D_EUn_CompCL_Occup_Yr | Occupancy | FRACTION | Default | 2014-12-12 | 2014-12-31 | Constant | 0 | [23 empty] | From eQ_Lib.dat in MASControl 2017
D_EUn_CompCL_Occup_Yr | Occupancy | FRACTION | WntrDsn | 2014-01-01 | 2014-12-31 | Constant | 0 | [23 empty] | From eQ_Lib.dat in MASControl 2017
D_EUn_CompCL_Occup_Yr | Occupancy | FRACTION | SmrDsn | 2014-01-01 | 2014-12-31 | Constant | 1 | [23 empty] | From eQ_Lib.dat in MASControl 2017
D_EUn_CompCL_Occup_Yr | Occupancy | FRACTION | Hol | 2014-01-01 | 2014-12-31 | Hourly | 0 | 0 | 0 | 0 | 0 | 0 | 0 | 0.1 | 0.2 | 0.25 | 0.25 | 0.25 | 0.25 | 0.25 | 0.25 | 0.25 | 0.25 | 0 | 0 | 0 | 0 | 0 | 0 | 0 | From eQ_Lib.dat in MASControl 2017
D_EUn_Dorm_Occup_Yr | Occupancy | FRACTION | SmrDsn | 2014-01-01 | 2014-01-11 | Constant | 1 | [23 empty] | From eQ_Lib.dat in MASControl 2017
D_EUn_Dorm_Occup_Yr | Occupancy | FRACTION | WntrDsn | 2014-01-01 | 2014-01-11 | Constant | 0 | [23 empty] | From eQ_Lib.dat in MASControl 2017
D_EUn_Dorm_Occup_Yr | Occupancy | FRACTION | Default | 2014-01-01 | 2014-01-11 | Constant | 0 | [23 empty] | From eQ_Lib.dat in MASControl 2017
D_EUn_Dorm_Occup_Yr | Occupancy | FRACTION | Default¦Wkdy | 2014-01-12 | 2014-04-03 | Hourly | 1 | 1 | 1 | 1 | 1 | 1 | 1 | 1 | 0.2 | 0.2 | 0.2 | 0.2 | 0.2 | 0.2 | 0.2 | 0.2 | 0.2 | 0.8 | 0.8 | 0.6 | 0.6 | 0.6 | 1 | 1 | From eQ_Lib.dat in MASControl 2017
D_EUn_Dorm_Occup_Yr | Occupancy | FRACTION | Sat | 2014-01-12 | 2014-04-03 | Hourly | 1 | 1 | 1 | 1 | 1 | 1 | 1 | 1 | 1 | 1 | 0.5 | 0.5 | 0.5 | 0.5 | 0.5 | 0.5 | 0.5 | 0.8 | 0.8 | 0.6 | 0.6 | 0.6 | 1 | 1 | From eQ_Lib.dat in MASControl 2017
D_EUn_Dorm_Occup_Yr | Occupancy | FRACTION | Sun | 2014-01-12 | 2014-04-03 | Hourly | 1 | 1 | 1 | 1 | 1 | 1 | 1 | 1 | 1 | 1 | 1 | 0.5 | 0.5 | 0.5 | 0.5 | 0.5 | 0.5 | 0.5 | 0.5 | 0.5 | 0.5 | 0.5 | 1 | 1 | From eQ_Lib.dat in MASControl 2017
D_EUn_Dorm_Occup_Yr | Occupancy | FRACTION | SmrDsn | 2014-04-04 | 2014-04-12 | Constant | 1 | [23 empty] | From eQ_Lib.dat in MASControl 2017
D_EUn_Dorm_Occup_Yr | Occupancy | FRACTION | WntrDsn | 2014-04-04 | 2014-04-12 | Constant | 0 | [23 empty] | From eQ_Lib.dat in MASControl 2017
D_EUn_Dorm_Occup_Yr | Occupancy | FRACTION | Default | 2014-04-04 | 2014-04-12 | Constant | 0 | [23 empty] | From eQ_Lib.dat in MASControl 2017
D_EUn_Dorm_Occup_Yr | Occupancy | FRACTION | Default¦Wkdy | 2014-04-13 | 2014-05-22 | Hourly | 1 | 1 | 1 | 1 | 1 | 1 | 1 | 1 | 0.2 | 0.2 | 0.2 | 0.2 | 0.2 | 0.2 | 0.2 | 0.2 | 0.2 | 0.8 | 0.8 | 0.6 | 0.6 | 0.6 | 1 | 1 | From eQ_Lib.dat in MASControl 2017
D_EUn_Dorm_Occup_Yr | Occupancy | FRACTION | Sat | 2014-04-13 | 2014-05-22 | Hourly | 1 | 1 | 1 | 1 | 1 | 1 | 1 | 1 | 1 | 1 | 0.5 | 0.5 | 0.5 | 0.5 | 0.5 | 0.5 | 0.5 | 0.8 | 0.8 | 0.6 | 0.6 | 0.6 | 1 | 1 | From eQ_Lib.dat in MASControl 2017
D_EUn_Dorm_Occup_Yr | Occupancy | FRACTION | Sun | 2014-04-13 | 2014-05-22 | Hourly | 1 | 1 | 1 | 1 | 1 | 1 | 1 | 1 | 1 | 1 | 1 | 0.5 | 0.5 | 0.5 | 0.5 | 0.5 | 0.5 | 0.5 | 0.5 | 0.5 | 0.5 | 0.5 | 1 | 1 | From eQ_Lib.dat in MASControl 2017
D_EUn_Dorm_Occup_Yr | Occupancy | FRACTION | SmrDsn | 2014-05-23 | 2014-05-31 | Constant | 1 | [23 empty] | From eQ_Lib.dat in MASControl 2017
D_EUn_Dorm_Occup_Yr | Occupancy | FRACTION | WntrDsn | 2014-05-23 | 2014-05-31 | Constant | 0 | [23 empty] | From eQ_Lib.dat in MASControl 2017
D_EUn_Dorm_Occup_Yr | Occupancy | FRACTION | Default | 2014-05-23 | 2014-05-31 | Constant | 0 | [23 empty] | From eQ_Lib.dat in MASControl 2017
D_EUn_Dorm_Occup_Yr | Occupancy | FRACTION | Default¦Wkdy | 2014-06-01 | 2014-08-07 | Hourly | 0.5 | 0.5 | 0.5 | 0.5 | 0.5 | 0.5 | 0.5 | 0.5 | 0.1 | 0.1 | 0.1 | 0.1 | 0.1 | 0.1 | 0.1 | 0.1 | 0.1 | 0.4 | 0.4 | 0.3 | 0.3 | 0.3 | 0.5 | 0.5 | From eQ_Lib.dat in MASControl 2017
D_EUn_Dorm_Occup_Yr | Occupancy | FRACTION | Sat | 2014-06-01 | 2014-08-07 | Hourly | 0.5 | 0.5 | 0.5 | 0.5 | 0.5 | 0.5 | 0.5 | 0.5 | 0.5 | 0.5 | 0.25 | 0.25 | 0.25 | 0.25 | 0.25 | 0.25 | 0.25 | 0.4 | 0.4 | 0.3 | 0.3 | 0.3 | 0.5 | 0.5 | From eQ_Lib.dat in MASControl 2017
D_EUn_Dorm_Occup_Yr | Occupancy | FRACTION | Sun | 2014-06-01 | 2014-08-07 | Hourly | 0.5 | 0.5 | 0.5 | 0.5 | 0.5 | 0.5 | 0.5 | 0.5 | 0.5 | 0.5 | 0.5 | 0.25 | 0.25 | 0.25 | 0.25 | 0.25 | 0.25 | 0.25 | 0.25 | 0.25 | 0.25 | 0.25 | 0.5 | 0.5 | From eQ_Lib.dat in MASControl 2017
D_EUn_Dorm_Occup_Yr | Occupancy | FRACTION | SmrDsn | 2014-08-08 | 2014-08-16 | Constant | 1 | [23 empty] | From eQ_Lib.dat in MASControl 2017
D_EUn_Dorm_Occup_Yr | Occupancy | FRACTION | WntrDsn | 2014-08-08 | 2014-08-16 | Constant | 0 | [23 empty] | From eQ_Lib.dat in MASControl 2017
D_EUn_Dorm_Occup_Yr | Occupancy | FRACTION | Default | 2014-08-08 | 2014-08-16 | Constant | 0 | [23 empty] | From eQ_Lib.dat in MASControl 2017
D_EUn_Dorm_Occup_Yr | Occupancy | FRACTION | Default¦Wkdy | 2014-08-17 | 2014-12-11 | Hourly | 1 | 1 | 1 | 1 | 1 | 1 | 1 | 1 | 0.2 | 0.2 | 0.2 | 0.2 | 0.2 | 0.2 | 0.2 | 0.2 | 0.2 | 0.8 | 0.8 | 0.6 | 0.6 | 0.6 | 1 | 1 | From eQ_Lib.dat in MASControl 2017
D_EUn_Dorm_Occup_Yr | Occupancy | FRACTION | Sat | 2014-08-17 | 2014-12-11 | Hourly | 1 | 1 | 1 | 1 | 1 | 1 | 1 | 1 | 1 | 1 | 0.5 | 0.5 | 0.5 | 0.5 | 0.5 | 0.5 | 0.5 | 0.8 | 0.8 | 0.6 | 0.6 | 0.6 | 1 | 1 | From eQ_Lib.dat in MASControl 2017
D_EUn_Dorm_Occup_Yr | Occupancy | FRACTION | Sun | 2014-08-17 | 2014-12-11 | Hourly | 1 | 1 | 1 | 1 | 1 | 1 | 1 | 1 | 1 | 1 | 1 | 0.5 | 0.5 | 0.5 | 0.5 | 0.5 | 0.5 | 0.5 | 0.5 | 0.5 | 0.5 | 0.5 | 1 | 1 | From eQ_Lib.dat in MASControl 2017
D_EUn_Dorm_Occup_Yr | Occupancy | FRACTION | SmrDsn | 2014-12-12 | 2014-12-31 | Constant | 1 | [23 empty] | From eQ_Lib.dat in MASControl 2017
D_EUn_Dorm_Occup_Yr | Occupancy | FRACTION | WntrDsn | 2014-12-12 | 2014-12-31 | Constant | 0 | [23 empty] | From eQ_Lib.dat in MASControl 2017
D_EUn_Dorm_Occup_Yr | Occupancy | FRACTION | Default | 2014-12-12 | 2014-12-31 | Constant | 0 | [23 empty] | From eQ_Lib.dat in MASControl 2017
D_EUn_Dorm_Occup_Yr | Occupancy | FRACTION | WntrDsn | 2014-01-01 | 2014-12-31 | Constant | 0 | [23 empty] | From eQ_Lib.dat in MASControl 2017
D_EUn_Dorm_Occup_Yr | Occupancy | FRACTION | SmrDsn | 2014-01-01 | 2014-12-31 | Constant | 1 | [23 empty] | From eQ_Lib.dat in MASControl 2017
D_EUn_Dorm_Occup_Yr | Occupancy | FRACTION | Hol | 2014-01-01 | 2014-12-31 | Hourly | 0.5 | 0.5 | 0.5 | 0.5 | 0.5 | 0.5 | 0.5 | 0.5 | 0.5 | 0.5 | 0.5 | 0.25 | 0.25 | 0.25 | 0.25 | 0.25 | 0.25 | 0.25 | 0.25 | 0.25 | 0.25 | 0.25 | 0.5 | 0.5 | From eQ_Lib.dat in MASControl 2017
D_EUn_Ktchn_Occup_Yr | Occupancy | FRACTION | SmrDsn | 2014-01-01 | 2014-01-11 | Constant | 1 | [23 empty] | From eQ_Lib.dat in MASControl 2017
D_EUn_Ktchn_Occup_Yr | Occupancy | FRACTION | WntrDsn | 2014-01-01 | 2014-01-11 | Constant | 0 | [23 empty] | From eQ_Lib.dat in MASControl 2017
D_EUn_Ktchn_Occup_Yr | Occupancy | FRACTION | Default | 2014-01-01 | 2014-01-11 | Constant | 0 | [23 empty] | From eQ_Lib.dat in MASControl 2017
D_EUn_Ktchn_Occup_Yr | Occupancy | FRACTION | Default¦Wkdy | 2014-01-12 | 2014-04-03 | Hourly | 0 | 0 | 0 | 0 | 0 | 0 | 0.3 | 0.4 | 0.4 | 0.3 | 0.3 | 0.9 | 0.8 | 0.4 | 0.4 | 0.6 | 0.9 | 0.8 | 0.2 | 0 | 0 | 0 | 0 | 0 | From eQ_Lib.dat in MASControl 2017
D_EUn_Ktchn_Occup_Yr | Occupancy | FRACTION | Wknd | 2014-01-12 | 2014-04-03 | Hourly | 0 | 0 | 0 | 0 | 0 | 0 | 0.1668 | 0.2224 | 0.2224 | 0.1668 | 0.1668 | 0.5004 | 0.4448 | 0.2224 | 0.2224 | 0.3336 | 0.5004 | 0.4448 | 0.1112 | 0 | 0 | 0 | 0 | 0 | From eQ_Lib.dat in MASControl 2017
D_EUn_Ktchn_Occup_Yr | Occupancy | FRACTION | SmrDsn | 2014-04-04 | 2014-04-12 | Constant | 1 | [23 empty] | From eQ_Lib.dat in MASControl 2017
D_EUn_Ktchn_Occup_Yr | Occupancy | FRACTION | WntrDsn | 2014-04-04 | 2014-04-12 | Constant | 0 | [23 empty] | From eQ_Lib.dat in MASControl 2017
D_EUn_Ktchn_Occup_Yr | Occupancy | FRACTION | Default | 2014-04-04 | 2014-04-12 | Constant | 0 | [23 empty] | From eQ_Lib.dat in MASControl 2017
D_EUn_Ktchn_Occup_Yr | Occupancy | FRACTION | Default¦Wkdy | 2014-04-13 | 2014-05-22 | Hourly | 0 | 0 | 0 | 0 | 0 | 0 | 0.3 | 0.4 | 0.4 | 0.3 | 0.3 | 0.9 | 0.8 | 0.4 | 0.4 | 0.6 | 0.9 | 0.8 | 0.2 | 0 | 0 | 0 | 0 | 0 | From eQ_Lib.dat in MASControl 2017
D_EUn_Ktchn_Occup_Yr | Occupancy | FRACTION | Wknd | 2014-04-13 | 2014-05-22 | Hourly | 0 | 0 | 0 | 0 | 0 | 0 | 0.1668 | 0.2224 | 0.2224 | 0.1668 | 0.1668 | 0.5004 | 0.4448 | 0.2224 | 0.2224 | 0.3336 | 0.5004 | 0.4448 | 0.1112 | 0 | 0 | 0 | 0 | 0 | From eQ_Lib.dat in MASControl 2017
D_EUn_Ktchn_Occup_Yr | Occupancy | FRACTION | SmrDsn | 2014-05-23 | 2014-05-31 | Constant | 1 | [23 empty] | From eQ_Lib.dat in MASControl 2017
D_EUn_Ktchn_Occup_Yr | Occupancy | FRACTION | WntrDsn | 2014-05-23 | 2014-05-31 | Constant | 0 | [23 empty] | From eQ_Lib.dat in MASControl 2017
D_EUn_Ktchn_Occup_Yr | Occupancy | FRACTION | Default | 2014-05-23 | 2014-05-31 | Constant | 0 | [23 empty] | From eQ_Lib.dat in MASControl 2017
D_EUn_Ktchn_Occup_Yr | Occupancy | FRACTION | Default¦Wkdy | 2014-06-01 | 2014-08-07 | Hourly | 0 | 0 | 0 | 0 | 0 | 0 | 0.15 | 0.2 | 0.2 | 0.15 | 0.15 | 0.45 | 0.4 | 0.2 | 0.2 | 0.3 | 0.45 | 0.4 | 0.1 | 0 | 0 | 0 | 0 | 0 | From eQ_Lib.dat in MASControl 2017
D_EUn_Ktchn_Occup_Yr | Occupancy | FRACTION | Wknd | 2014-06-01 | 2014-08-07 | Hourly | 0 | 0 | 0 | 0 | 0 | 0 | 0.0834 | 0.1112 | 0.1112 | 0.0834 | 0.0834 | 0.2502 | 0.2224 | 0.1112 | 0.1112 | 0.1668 | 0.2502 | 0.2224 | 0.0556 | 0 | 0 | 0 | 0 | 0 | From eQ_Lib.dat in MASControl 2017
D_EUn_Ktchn_Occup_Yr | Occupancy | FRACTION | SmrDsn | 2014-08-08 | 2014-08-16 | Constant | 1 | [23 empty] | From eQ_Lib.dat in MASControl 2017
D_EUn_Ktchn_Occup_Yr | Occupancy | FRACTION | WntrDsn | 2014-08-08 | 2014-08-16 | Constant | 0 | [23 empty] | From eQ_Lib.dat in MASControl 2017
D_EUn_Ktchn_Occup_Yr | Occupancy | FRACTION | Default | 2014-08-08 | 2014-08-16 | Constant | 0 | [23 empty] | From eQ_Lib.dat in MASControl 2017
D_EUn_Ktchn_Occup_Yr | Occupancy | FRACTION | Default¦Wkdy | 2014-08-17 | 2014-12-11 | Hourly | 0 | 0 | 0 | 0 | 0 | 0 | 0.3 | 0.4 | 0.4 | 0.3 | 0.3 | 0.9 | 0.8 | 0.4 | 0.4 | 0.6 | 0.9 | 0.8 | 0.2 | 0 | 0 | 0 | 0 | 0 | From eQ_Lib.dat in MASControl 2017
D_EUn_Ktchn_Occup_Yr | Occupancy | FRACTION | Wknd | 2014-08-17 | 2014-12-11 | Hourly | 0 | 0 | 0 | 0 | 0 | 0 | 0.1668 | 0.2224 | 0.2224 | 0.1668 | 0.1668 | 0.5004 | 0.4448 | 0.2224 | 0.2224 | 0.3336 | 0.5004 | 0.4448 | 0.1112 | 0 | 0 | 0 | 0 | 0 | From eQ_Lib.dat in MASControl 2017
D_EUn_Ktchn_Occup_Yr | Occupancy | FRACTION | SmrDsn | 2014-12-12 | 2014-12-31 | Constant | 1 | [23 empty] | From eQ_Lib.dat in MASControl 2017
D_EUn_Ktchn_Occup_Yr | Occupancy | FRACTION | WntrDsn | 2014-12-12 | 2014-12-31 | Constant | 0 | [23 empty] | From eQ_Lib.dat in MASControl 2017
D_EUn_Ktchn_Occup_Yr | Occupancy | FRACTION | Default | 2014-12-12 | 2014-12-31 | Constant | 0 | [23 empty] | From eQ_Lib.dat in MASControl 2017
D_EUn_Ktchn_Occup_Yr | Occupancy | FRACTION | WntrDsn | 2014-01-01 | 2014-12-31 | Constant | 0 | [23 empty] | From eQ_Lib.dat in MASControl 2017
D_EUn_Ktchn_Occup_Yr | Occupancy | FRACTION | SmrDsn | 2014-01-01 | 2014-12-31 | Constant | 1 | [23 empty] | From eQ_Lib.dat in MASControl 2017
D_EUn_Ktchn_Occup_Yr | Occupancy | FRACTION | Hol | 2014-01-01 | 2014-12-31 | Hourly | 0 | 0 | 0 | 0 | 0 | 0 | 0.0834 | 0.1112 | 0.1112 | 0.0834 | 0.0834 | 0.2502 | 0.2224 | 0.1112 | 0.1112 | 0.1668 | 0.2502 | 0.2224 | 0.0556 | 0 | 0 | 0 | 0 | 0 | From eQ_Lib.dat in MASControl 2017
D_EUn_OffGen_Occup_Yr | Occupancy | FRACTION | SmrDsn | 2014-01-01 | 2014-01-11 | Constant | 1 | [23 empty] | From eQ_Lib.dat in MASControl 2017
D_EUn_OffGen_Occup_Yr | Occupancy | FRACTION | WntrDsn | 2014-01-01 | 2014-01-11 | Constant | 0 | [23 empty] | From eQ_Lib.dat in MASControl 2017
D_EUn_OffGen_Occup_Yr | Occupancy | FRACTION | Default | 2014-01-01 | 2014-01-11 | Constant | 0 | [23 empty] | From eQ_Lib.dat in MASControl 2017
D_EUn_OffGen_Occup_Yr | Occupancy | FRACTION | Default¦Wkdy | 2014-01-12 | 2014-04-03 | Hourly | 0 | 0 | 0 | 0 | 0 | 0 | 0 | 0.3 | 1 | 1 | 1 | 0.8 | 0.4 | 0.8 | 1 | 1 | 1 | 0.3 | 0.1 | 0.1 | 0.1 | 0.05 | 0.05 | 0.05 | From eQ_Lib.dat in MASControl 2017
D_EUn_OffGen_Occup_Yr | Occupancy | FRACTION | Sat | 2014-01-12 | 2014-04-03 | Hourly | 0 | 0 | 0 | 0 | 0 | 0 | 0 | 0.15 | 0.35 | 0.35 | 0.35 | 0.25 | 0.25 | 0.35 | 0.35 | 0.3 | 0.2 | 0.05 | 0.05 | 0.05 | 0 | 0 | 0 | 0 | From eQ_Lib.dat in MASControl 2017
D_EUn_OffGen_Occup_Yr | Occupancy | FRACTION | Sun | 2014-01-12 | 2014-04-03 | Constant | 0 | [23 empty] | From eQ_Lib.dat in MASControl 2017
D_EUn_OffGen_Occup_Yr | Occupancy | FRACTION | SmrDsn | 2014-04-04 | 2014-04-12 | Constant | 1 | [23 empty] | From eQ_Lib.dat in MASControl 2017
D_EUn_OffGen_Occup_Yr | Occupancy | FRACTION | WntrDsn | 2014-04-04 | 2014-04-12 | Constant | 0 | [23 empty] | From eQ_Lib.dat in MASControl 2017
D_EUn_OffGen_Occup_Yr | Occupancy | FRACTION | Default | 2014-04-04 | 2014-04-12 | Constant | 0 | [23 empty] | From eQ_Lib.dat in MASControl 2017
D_EUn_OffGen_Occup_Yr | Occupancy | FRACTION | Default¦Wkdy | 2014-04-13 | 2014-05-22 | Hourly | 0 | 0 | 0 | 0 | 0 | 0 | 0 | 0.3 | 1 | 1 | 1 | 0.8 | 0.4 | 0.8 | 1 | 1 | 1 | 0.3 | 0.1 | 0.1 | 0.1 | 0.05 | 0.05 | 0.05 | From eQ_Lib.dat in MASControl 2017
D_EUn_OffGen_Occup_Yr | Occupancy | FRACTION | Sat | 2014-04-13 | 2014-05-22 | Hourly | 0 | 0 | 0 | 0 | 0 | 0 | 0 | 0.15 | 0.35 | 0.35 | 0.35 | 0.25 | 0.25 | 0.35 | 0.35 | 0.3 | 0.2 | 0.05 | 0.05 | 0.05 | 0 | 0 | 0 | 0 | From eQ_Lib.dat in MASControl 2017
D_EUn_OffGen_Occup_Yr | Occupancy | FRACTION | Sun | 2014-04-13 | 2014-05-22 | Constant | 0 | [23 empty] | From eQ_Lib.dat in MASControl 2017
D_EUn_OffGen_Occup_Yr | Occupancy | FRACTION | SmrDsn | 2014-05-23 | 2014-05-31 | Constant | 1 | [23 empty] | From eQ_Lib.dat in MASControl 2017
D_EUn_OffGen_Occup_Yr | Occupancy | FRACTION | WntrDsn | 2014-05-23 | 2014-05-31 | Constant | 0 | [23 empty] | From eQ_Lib.dat in MASControl 2017
D_EUn_OffGen_Occup_Yr | Occupancy | FRACTION | Default | 2014-05-23 | 2014-05-31 | Constant | 0 | [23 empty] | From eQ_Lib.dat in MASControl 2017
D_EUn_OffGen_Occup_Yr | Occupancy | FRACTION | Default¦Wkdy | 2014-06-01 | 2014-08-07 | Hourly | 0 | 0 | 0 | 0 | 0 | 0 | 0 | 0.15 | 0.5 | 0.5 | 0.5 | 0.4 | 0.2 | 0.4 | 0.5 | 0.5 | 0.5 | 0.15 | 0.05 | 0.05 | 0.05 | 0.025 | 0.025 | 0.025 | From eQ_Lib.dat in MASControl 2017
D_EUn_OffGen_Occup_Yr | Occupancy | FRACTION | Sat | 2014-06-01 | 2014-08-07 | Hourly | 0 | 0 | 0 | 0 | 0 | 0 | 0 | 0.075 | 0.175 | 0.175 | 0.175 | 0.125 | 0.125 | 0.175 | 0.175 | 0.15 | 0.1 | 0.025 | 0.025 | 0.025 | 0 | 0 | 0 | 0 | From eQ_Lib.dat in MASControl 2017
D_EUn_OffGen_Occup_Yr | Occupancy | FRACTION | Sun | 2014-06-01 | 2014-08-07 | Constant | 0 | [23 empty] | From eQ_Lib.dat in MASControl 2017
D_EUn_OffGen_Occup_Yr | Occupancy | FRACTION | SmrDsn | 2014-08-08 | 2014-08-16 | Constant | 1 | [23 empty] | From eQ_Lib.dat in MASControl 2017
D_EUn_OffGen_Occup_Yr | Occupancy | FRACTION | WntrDsn | 2014-08-08 | 2014-08-16 | Constant | 0 | [23 empty] | From eQ_Lib.dat in MASControl 2017
D_EUn_OffGen_Occup_Yr | Occupancy | FRACTION | Default | 2014-08-08 | 2014-08-16 | Constant | 0 | [23 empty] | From eQ_Lib.dat in MASControl 2017
D_EUn_OffGen_Occup_Yr | Occupancy | FRACTION | Default¦Wkdy | 2014-08-17 | 2014-12-11 | Hourly | 0 | 0 | 0 | 0 | 0 | 0 | 0 | 0.3 | 1 | 1 | 1 | 0.8 | 0.4 | 0.8 | 1 | 1 | 1 | 0.3 | 0.1 | 0.1 | 0.1 | 0.05 | 0.05 | 0.05 | From eQ_Lib.dat in MASControl 2017
D_EUn_OffGen_Occup_Yr | Occupancy | FRACTION | Sat | 2014-08-17 | 2014-12-11 | Hourly | 0 | 0 | 0 | 0 | 0 | 0 | 0 | 0.15 | 0.35 | 0.35 | 0.35 | 0.25 | 0.25 | 0.35 | 0.35 | 0.3 | 0.2 | 0.05 | 0.05 | 0.05 | 0 | 0 | 0 | 0 | From eQ_Lib.dat in MASControl 2017
D_EUn_OffGen_Occup_Yr | Occupancy | FRACTION | Sun | 2014-08-17 | 2014-12-11 | Constant | 0 | [23 empty] | From eQ_Lib.dat in MASControl 2017
D_EUn_OffGen_Occup_Yr | Occupancy | FRACTION | SmrDsn | 2014-12-12 | 2014-12-31 | Constant | 1 | [23 empty] | From eQ_Lib.dat in MASControl 2017
D_EUn_OffGen_Occup_Yr | Occupancy | FRACTION | WntrDsn | 2014-12-12 | 2014-12-31 | Constant | 0 | [23 empty] | From eQ_Lib.dat in MASControl 2017
D_EUn_OffGen_Occup_Yr | Occupancy | FRACTION | Default | 2014-12-12 | 2014-12-31 | Constant | 0 | [23 empty] | From eQ_Lib.dat in MASControl 2017
D_EUn_OffGen_Occup_Yr | Occupancy | FRACTION | WntrDsn | 2014-01-01 | 2014-12-31 | Constant | 0 | [23 empty] | From eQ_Lib.dat in MASControl 2017
D_EUn_OffGen_Occup_Yr | Occupancy | FRACTION | SmrDsn | 2014-01-01 | 2014-12-31 | Constant | 1 | [23 empty] | From eQ_Lib.dat in MASControl 2017
D_EUn_OffGen_Occup_Yr | Occupancy | FRACTION | Hol | 2014-01-01 | 2014-12-31 | Constant | 0 | [23 empty] | From eQ_Lib.dat in MASControl 2017
D_Gro_IndDock_Occup_Yr | Occupancy | FRACTION | SmrDsn | 2014-01-01 | 2014-12-31 | Constant | 1 | [23 empty] | From eQ_Lib.dat in MASControl 2017
D_Gro_IndDock_Occup_Yr | Occupancy | FRACTION | WntrDsn | 2014-01-01 | 2014-12-31 | Constant | 0 | [23 empty] | From eQ_Lib.dat in MASControl 2017
D_Gro_IndDock_Occup_Yr | Occupancy | FRACTION | Default¦Hol | 2014-01-01 | 2014-12-31 | Hourly | 0.5 | 0.5 | 0.5 | 0.5 | 0.5 | 0.5 | 1 | 1 | 1 | 1 | 1 | 1 | 1 | 1 | 1 | 1 | 1 | 1 | 1 | 1 | 1 | 1 | 0.5 | 0.5 | From eQ_Lib.dat in MASControl 2017
D_Gro_OffGen_Occup_Yr | Occupancy | FRACTION | SmrDsn | 2014-01-01 | 2014-12-31 | Constant | 1 | [23 empty] | From eQ_Lib.dat in MASControl 2017
D_Gro_OffGen_Occup_Yr | Occupancy | FRACTION | WntrDsn | 2014-01-01 | 2014-12-31 | Constant | 0 | [23 empty] | From eQ_Lib.dat in MASControl 2017
D_Gro_OffGen_Occup_Yr | Occupancy | FRACTION | Default¦Hol | 2014-01-01 | 2014-12-31 | Hourly | 0 | 0 | 0 | 0 | 0 | 0 | 0.02 | 0.04 | 0.12 | 0.28 | 0.44 | 0.45 | 0.49 | 0.52 | 0.55 | 0.6 | 0.7 | 0.68 | 0.54 | 0.32 | 0.2 | 0.02 | 0 | 0 | From eQ_Lib.dat in MASControl 2017
D_Gro_RfgFdPrep_Occup_Yr | Occupancy | FRACTION | SmrDsn | 2014-01-01 | 2014-12-31 | Constant | 1 | [23 empty] | From eQ_Lib.dat in MASControl 2017
D_Gro_RfgFdPrep_Occup_Yr | Occupancy | FRACTION | WntrDsn | 2014-01-01 | 2014-12-31 | Constant | 0 | [23 empty] | From eQ_Lib.dat in MASControl 2017
D_Gro_RfgFdPrep_Occup_Yr | Occupancy | FRACTION | Default¦Hol | 2014-01-01 | 2014-12-31 | Constant | 0.5 | [23 empty] | From eQ_Lib.dat in MASControl 2017
D_Gro_RfgW_Occup_Yr | Occupancy | FRACTION | SmrDsn | 2014-01-01 | 2014-12-31 | Constant | 1 | [23 empty] | From eQ_Lib.dat in MASControl 2017
D_Gro_RfgW_Occup_Yr | Occupancy | FRACTION | WntrDsn | 2014-01-01 | 2014-12-31 | Constant | 0 | [23 empty] | From eQ_Lib.dat in MASControl 2017
D_Gro_RfgW_Occup_Yr | Occupancy | FRACTION | Default¦Hol | 2014-01-01 | 2014-12-31 | Constant | 0.25 | [23 empty] | From eQ_Lib.dat in MASControl 2017
D_Gro_Sales_Occup_Yr | Occupancy | FRACTION | SmrDsn | 2014-01-01 | 2014-12-31 | Constant | 1 | [23 empty] | From eQ_Lib.dat in MASControl 2017
D_Gro_Sales_Occup_Yr | Occupancy | FRACTION | WntrDsn | 2014-01-01 | 2014-12-31 | Constant | 0 | [23 empty] | From eQ_Lib.dat in MASControl 2017
D_Gro_Sales_Occup_Yr | Occupancy | FRACTION | Default¦Hol | 2014-01-01 | 2014-12-31 | Hourly | 0 | 0 | 0 | 0 | 0 | 0 | 0.02 | 0.04 | 0.12 | 0.28 | 0.44 | 0.45 | 0.49 | 0.52 | 0.55 | 0.6 | 0.7 | 0.68 | 0.54 | 0.32 | 0.2 | 0.02 | 0 | 0 | From eQ_Lib.dat in MASControl 2017
D_Hsp_FacMnt_Occup_Yr | Occupancy | FRACTION | SmrDsn | 2014-01-01 | 2014-12-31 | Constant | 1 | [23 empty] | From eQ_Lib.dat in MASControl 2017
D_Hsp_FacMnt_Occup_Yr | Occupancy | FRACTION | WntrDsn | 2014-01-01 | 2014-12-31 | Constant | 0 | [23 empty] | From eQ_Lib.dat in MASControl 2017
D_Hsp_FacMnt_Occup_Yr | Occupancy | FRACTION | Default¦Hol | 2014-01-01 | 2014-12-31 | Hourly | 0 | 0 | 0 | 0 | 0 | 0 | 0 | 0 | 0.5 | 0.5 | 0.5 | 0.3 | 0.3 | 0.5 | 0.5 | 0.5 | 0.5 | 0.3 | 0.3 | 0.3 | 0 | 0 | 0 | 0 | From eQ_Lib.dat in MASControl 2017
D_Hsp_ICU_Occup_Yr | Occupancy | FRACTION | SmrDsn | 2014-01-01 | 2014-12-31 | Constant | 1 | [23 empty] | From eQ_Lib.dat in MASControl 2017
D_Hsp_ICU_Occup_Yr | Occupancy | FRACTION | WntrDsn | 2014-01-01 | 2014-12-31 | Constant | 0 | [23 empty] | From eQ_Lib.dat in MASControl 2017
D_Hsp_ICU_Occup_Yr | Occupancy | FRACTION | Default¦Hol | 2014-01-01 | 2014-12-31 | Hourly | 0.7 | 0.7 | 0.7 | 0.7 | 0.7 | 0.7 | 0.7 | 0.7 | 0.8 | 0.8 | 0.8 | 0.8 | 0.8 | 0.8 | 0.8 | 0.8 | 0.8 | 0.8 | 0.8 | 0.8 | 0.7 | 0.7 | 0.7 | 0.7 | From eQ_Lib.dat in MASControl 2017
D_Hsp_Ktchn_Occup_Yr | Occupancy | FRACTION | SmrDsn | 2014-01-01 | 2014-12-31 | Constant | 1 | [23 empty] | From eQ_Lib.dat in MASControl 2017
D_Hsp_Ktchn_Occup_Yr | Occupancy | FRACTION | WntrDsn | 2014-01-01 | 2014-12-31 | Constant | 0 | [23 empty] | From eQ_Lib.dat in MASControl 2017
D_Hsp_Ktchn_Occup_Yr | Occupancy | FRACTION | Default¦Hol | 2014-01-01 | 2014-12-31 | Hourly | 0.25 | 0.25 | 0.25 | 0.25 | 0.25 | 0.25 | 0.25 | 0.25 | 0.5 | 0.5 | 0.5 | 0.3 | 0.3 | 0.5 | 0.5 | 0.5 | 0.5 | 0.3 | 0.3 | 0.3 | 0.25 | 0.25 | 0.25 | 0.25 | From eQ_Lib.dat in MASControl 2017
D_Hsp_Nrs_Occup_Yr | Occupancy | FRACTION | SmrDsn | 2014-01-01 | 2014-12-31 | Constant | 1 | [23 empty] | From eQ_Lib.dat in MASControl 2017
D_Hsp_Nrs_Occup_Yr | Occupancy | FRACTION | WntrDsn | 2014-01-01 | 2014-12-31 | Constant | 0 | [23 empty] | From eQ_Lib.dat in MASControl 2017
D_Hsp_Nrs_Occup_Yr | Occupancy | FRACTION | Default¦Hol | 2014-01-01 | 2014-12-31 | Hourly | 0.25 | 0.25 | 0.25 | 0.25 | 0.25 | 0.25 | 0.25 | 0.25 | 0.5 | 0.5 | 0.5 | 0.3 | 0.3 | 0.5 | 0.5 | 0.5 | 0.5 | 0.3 | 0.3 | 0.3 | 0.25 | 0.25 | 0.25 | 0.25 | From eQ_Lib.dat in MASControl 2017
D_Hsp_OffGen_Occup_Yr | Occupancy | FRACTION | SmrDsn | 2014-01-01 | 2014-12-31 | Constant | 1 | [23 empty] | From eQ_Lib.dat in MASControl 2017
D_Hsp_OffGen_Occup_Yr | Occupancy | FRACTION | WntrDsn | 2014-01-01 | 2014-12-31 | Constant | 0 | [23 empty] | From eQ_Lib.dat in MASControl 2017
D_Hsp_OffGen_Occup_Yr | Occupancy | FRACTION | Default¦Hol | 2014-01-01 | 2014-12-31 | Hourly | 0 | 0 | 0 | 0 | 0 | 0 | 0 | 0 | 0.5 | 0.5 | 0.5 | 0.3 | 0.3 | 0.5 | 0.5 | 0.5 | 0.5 | 0.3 | 0.3 | 0.3 | 0 | 0 | 0 | 0 | From eQ_Lib.dat in MASControl 2017
D_Hsp_Patient_Occup_Yr | Occupancy | FRACTION | SmrDsn | 2014-01-01 | 2014-12-31 | Constant | 1 | [23 empty] | From eQ_Lib.dat in MASControl 2017
D_Hsp_Patient_Occup_Yr | Occupancy | FRACTION | WntrDsn | 2014-01-01 | 2014-12-31 | Constant | 0 | [23 empty] | From eQ_Lib.dat in MASControl 2017
D_Hsp_Patient_Occup_Yr | Occupancy | FRACTION | Default¦Hol | 2014-01-01 | 2014-12-31 | Hourly | 0.8 | 0.8 | 0.8 | 0.8 | 0.8 | 0.8 | 0.8 | 0.8 | 0.8 | 0.8 | 1 | 1 | 0.8 | 0.8 | 0.8 | 0.8 | 0.8 | 0.8 | 0.8 | 1 | 1 | 0.8 | 0.8 | 0.8 | From eQ_Lib.dat in MASControl 2017
D_Hsp_SrgOutLab_Occup_Yr | Occupancy | FRACTION | SmrDsn | 2014-01-01 | 2014-12-31 | Constant | 1 | [23 empty] | From eQ_Lib.dat in MASControl 2017
D_Hsp_SrgOutLab_Occup_Yr | Occupancy | FRACTION | WntrDsn | 2014-01-01 | 2014-12-31 | Constant | 0 | [23 empty] | From eQ_Lib.dat in MASControl 2017
D_Hsp_SrgOutLab_Occup_Yr | Occupancy | FRACTION | Default¦Hol | 2014-01-01 | 2014-12-31 | Hourly | 0 | 0 | 0 | 0 | 0 | 0 | 0 | 0 | 0.5 | 0.5 | 0.5 | 0.3 | 0.3 | 0.5 | 0.5 | 0.5 | 0.5 | 0.3 | 0.3 | 0.3 | 0 | 0 | 0 | 0 | From eQ_Lib.dat in MASControl 2017
D_Htl_Cordr_Occup_Yr | Occupancy | FRACTION | SmrDsn | 2014-01-01 | 2014-12-31 | Constant | 1 | [23 empty] | From eQ_Lib.dat in MASControl 2017
D_Htl_Cordr_Occup_Yr | Occupancy | FRACTION | WntrDsn | 2014-01-01 | 2014-12-31 | Constant | 0 | [23 empty] | From eQ_Lib.dat in MASControl 2017
D_Htl_Cordr_Occup_Yr | Occupancy | FRACTION | Default¦Hol | 2014-01-01 | 2014-12-31 | Hourly | 0.32 | 0.31 | 0.28 | 0.28 | 0.3 | 0.31 | 0.35 | 0.43 | 0.5 | 0.57 | 0.68 | 0.71 | 0.76 | 0.8 | 0.77 | 0.76 | 0.69 | 0.67 | 0.57 | 0.57 | 0.5 | 0.49 | 0.39 | 0.37 | From eQ_Lib.dat in MASControl 2017
D_Htl_Din_Occup_Yr | Occupancy | FRACTION | SmrDsn | 2014-01-01 | 2014-12-31 | Constant | 1 | [23 empty] | From eQ_Lib.dat in MASControl 2017
D_Htl_Din_Occup_Yr | Occupancy | FRACTION | WntrDsn | 2014-01-01 | 2014-12-31 | Constant | 0 | [23 empty] | From eQ_Lib.dat in MASControl 2017
D_Htl_Din_Occup_Yr | Occupancy | FRACTION | Default¦Hol | 2014-01-01 | 2014-12-31 | Hourly | 0.25 | 0.24 | 0.23 | 0.23 | 0.24 | 0.26 | 0.33 | 0.41 | 0.5 | 0.6 | 0.7 | 0.71 | 0.75 | 0.8 | 0.78 | 0.75 | 0.7 | 0.61 | 0.5 | 0.46 | 0.4 | 0.39 | 0.31 | 0.29 | From eQ_Lib.dat in MASControl 2017
D_Htl_FacMnt_Occup_Yr | Occupancy | FRACTION | SmrDsn | 2014-01-01 | 2014-12-31 | Constant | 1 | [23 empty] | From eQ_Lib.dat in MASControl 2017
D_Htl_FacMnt_Occup_Yr | Occupancy | FRACTION | WntrDsn | 2014-01-01 | 2014-12-31 | Constant | 0 | [23 empty] | From eQ_Lib.dat in MASControl 2017
D_Htl_FacMnt_Occup_Yr | Occupancy | FRACTION | Default¦Hol | 2014-01-01 | 2014-12-31 | Hourly | 0.32 | 0.31 | 0.28 | 0.28 | 0.3 | 0.31 | 0.35 | 0.43 | 0.5 | 0.57 | 0.68 | 0.71 | 0.76 | 0.8 | 0.77 | 0.76 | 0.69 | 0.67 | 0.57 | 0.57 | 0.5 | 0.49 | 0.39 | 0.37 | From eQ_Lib.dat in MASControl 2017
D_Htl_GRmCi_Occup_Yr | Occupancy | FRACTION | SmrDsn | 2014-01-01 | 2014-12-31 | Constant | 1 | [23 empty] | From eQ_Lib.dat in MASControl 2017
D_Htl_GRmCi_Occup_Yr | Occupancy | FRACTION | WntrDsn | 2014-01-01 | 2014-12-31 | Constant | 0 | [23 empty] | From eQ_Lib.dat in MASControl 2017
D_Htl_GRmCi_Occup_Yr | Occupancy | FRACTION | Default¦Hol | 2014-01-01 | 2014-12-31 | Hourly | 0.32 | 0.31 | 0.28 | 0.28 | 0.3 | 0.31 | 0.35 | 0.43 | 0.5 | 0.57 | 0.68 | 0.71 | 0.76 | 0.8 | 0.77 | 0.76 | 0.69 | 0.67 | 0.57 | 0.57 | 0.5 | 0.49 | 0.39 | 0.37 | From eQ_Lib.dat in MASControl 2017
D_Htl_GRmO_Occup_Yr | Occupancy | FRACTION | SmrDsn | 2014-01-01 | 2014-12-31 | Constant | 1 | [23 empty] | From eQ_Lib.dat in MASControl 2017
D_Htl_GRmO_Occup_Yr | Occupancy | FRACTION | WntrDsn | 2014-01-01 | 2014-12-31 | Constant | 0 | [23 empty] | From eQ_Lib.dat in MASControl 2017
D_Htl_GRmO_Occup_Yr | Occupancy | FRACTION | Default¦Hol | 2014-01-01 | 2014-12-31 | Hourly | 1 | 1 | 1 | 1 | 1 | 1 | 0.9 | 0.7 | 0.2 | 0.1 | 0.1 | 0.1 | 0.1 | 0.1 | 0.1 | 0.1 | 0.1 | 0.2 | 0.2 | 0.5 | 0.5 | 0.8 | 0.9 | 1 | From eQ_Lib.dat in MASControl 2017
D_Htl_GRmU_Occup_Yr | Occupancy | FRACTION | SmrDsn | 2014-01-01 | 2014-12-31 | Constant | 1 | [23 empty] | From eQ_Lib.dat in MASControl 2017
D_Htl_GRmU_Occup_Yr | Occupancy | FRACTION | WntrDsn | 2014-01-01 | 2014-12-31 | Constant | 0 | [23 empty] | From eQ_Lib.dat in MASControl 2017
D_Htl_GRmU_Occup_Yr | Occupancy | FRACTION | Default¦Hol | 2014-01-01 | 2014-12-31 | Constant | 0 | [23 empty] | From eQ_Lib.dat in MASControl 2017
D_Htl_Ktchn_Occup_Yr | Occupancy | FRACTION | Default¦Wkdy | 2014-01-01 | 2014-12-31 | Hourly | 0.25 | 0.24 | 0.23 | 0.23 | 0.24 | 0.26 | 0.33 | 0.41 | 0.5 | 0.6 | 0.7 | 0.71 | 0.75 | 0.8 | 0.78 | 0.75 | 0.7 | 0.61 | 0.5 | 0.46 | 0.4 | 0.39 | 0.31 | 0.29 | From eQ_Lib.dat in MASControl 2017
D_Htl_Ktchn_Occup_Yr | Occupancy | FRACTION | Wknd | 2014-01-01 | 2014-12-31 | Hourly | 0.25 | 0.24 | 0.23 | 0.23 | 0.24 | 0.26 | 0.33 | 0.41 | 0.51 | 0.6 | 0.7 | 0.71 | 0.76 | 0.8 | 0.78 | 0.76 | 0.7 | 0.61 | 0.5 | 0.46 | 0.4 | 0.39 | 0.31 | 0.29 | From eQ_Lib.dat in MASControl 2017
D_Htl_Ktchn_Occup_Yr | Occupancy | FRACTION | WntrDsn | 2014-01-01 | 2014-12-31 | Constant | 0 | [23 empty] | From eQ_Lib.dat in MASControl 2017
D_Htl_Ktchn_Occup_Yr | Occupancy | FRACTION | SmrDsn | 2014-01-01 | 2014-12-31 | Constant | 1 | [23 empty] | From eQ_Lib.dat in MASControl 2017
D_Htl_Ktchn_Occup_Yr | Occupancy | FRACTION | Hol | 2014-01-01 | 2014-12-31 | Hourly | 0.25 | 0.24 | 0.23 | 0.23 | 0.24 | 0.26 | 0.33 | 0.41 | 0.51 | 0.6 | 0.7 | 0.71 | 0.76 | 0.8 | 0.78 | 0.76 | 0.7 | 0.61 | 0.5 | 0.46 | 0.4 | 0.39 | 0.31 | 0.29 | From eQ_Lib.dat in MASControl 2017
D_Htl_Lng_Occup_Yr | Occupancy | FRACTION | SmrDsn | 2014-01-01 | 2014-12-31 | Constant | 1 | [23 empty] | From eQ_Lib.dat in MASControl 2017
D_Htl_Lng_Occup_Yr | Occupancy | FRACTION | WntrDsn | 2014-01-01 | 2014-12-31 | Constant | 0 | [23 empty] | From eQ_Lib.dat in MASControl 2017
D_Htl_Lng_Occup_Yr | Occupancy | FRACTION | Default¦Hol | 2014-01-01 | 2014-12-31 | Hourly | 0.25 | 0.23 | 0.19 | 0.19 | 0.19 | 0.19 | 0.27 | 0.31 | 0.42 | 0.53 | 0.64 | 0.57 | 0.6 | 0.67 | 0.66 | 0.66 | 0.58 | 0.6 | 0.56 | 0.64 | 0.56 | 0.54 | 0.36 | 0.31 | From eQ_Lib.dat in MASControl 2017
D_Htl_Lob_Occup_Yr | Occupancy | FRACTION | SmrDsn | 2014-01-01 | 2014-12-31 | Constant | 1 | [23 empty] | From eQ_Lib.dat in MASControl 2017
D_Htl_Lob_Occup_Yr | Occupancy | FRACTION | WntrDsn | 2014-01-01 | 2014-12-31 | Constant | 0 | [23 empty] | From eQ_Lib.dat in MASControl 2017
D_Htl_Lob_Occup_Yr | Occupancy | FRACTION | Default¦Hol | 2014-01-01 | 2014-12-31 | Hourly | 0.32 | 0.31 | 0.28 | 0.28 | 0.3 | 0.31 | 0.35 | 0.43 | 0.5 | 0.57 | 0.68 | 0.71 | 0.76 | 0.8 | 0.77 | 0.76 | 0.69 | 0.67 | 0.57 | 0.57 | 0.5 | 0.49 | 0.39 | 0.37 | From eQ_Lib.dat in MASControl 2017
D_Htl_OffGen_Occup_Yr | Occupancy | FRACTION | Default¦Wkdy | 2014-01-01 | 2014-12-31 | Hourly | 0 | 0 | 0 | 0 | 0 | 0 | 0 | 0.3 | 1 | 1 | 1 | 0.8 | 0.4 | 0.8 | 1 | 1 | 1 | 0.3 | 0.1 | 0.1 | 0 | 0 | 0 | 0 | From eQ_Lib.dat in MASControl 2017
D_Htl_OffGen_Occup_Yr | Occupancy | FRACTION | Wknd | 2014-01-01 | 2014-12-31 | Hourly | 0 | 0 | 0 | 0 | 0 | 0 | 0 | 0.3 | 0.5 | 0.5 | 0.5 | 0.5 | 0.3 | 0.5 | 0.4 | 0.4 | 0.4 | 0.2 | 0.1 | 0.1 | 0 | 0 | 0 | 0 | From eQ_Lib.dat in MASControl 2017
D_Htl_OffGen_Occup_Yr | Occupancy | FRACTION | WntrDsn | 2014-01-01 | 2014-12-31 | Constant | 0 | [23 empty] | From eQ_Lib.dat in MASControl 2017
D_Htl_OffGen_Occup_Yr | Occupancy | FRACTION | SmrDsn | 2014-01-01 | 2014-12-31 | Constant | 1 | [23 empty] | From eQ_Lib.dat in MASControl 2017
D_Htl_OffGen_Occup_Yr | Occupancy | FRACTION | Hol | 2014-01-01 | 2014-12-31 | Hourly | 0 | 0 | 0 | 0 | 0 | 0 | 0 | 0.3 | 0.5 | 0.5 | 0.5 | 0.5 | 0.3 | 0.5 | 0.4 | 0.4 | 0.4 | 0.2 | 0.1 | 0.1 | 0 | 0 | 0 | 0 | From eQ_Lib.dat in MASControl 2017
D_MBT_Caf_Occup_Yr | Occupancy | FRACTION | Default¦Wkdy | 2014-01-01 | 2014-12-31 | Hourly | 0 | 0 | 0 | 0 | 0 | 0 | 0.05 | 0.3 | 0.2 | 0.05 | 0.05 | 0.25 | 1 | 0.25 | 0.05 | 0.05 | 0.1 | 0.2 | 0.1 | 0.05 | 0.05 | 0 | 0 | 0 | From eQ_Lib.dat in MASControl 2017
D_MBT_Caf_Occup_Yr | Occupancy | FRACTION | Wknd | 2014-01-01 | 2014-12-31 | Constant | 0 | [23 empty] | From eQ_Lib.dat in MASControl 2017
D_MBT_Caf_Occup_Yr | Occupancy | FRACTION | WntrDsn | 2014-01-01 | 2014-12-31 | Constant | 0 | [23 empty] | From eQ_Lib.dat in MASControl 2017
D_MBT_Caf_Occup_Yr | Occupancy | FRACTION | SmrDsn | 2014-01-01 | 2014-12-31 | Constant | 1 | [23 empty] | From eQ_Lib.dat in MASControl 2017
D_MBT_Caf_Occup_Yr | Occupancy | FRACTION | Hol | 2014-01-01 | 2014-12-31 | Constant | 0 | [23 empty] | From eQ_Lib.dat in MASControl 2017
D_MBT_CompDC_Occup_Yr | Occupancy | FRACTION | Default¦Wkdy | 2014-01-01 | 2014-12-31 | Hourly | 0 | 0 | 0 | 0 | 0 | 0 | 0.15 | 0.65 | 0.75 | 0.8 | 0.8 | 0.8 | 0.35 | 0.75 | 0.8 | 0.8 | 0.65 | 0.3 | 0.1 | 0.1 | 0.1 | 0 | 0 | 0 | From eQ_Lib.dat in MASControl 2017
D_MBT_CompDC_Occup_Yr | Occupancy | FRACTION | Wknd | 2014-01-01 | 2014-12-31 | Constant | 0 | [23 empty] | From eQ_Lib.dat in MASControl 2017
D_MBT_CompDC_Occup_Yr | Occupancy | FRACTION | WntrDsn | 2014-01-01 | 2014-12-31 | Constant | 0 | [23 empty] | From eQ_Lib.dat in MASControl 2017
D_MBT_CompDC_Occup_Yr | Occupancy | FRACTION | SmrDsn | 2014-01-01 | 2014-12-31 | Constant | 1 | [23 empty] | From eQ_Lib.dat in MASControl 2017
D_MBT_CompDC_Occup_Yr | Occupancy | FRACTION | Hol | 2014-01-01 | 2014-12-31 | Constant | 0 | [23 empty] | From eQ_Lib.dat in MASControl 2017
D_MBT_Conf_Occup_Yr | Occupancy | FRACTION | Default¦Wkdy | 2014-01-01 | 2014-12-31 | Hourly | 0 | 0 | 0 | 0 | 0 | 0 | 0 | 0.1 | 0.25 | 0 | 0 | 0 | 0 | 0 | 0.35 | 0.35 | 0 | 0 | 0.25 | 0.5 | 0.25 | 0 | 0 | 0 | From eQ_Lib.dat in MASControl 2017
D_MBT_Conf_Occup_Yr | Occupancy | FRACTION | Wknd | 2014-01-01 | 2014-12-31 | Constant | 0 | [23 empty] | From eQ_Lib.dat in MASControl 2017
D_MBT_Conf_Occup_Yr | Occupancy | FRACTION | WntrDsn | 2014-01-01 | 2014-12-31 | Constant | 0 | [23 empty] | From eQ_Lib.dat in MASControl 2017
D_MBT_Conf_Occup_Yr | Occupancy | FRACTION | SmrDsn | 2014-01-01 | 2014-12-31 | Constant | 1 | [23 empty] | From eQ_Lib.dat in MASControl 2017
D_MBT_Conf_Occup_Yr | Occupancy | FRACTION | Hol | 2014-01-01 | 2014-12-31 | Constant | 0 | [23 empty] | From eQ_Lib.dat in MASControl 2017
D_MBT_Cordr_Occup_Yr | Occupancy | FRACTION | Default¦Wkdy | 2014-01-01 | 2014-12-31 | Hourly | 0 | 0 | 0 | 0 | 0 | 0 | 0.15 | 0.65 | 0.75 | 0.8 | 0.8 | 0.8 | 0.35 | 0.75 | 0.8 | 0.8 | 0.65 | 0.3 | 0.1 | 0.1 | 0.1 | 0 | 0 | 0 | From eQ_Lib.dat in MASControl 2017
D_MBT_Cordr_Occup_Yr | Occupancy | FRACTION | Wknd | 2014-01-01 | 2014-12-31 | Constant | 0 | [23 empty] | From eQ_Lib.dat in MASControl 2017
D_MBT_Cordr_Occup_Yr | Occupancy | FRACTION | WntrDsn | 2014-01-01 | 2014-12-31 | Constant | 0 | [23 empty] | From eQ_Lib.dat in MASControl 2017
D_MBT_Cordr_Occup_Yr | Occupancy | FRACTION | SmrDsn | 2014-01-01 | 2014-12-31 | Constant | 1 | [23 empty] | From eQ_Lib.dat in MASControl 2017
D_MBT_Cordr_Occup_Yr | Occupancy | FRACTION | Hol | 2014-01-01 | 2014-12-31 | Constant | 0 | [23 empty] | From eQ_Lib.dat in MASControl 2017
D_MBT_Ind_Occup_Yr | Occupancy | FRACTION | Default¦Wkdy | 2014-01-01 | 2014-12-31 | Hourly | 0 | 0 | 0 | 0 | 0 | 0 | 0.15 | 0.65 | 0.75 | 0.8 | 0.8 | 0.8 | 0.35 | 0.75 | 0.8 | 0.8 | 0.65 | 0.3 | 0.1 | 0.1 | 0.1 | 0 | 0 | 0 | From eQ_Lib.dat in MASControl 2017
D_MBT_Ind_Occup_Yr | Occupancy | FRACTION | Wknd | 2014-01-01 | 2014-12-31 | Constant | 0 | [23 empty] | From eQ_Lib.dat in MASControl 2017
D_MBT_Ind_Occup_Yr | Occupancy | FRACTION | WntrDsn | 2014-01-01 | 2014-12-31 | Constant | 0 | [23 empty] | From eQ_Lib.dat in MASControl 2017
D_MBT_Ind_Occup_Yr | Occupancy | FRACTION | SmrDsn | 2014-01-01 | 2014-12-31 | Constant | 1 | [23 empty] | From eQ_Lib.dat in MASControl 2017
D_MBT_Ind_Occup_Yr | Occupancy | FRACTION | Hol | 2014-01-01 | 2014-12-31 | Constant | 0 | [23 empty] | From eQ_Lib.dat in MASControl 2017
D_MBT_Ktchn_Occup_Yr | Occupancy | FRACTION | Default¦Wkdy | 2014-01-01 | 2014-12-31 | Hourly | 0 | 0 | 0 | 0 | 0 | 0 | 0.05 | 0.3 | 0.2 | 0.05 | 0.05 | 0.25 | 1 | 0.25 | 0.05 | 0.05 | 0.1 | 0.2 | 0.1 | 0.05 | 0.05 | 0 | 0 | 0 | From eQ_Lib.dat in MASControl 2017
D_MBT_Ktchn_Occup_Yr | Occupancy | FRACTION | Wknd | 2014-01-01 | 2014-12-31 | Constant | 0 | [23 empty] | From eQ_Lib.dat in MASControl 2017
D_MBT_Ktchn_Occup_Yr | Occupancy | FRACTION | WntrDsn | 2014-01-01 | 2014-12-31 | Constant | 0 | [23 empty] | From eQ_Lib.dat in MASControl 2017
D_MBT_Ktchn_Occup_Yr | Occupancy | FRACTION | SmrDsn | 2014-01-01 | 2014-12-31 | Constant | 1 | [23 empty] | From eQ_Lib.dat in MASControl 2017
D_MBT_Ktchn_Occup_Yr | Occupancy | FRACTION | Hol | 2014-01-01 | 2014-12-31 | Constant | 0 | [23 empty] | From eQ_Lib.dat in MASControl 2017
D_MBT_Lab_Occup_Yr | Occupancy | FRACTION | Default¦Wkdy | 2014-01-01 | 2014-12-31 | Hourly | 0 | 0 | 0 | 0 | 0 | 0 | 0.15 | 0.65 | 0.75 | 0.8 | 0.8 | 0.8 | 0.35 | 0.75 | 0.8 | 0.8 | 0.65 | 0.3 | 0.1 | 0.1 | 0.1 | 0 | 0 | 0 | From eQ_Lib.dat in MASControl 2017
D_MBT_Lab_Occup_Yr | Occupancy | FRACTION | Wknd | 2014-01-01 | 2014-12-31 | Constant | 0 | [23 empty] | From eQ_Lib.dat in MASControl 2017
D_MBT_Lab_Occup_Yr | Occupancy | FRACTION | WntrDsn | 2014-01-01 | 2014-12-31 | Constant | 0 | [23 empty] | From eQ_Lib.dat in MASControl 2017
D_MBT_Lab_Occup_Yr | Occupancy | FRACTION | SmrDsn | 2014-01-01 | 2014-12-31 | Constant | 1 | [23 empty] | From eQ_Lib.dat in MASControl 2017
D_MBT_Lab_Occup_Yr | Occupancy | FRACTION | Hol | 2014-01-01 | 2014-12-31 | Constant | 0 | [23 empty] | From eQ_Lib.dat in MASControl 2017
D_MBT_OffGen_Occup_Yr | Occupancy | FRACTION | Default¦Wkdy | 2014-01-01 | 2014-12-31 | Hourly | 0 | 0 | 0 | 0 | 0 | 0 | 0.15 | 0.65 | 0.75 | 0.8 | 0.8 | 0.8 | 0.35 | 0.75 | 0.8 | 0.8 | 0.65 | 0.3 | 0.1 | 0.1 | 0.1 | 0 | 0 | 0 | From eQ_Lib.dat in MASControl 2017
D_MBT_OffGen_Occup_Yr | Occupancy | FRACTION | Wknd | 2014-01-01 | 2014-12-31 | Constant | 0 | [23 empty] | From eQ_Lib.dat in MASControl 2017
D_MBT_OffGen_Occup_Yr | Occupancy | FRACTION | WntrDsn | 2014-01-01 | 2014-12-31 | Constant | 0 | [23 empty] | From eQ_Lib.dat in MASControl 2017
D_MBT_OffGen_Occup_Yr | Occupancy | FRACTION | SmrDsn | 2014-01-01 | 2014-12-31 | Constant | 1 | [23 empty] | From eQ_Lib.dat in MASControl 2017
D_MBT_OffGen_Occup_Yr | Occupancy | FRACTION | Hol | 2014-01-01 | 2014-12-31 | Constant | 0 | [23 empty] | From eQ_Lib.dat in MASControl 2017
D_MFm_Bedrm_Occup_Yr | Occupancy | FRACTION | Default¦Wkdy | 2014-01-01 | 2014-01-31 | Hourly | 1 | 1 | 1 | 1 | 1 | 1 | 0.5 | 0.33 | 0 | 0 | 0 | 0 | 0 | 0 | 0 | 0 | 0 | 0 | 0 | 0 | 0 | 0 | 0.5 | 1 | From eQ_Lib.dat in MASControl 2017
D_MFm_Bedrm_Occup_Yr | Occupancy | FRACTION | Wknd | 2014-01-01 | 2014-01-31 | Hourly | 1 | 1 | 1 | 1 | 1 | 1 | 1 | 0.5 | 0 | 0 | 0 | 0 | 0 | 0 | 0 | 0 | 0 | 0 | 0 | 0 | 0 | 0 | 0.5 | 1 | From eQ_Lib.dat in MASControl 2017
D_MFm_Bedrm_Occup_Yr | Occupancy | FRACTION | Default¦Wkdy | 2014-02-01 | 2014-02-28 | Hourly | 1 | 1 | 1 | 1 | 1 | 1 | 0.5 | 0.33 | 0 | 0 | 0 | 0 | 0 | 0 | 0 | 0 | 0 | 0 | 0 | 0 | 0 | 0 | 0.5 | 1 | From eQ_Lib.dat in MASControl 2017
D_MFm_Bedrm_Occup_Yr | Occupancy | FRACTION | Wknd | 2014-02-01 | 2014-02-28 | Hourly | 1 | 1 | 1 | 1 | 1 | 1 | 1 | 0.5 | 0 | 0 | 0 | 0 | 0 | 0 | 0 | 0 | 0 | 0 | 0 | 0 | 0 | 0 | 0.5 | 1 | From eQ_Lib.dat in MASControl 2017
D_MFm_Bedrm_Occup_Yr | Occupancy | FRACTION | Default¦Wkdy | 2014-03-01 | 2014-03-31 | Hourly | 1 | 1 | 1 | 1 | 1 | 1 | 0.5 | 0.33 | 0 | 0 | 0 | 0 | 0 | 0 | 0 | 0 | 0 | 0 | 0 | 0 | 0 | 0 | 0.5 | 1 | From eQ_Lib.dat in MASControl 2017
D_MFm_Bedrm_Occup_Yr | Occupancy | FRACTION | Wknd | 2014-03-01 | 2014-03-31 | Hourly | 1 | 1 | 1 | 1 | 1 | 1 | 1 | 0.5 | 0 | 0 | 0 | 0 | 0 | 0 | 0 | 0 | 0 | 0 | 0 | 0 | 0 | 0 | 0.5 | 1 | From eQ_Lib.dat in MASControl 2017
D_MFm_Bedrm_Occup_Yr | Occupancy | FRACTION | Default¦Wkdy | 2014-04-01 | 2014-04-30 | Hourly | 1 | 1 | 1 | 1 | 1 | 1 | 0.5 | 0.33 | 0 | 0 | 0 | 0 | 0 | 0 | 0 | 0 | 0 | 0 | 0 | 0 | 0 | 0 | 0.5 | 1 | From eQ_Lib.dat in MASControl 2017
D_MFm_Bedrm_Occup_Yr | Occupancy | FRACTION | Wknd | 2014-04-01 | 2014-04-30 | Hourly | 1 | 1 | 1 | 1 | 1 | 1 | 1 | 0.5 | 0 | 0 | 0 | 0 | 0 | 0 | 0 | 0 | 0 | 0 | 0 | 0 | 0 | 0 | 0.5 | 1 | From eQ_Lib.dat in MASControl 2017
D_MFm_Bedrm_Occup_Yr | Occupancy | FRACTION | Default¦Wkdy | 2014-05-01 | 2014-05-31 | Hourly | 1 | 1 | 1 | 1 | 1 | 1 | 0.5 | 0.33 | 0 | 0 | 0 | 0 | 0 | 0 | 0 | 0 | 0 | 0 | 0 | 0 | 0 | 0 | 0.5 | 1 | From eQ_Lib.dat in MASControl 2017
D_MFm_Bedrm_Occup_Yr | Occupancy | FRACTION | Wknd | 2014-05-01 | 2014-05-31 | Hourly | 1 | 1 | 1 | 1 | 1 | 1 | 1 | 0.5 | 0 | 0 | 0 | 0 | 0 | 0 | 0 | 0 | 0 | 0 | 0 | 0 | 0 | 0 | 0.5 | 1 | From eQ_Lib.dat in MASControl 2017
D_MFm_Bedrm_Occup_Yr | Occupancy | FRACTION | Default¦Wkdy | 2014-06-01 | 2014-06-30 | Hourly | 1 | 1 | 1 | 1 | 1 | 1 | 0.5 | 0.33 | 0 | 0 | 0 | 0 | 0 | 0 | 0 | 0 | 0 | 0 | 0 | 0 | 0 | 0 | 0.5 | 1 | From eQ_Lib.dat in MASControl 2017
D_MFm_Bedrm_Occup_Yr | Occupancy | FRACTION | Wknd | 2014-06-01 | 2014-06-30 | Hourly | 1 | 1 | 1 | 1 | 1 | 1 | 1 | 0.5 | 0 | 0 | 0 | 0 | 0 | 0 | 0 | 0 | 0 | 0 | 0 | 0 | 0 | 0 | 0.5 | 1 | From eQ_Lib.dat in MASControl 2017
D_MFm_Bedrm_Occup_Yr | Occupancy | FRACTION | Default¦Wkdy | 2014-07-01 | 2014-07-31 | Hourly | 1 | 1 | 1 | 1 | 1 | 1 | 0.5 | 0.33 | 0 | 0 | 0 | 0 | 0 | 0 | 0 | 0 | 0 | 0 | 0 | 0 | 0 | 0 | 0.5 | 1 | From eQ_Lib.dat in MASControl 2017
D_MFm_Bedrm_Occup_Yr | Occupancy | FRACTION | Wknd | 2014-07-01 | 2014-07-31 | Hourly | 1 | 1 | 1 | 1 | 1 | 1 | 1 | 0.5 | 0 | 0 | 0 | 0 | 0 | 0 | 0 | 0 | 0 | 0 | 0 | 0 | 0 | 0 | 0.5 | 1 | From eQ_Lib.dat in MASControl 2017
D_MFm_Bedrm_Occup_Yr | Occupancy | FRACTION | Default¦Wkdy | 2014-08-01 | 2014-08-31 | Hourly | 1 | 1 | 1 | 1 | 1 | 1 | 0.5 | 0.33 | 0 | 0 | 0 | 0 | 0 | 0 | 0 | 0 | 0 | 0 | 0 | 0 | 0 | 0 | 0.5 | 1 | From eQ_Lib.dat in MASControl 2017
D_MFm_Bedrm_Occup_Yr | Occupancy | FRACTION | Wknd | 2014-08-01 | 2014-08-31 | Hourly | 1 | 1 | 1 | 1 | 1 | 1 | 1 | 0.5 | 0 | 0 | 0 | 0 | 0 | 0 | 0 | 0 | 0 | 0 | 0 | 0 | 0 | 0 | 0.5 | 1 | From eQ_Lib.dat in MASControl 2017
D_MFm_Bedrm_Occup_Yr | Occupancy | FRACTION | Default¦Wkdy | 2014-09-01 | 2014-09-30 | Hourly | 1 | 1 | 1 | 1 | 1 | 1 | 0.5 | 0.33 | 0 | 0 | 0 | 0 | 0 | 0 | 0 | 0 | 0 | 0 | 0 | 0 | 0 | 0 | 0.5 | 1 | From eQ_Lib.dat in MASControl 2017
D_MFm_Bedrm_Occup_Yr | Occupancy | FRACTION | Wknd | 2014-09-01 | 2014-09-30 | Hourly | 1 | 1 | 1 | 1 | 1 | 1 | 1 | 0.5 | 0 | 0 | 0 | 0 | 0 | 0 | 0 | 0 | 0 | 0 | 0 | 0 | 0 | 0 | 0.5 | 1 | From eQ_Lib.dat in MASControl 2017
D_MFm_Bedrm_Occup_Yr | Occupancy | FRACTION | Default¦Wkdy | 2014-10-01 | 2014-10-31 | Hourly | 1 | 1 | 1 | 1 | 1 | 1 | 0.5 | 0.33 | 0 | 0 | 0 | 0 | 0 | 0 | 0 | 0 | 0 | 0 | 0 | 0 | 0 | 0 | 0.5 | 1 | From eQ_Lib.dat in MASControl 2017
D_MFm_Bedrm_Occup_Yr | Occupancy | FRACTION | Wknd | 2014-10-01 | 2014-10-31 | Hourly | 1 | 1 | 1 | 1 | 1 | 1 | 1 | 0.5 | 0 | 0 | 0 | 0 | 0 | 0 | 0 | 0 | 0 | 0 | 0 | 0 | 0 | 0 | 0.5 | 1 | From eQ_Lib.dat in MASControl 2017
D_MFm_Bedrm_Occup_Yr | Occupancy | FRACTION | Default¦Wkdy | 2014-11-01 | 2014-11-30 | Hourly | 1 | 1 | 1 | 1 | 1 | 1 | 0.5 | 0.33 | 0 | 0 | 0 | 0 | 0 | 0 | 0 | 0 | 0 | 0 | 0 | 0 | 0 | 0 | 0.5 | 1 | From eQ_Lib.dat in MASControl 2017
D_MFm_Bedrm_Occup_Yr | Occupancy | FRACTION | Wknd | 2014-11-01 | 2014-11-30 | Hourly | 1 | 1 | 1 | 1 | 1 | 1 | 1 | 0.5 | 0 | 0 | 0 | 0 | 0 | 0 | 0 | 0 | 0 | 0 | 0 | 0 | 0 | 0 | 0.5 | 1 | From eQ_Lib.dat in MASControl 2017
D_MFm_Bedrm_Occup_Yr | Occupancy | FRACTION | Default¦Wkdy | 2014-12-01 | 2014-12-31 | Hourly | 1 | 1 | 1 | 1 | 1 | 1 | 0.5 | 0.33 | 0 | 0 | 0 | 0 | 0 | 0 | 0 | 0 | 0 | 0 | 0 | 0 | 0 | 0 | 0.5 | 1 | From eQ_Lib.dat in MASControl 2017
D_MFm_Bedrm_Occup_Yr | Occupancy | FRACTION | Wknd | 2014-12-01 | 2014-12-31 | Hourly | 1 | 1 | 1 | 1 | 1 | 1 | 1 | 0.5 | 0 | 0 | 0 | 0 | 0 | 0 | 0 | 0 | 0 | 0 | 0 | 0 | 0 | 0 | 0.5 | 1 | From eQ_Lib.dat in MASControl 2017
D_MFm_Bedrm_Occup_Yr | Occupancy | FRACTION | WntrDsn | 2014-01-01 | 2014-12-31 | Constant | 0 | [23 empty] | From eQ_Lib.dat in MASControl 2017
D_MFm_Bedrm_Occup_Yr | Occupancy | FRACTION | SmrDsn | 2014-01-01 | 2014-12-31 | Constant | 1 | [23 empty] | From eQ_Lib.dat in MASControl 2017
D_MFm_Bedrm_Occup_Yr | Occupancy | FRACTION | Hol | 2014-01-01 | 2014-12-31 | Hourly | 1 | 1 | 1 | 1 | 1 | 1 | 1 | 0.5 | 0 | 0 | 0 | 0 | 0 | 0 | 0 | 0 | 0 | 0 | 0 | 0 | 0 | 0 | 0.5 | 1 | From eQ_Lib.dat in MASControl 2017
D_MFm_Living_Occup_Yr | Occupancy | FRACTION | Default¦Wkdy | 2014-01-01 | 2014-01-31 | Hourly | 0 | 0 | 0 | 0 | 0 | 0 | 0.5 | 0.33 | 0.33 | 0.33 | 0.33 | 0.33 | 0.33 | 0.33 | 0.33 | 0.33 | 0.33 | 0.33 | 1 | 1 | 1 | 1 | 0.5 | 0 | From eQ_Lib.dat in MASControl 2017
D_MFm_Living_Occup_Yr | Occupancy | FRACTION | Wknd | 2014-01-01 | 2014-01-31 | Hourly | 0 | 0 | 0 | 0 | 0 | 0 | 0 | 0.5 | 0.67 | 0.67 | 0.67 | 0.67 | 0.67 | 0.67 | 0.67 | 0.67 | 0.67 | 1 | 1 | 1 | 1 | 1 | 0.5 | 0 | From eQ_Lib.dat in MASControl 2017
D_MFm_Living_Occup_Yr | Occupancy | FRACTION | Default¦Wkdy | 2014-02-01 | 2014-02-28 | Hourly | 0 | 0 | 0 | 0 | 0 | 0 | 0.5 | 0.33 | 0.33 | 0.33 | 0.33 | 0.33 | 0.33 | 0.33 | 0.33 | 0.33 | 0.33 | 0.33 | 1 | 1 | 1 | 1 | 0.5 | 0 | From eQ_Lib.dat in MASControl 2017
D_MFm_Living_Occup_Yr | Occupancy | FRACTION | Wknd | 2014-02-01 | 2014-02-28 | Hourly | 0 | 0 | 0 | 0 | 0 | 0 | 0 | 0.5 | 0.67 | 0.67 | 0.67 | 0.67 | 0.67 | 0.67 | 0.67 | 0.67 | 0.67 | 1 | 1 | 1 | 1 | 1 | 0.5 | 0 | From eQ_Lib.dat in MASControl 2017
D_MFm_Living_Occup_Yr | Occupancy | FRACTION | Default¦Wkdy | 2014-03-01 | 2014-03-31 | Hourly | 0 | 0 | 0 | 0 | 0 | 0 | 0.5 | 0.33 | 0.33 | 0.33 | 0.33 | 0.33 | 0.33 | 0.33 | 0.33 | 0.33 | 0.33 | 0.33 | 1 | 1 | 1 | 1 | 0.5 | 0 | From eQ_Lib.dat in MASControl 2017
D_MFm_Living_Occup_Yr | Occupancy | FRACTION | Wknd | 2014-03-01 | 2014-03-31 | Hourly | 0 | 0 | 0 | 0 | 0 | 0 | 0 | 0.5 | 0.67 | 0.67 | 0.67 | 0.67 | 0.67 | 0.67 | 0.67 | 0.67 | 0.67 | 1 | 1 | 1 | 1 | 1 | 0.5 | 0 | From eQ_Lib.dat in MASControl 2017
D_MFm_Living_Occup_Yr | Occupancy | FRACTION | Default¦Wkdy | 2014-04-01 | 2014-04-30 | Hourly | 0 | 0 | 0 | 0 | 0 | 0 | 0.5 | 0.33 | 0.33 | 0.33 | 0.33 | 0.33 | 0.33 | 0.33 | 0.33 | 0.33 | 0.33 | 0.33 | 1 | 1 | 1 | 1 | 0.5 | 0 | From eQ_Lib.dat in MASControl 2017
D_MFm_Living_Occup_Yr | Occupancy | FRACTION | Wknd | 2014-04-01 | 2014-04-30 | Hourly | 0 | 0 | 0 | 0 | 0 | 0 | 0 | 0.5 | 0.67 | 0.67 | 0.67 | 0.67 | 0.67 | 0.67 | 0.67 | 0.67 | 0.67 | 1 | 1 | 1 | 1 | 1 | 0.5 | 0 | From eQ_Lib.dat in MASControl 2017
D_MFm_Living_Occup_Yr | Occupancy | FRACTION | Default¦Wkdy | 2014-05-01 | 2014-05-31 | Hourly | 0 | 0 | 0 | 0 | 0 | 0 | 0.5 | 0.33 | 0.33 | 0.33 | 0.33 | 0.33 | 0.33 | 0.33 | 0.33 | 0.33 | 0.33 | 0.33 | 1 | 1 | 1 | 1 | 0.5 | 0 | From eQ_Lib.dat in MASControl 2017
D_MFm_Living_Occup_Yr | Occupancy | FRACTION | Wknd | 2014-05-01 | 2014-05-31 | Hourly | 0 | 0 | 0 | 0 | 0 | 0 | 0 | 0.5 | 0.67 | 0.67 | 0.67 | 0.67 | 0.67 | 0.67 | 0.67 | 0.67 | 0.67 | 1 | 1 | 1 | 1 | 1 | 0.5 | 0 | From eQ_Lib.dat in MASControl 2017
D_MFm_Living_Occup_Yr | Occupancy | FRACTION | Default¦Wkdy | 2014-06-01 | 2014-06-30 | Hourly | 0 | 0 | 0 | 0 | 0 | 0 | 0.5 | 0.33 | 0.33 | 0.33 | 0.33 | 0.33 | 0.33 | 0.33 | 0.33 | 0.33 | 0.33 | 0.33 | 1 | 1 | 1 | 1 | 0.5 | 0 | From eQ_Lib.dat in MASControl 2017
D_MFm_Living_Occup_Yr | Occupancy | FRACTION | Wknd | 2014-06-01 | 2014-06-30 | Hourly | 0 | 0 | 0 | 0 | 0 | 0 | 0 | 0.5 | 0.67 | 0.67 | 0.67 | 0.67 | 0.67 | 0.67 | 0.67 | 0.67 | 0.67 | 1 | 1 | 1 | 1 | 1 | 0.5 | 0 | From eQ_Lib.dat in MASControl 2017
D_MFm_Living_Occup_Yr | Occupancy | FRACTION | Default¦Wkdy | 2014-07-01 | 2014-07-31 | Hourly | 0 | 0 | 0 | 0 | 0 | 0 | 0.5 | 0.33 | 0.33 | 0.33 | 0.33 | 0.33 | 0.33 | 0.33 | 0.33 | 0.33 | 0.33 | 0.33 | 1 | 1 | 1 | 1 | 0.5 | 0 | From eQ_Lib.dat in MASControl 2017
D_MFm_Living_Occup_Yr | Occupancy | FRACTION | Wknd | 2014-07-01 | 2014-07-31 | Hourly | 0 | 0 | 0 | 0 | 0 | 0 | 0 | 0.5 | 0.67 | 0.67 | 0.67 | 0.67 | 0.67 | 0.67 | 0.67 | 0.67 | 0.67 | 1 | 1 | 1 | 1 | 1 | 0.5 | 0 | From eQ_Lib.dat in MASControl 2017
D_MFm_Living_Occup_Yr | Occupancy | FRACTION | Default¦Wkdy | 2014-08-01 | 2014-08-31 | Hourly | 0 | 0 | 0 | 0 | 0 | 0 | 0.5 | 0.33 | 0.33 | 0.33 | 0.33 | 0.33 | 0.33 | 0.33 | 0.33 | 0.33 | 0.33 | 0.33 | 1 | 1 | 1 | 1 | 0.5 | 0 | From eQ_Lib.dat in MASControl 2017
D_MFm_Living_Occup_Yr | Occupancy | FRACTION | Wknd | 2014-08-01 | 2014-08-31 | Hourly | 0 | 0 | 0 | 0 | 0 | 0 | 0 | 0.5 | 0.67 | 0.67 | 0.67 | 0.67 | 0.67 | 0.67 | 0.67 | 0.67 | 0.67 | 1 | 1 | 1 | 1 | 1 | 0.5 | 0 | From eQ_Lib.dat in MASControl 2017
D_MFm_Living_Occup_Yr | Occupancy | FRACTION | Default¦Wkdy | 2014-09-01 | 2014-09-30 | Hourly | 0 | 0 | 0 | 0 | 0 | 0 | 0.5 | 0.33 | 0.33 | 0.33 | 0.33 | 0.33 | 0.33 | 0.33 | 0.33 | 0.33 | 0.33 | 0.33 | 1 | 1 | 1 | 1 | 0.5 | 0 | From eQ_Lib.dat in MASControl 2017
D_MFm_Living_Occup_Yr | Occupancy | FRACTION | Wknd | 2014-09-01 | 2014-09-30 | Hourly | 0 | 0 | 0 | 0 | 0 | 0 | 0 | 0.5 | 0.67 | 0.67 | 0.67 | 0.67 | 0.67 | 0.67 | 0.67 | 0.67 | 0.67 | 1 | 1 | 1 | 1 | 1 | 0.5 | 0 | From eQ_Lib.dat in MASControl 2017
D_MFm_Living_Occup_Yr | Occupancy | FRACTION | Default¦Wkdy | 2014-10-01 | 2014-10-31 | Hourly | 0 | 0 | 0 | 0 | 0 | 0 | 0.5 | 0.33 | 0.33 | 0.33 | 0.33 | 0.33 | 0.33 | 0.33 | 0.33 | 0.33 | 0.33 | 0.33 | 1 | 1 | 1 | 1 | 0.5 | 0 | From eQ_Lib.dat in MASControl 2017
D_MFm_Living_Occup_Yr | Occupancy | FRACTION | Wknd | 2014-10-01 | 2014-10-31 | Hourly | 0 | 0 | 0 | 0 | 0 | 0 | 0 | 0.5 | 0.67 | 0.67 | 0.67 | 0.67 | 0.67 | 0.67 | 0.67 | 0.67 | 0.67 | 1 | 1 | 1 | 1 | 1 | 0.5 | 0 | From eQ_Lib.dat in MASControl 2017
D_MFm_Living_Occup_Yr | Occupancy | FRACTION | Default¦Wkdy | 2014-11-01 | 2014-11-30 | Hourly | 0 | 0 | 0 | 0 | 0 | 0 | 0.5 | 0.33 | 0.33 | 0.33 | 0.33 | 0.33 | 0.33 | 0.33 | 0.33 | 0.33 | 0.33 | 0.33 | 1 | 1 | 1 | 1 | 0.5 | 0 | From eQ_Lib.dat in MASControl 2017
D_MFm_Living_Occup_Yr | Occupancy | FRACTION | Wknd | 2014-11-01 | 2014-11-30 | Hourly | 0 | 0 | 0 | 0 | 0 | 0 | 0 | 0.5 | 0.67 | 0.67 | 0.67 | 0.67 | 0.67 | 0.67 | 0.67 | 0.67 | 0.67 | 1 | 1 | 1 | 1 | 1 | 0.5 | 0 | From eQ_Lib.dat in MASControl 2017
D_MFm_Living_Occup_Yr | Occupancy | FRACTION | Default¦Wkdy | 2014-12-01 | 2014-12-31 | Hourly | 0 | 0 | 0 | 0 | 0 | 0 | 0.5 | 0.33 | 0.33 | 0.33 | 0.33 | 0.33 | 0.33 | 0.33 | 0.33 | 0.33 | 0.33 | 0.33 | 1 | 1 | 1 | 1 | 0.5 | 0 | From eQ_Lib.dat in MASControl 2017
D_MFm_Living_Occup_Yr | Occupancy | FRACTION | Wknd | 2014-12-01 | 2014-12-31 | Hourly | 0 | 0 | 0 | 0 | 0 | 0 | 0 | 0.5 | 0.67 | 0.67 | 0.67 | 0.67 | 0.67 | 0.67 | 0.67 | 0.67 | 0.67 | 1 | 1 | 1 | 1 | 1 | 0.5 | 0 | From eQ_Lib.dat in MASControl 2017
D_MFm_Living_Occup_Yr | Occupancy | FRACTION | WntrDsn | 2014-01-01 | 2014-12-31 | Constant | 0 | [23 empty] | From eQ_Lib.dat in MASControl 2017
D_MFm_Living_Occup_Yr | Occupancy | FRACTION | SmrDsn | 2014-01-01 | 2014-12-31 | Constant | 1 | [23 empty] | From eQ_Lib.dat in MASControl 2017
D_MFm_Living_Occup_Yr | Occupancy | FRACTION | Hol | 2014-01-01 | 2014-12-31 | Hourly | 0 | 0 | 0 | 0 | 0 | 0 | 0 | 0.5 | 0.67 | 0.67 | 0.67 | 0.67 | 0.67 | 0.67 | 0.67 | 0.67 | 0.67 | 1 | 1 | 1 | 1 | 1 | 0.5 | 0 | From eQ_Lib.dat in MASControl 2017
D_MFm_MFPub_Occup_Yr | Occupancy | FRACTION | Default¦Wkdy | 2014-01-01 | 2014-01-31 | Hourly | 0 | 0 | 0 | 0 | 0 | 0 | 0.5 | 0.33 | 0.33 | 0.33 | 0.33 | 0.33 | 0.33 | 0.33 | 0.33 | 0.33 | 0.33 | 0.33 | 1 | 1 | 1 | 1 | 0.5 | 0 | From eQ_Lib.dat in MASControl 2017
D_MFm_MFPub_Occup_Yr | Occupancy | FRACTION | Wknd | 2014-01-01 | 2014-01-31 | Hourly | 0 | 0 | 0 | 0 | 0 | 0 | 0 | 0.5 | 0.67 | 0.67 | 0.67 | 0.67 | 0.67 | 0.67 | 0.67 | 0.67 | 0.67 | 1 | 1 | 1 | 1 | 1 | 0.5 | 0 | From eQ_Lib.dat in MASControl 2017
D_MFm_MFPub_Occup_Yr | Occupancy | FRACTION | Default¦Wkdy | 2014-02-01 | 2014-02-28 | Hourly | 0 | 0 | 0 | 0 | 0 | 0 | 0.5 | 0.33 | 0.33 | 0.33 | 0.33 | 0.33 | 0.33 | 0.33 | 0.33 | 0.33 | 0.33 | 0.33 | 1 | 1 | 1 | 1 | 0.5 | 0 | From eQ_Lib.dat in MASControl 2017
D_MFm_MFPub_Occup_Yr | Occupancy | FRACTION | Wknd | 2014-02-01 | 2014-02-28 | Hourly | 0 | 0 | 0 | 0 | 0 | 0 | 0 | 0.5 | 0.67 | 0.67 | 0.67 | 0.67 | 0.67 | 0.67 | 0.67 | 0.67 | 0.67 | 1 | 1 | 1 | 1 | 1 | 0.5 | 0 | From eQ_Lib.dat in MASControl 2017
D_MFm_MFPub_Occup_Yr | Occupancy | FRACTION | Default¦Wkdy | 2014-03-01 | 2014-03-31 | Hourly | 0 | 0 | 0 | 0 | 0 | 0 | 0.5 | 0.33 | 0.33 | 0.33 | 0.33 | 0.33 | 0.33 | 0.33 | 0.33 | 0.33 | 0.33 | 0.33 | 1 | 1 | 1 | 1 | 0.5 | 0 | From eQ_Lib.dat in MASControl 2017
D_MFm_MFPub_Occup_Yr | Occupancy | FRACTION | Wknd | 2014-03-01 | 2014-03-31 | Hourly | 0 | 0 | 0 | 0 | 0 | 0 | 0 | 0.5 | 0.67 | 0.67 | 0.67 | 0.67 | 0.67 | 0.67 | 0.67 | 0.67 | 0.67 | 1 | 1 | 1 | 1 | 1 | 0.5 | 0 | From eQ_Lib.dat in MASControl 2017
D_MFm_MFPub_Occup_Yr | Occupancy | FRACTION | Default¦Wkdy | 2014-04-01 | 2014-04-30 | Hourly | 0 | 0 | 0 | 0 | 0 | 0 | 0.5 | 0.33 | 0.33 | 0.33 | 0.33 | 0.33 | 0.33 | 0.33 | 0.33 | 0.33 | 0.33 | 0.33 | 1 | 1 | 1 | 1 | 0.5 | 0 | From eQ_Lib.dat in MASControl 2017
D_MFm_MFPub_Occup_Yr | Occupancy | FRACTION | Wknd | 2014-04-01 | 2014-04-30 | Hourly | 0 | 0 | 0 | 0 | 0 | 0 | 0 | 0.5 | 0.67 | 0.67 | 0.67 | 0.67 | 0.67 | 0.67 | 0.67 | 0.67 | 0.67 | 1 | 1 | 1 | 1 | 1 | 0.5 | 0 | From eQ_Lib.dat in MASControl 2017
D_MFm_MFPub_Occup_Yr | Occupancy | FRACTION | Default¦Wkdy | 2014-05-01 | 2014-05-31 | Hourly | 0 | 0 | 0 | 0 | 0 | 0 | 0.5 | 0.33 | 0.33 | 0.33 | 0.33 | 0.33 | 0.33 | 0.33 | 0.33 | 0.33 | 0.33 | 0.33 | 1 | 1 | 1 | 1 | 0.5 | 0 | From eQ_Lib.dat in MASControl 2017
D_MFm_MFPub_Occup_Yr | Occupancy | FRACTION | Wknd | 2014-05-01 | 2014-05-31 | Hourly | 0 | 0 | 0 | 0 | 0 | 0 | 0 | 0.5 | 0.67 | 0.67 | 0.67 | 0.67 | 0.67 | 0.67 | 0.67 | 0.67 | 0.67 | 1 | 1 | 1 | 1 | 1 | 0.5 | 0 | From eQ_Lib.dat in MASControl 2017
D_MFm_MFPub_Occup_Yr | Occupancy | FRACTION | Default¦Wkdy | 2014-06-01 | 2014-06-30 | Hourly | 0 | 0 | 0 | 0 | 0 | 0 | 0.5 | 0.33 | 0.33 | 0.33 | 0.33 | 0.33 | 0.33 | 0.33 | 0.33 | 0.33 | 0.33 | 0.33 | 1 | 1 | 1 | 1 | 0.5 | 0 | From eQ_Lib.dat in MASControl 2017
D_MFm_MFPub_Occup_Yr | Occupancy | FRACTION | Wknd | 2014-06-01 | 2014-06-30 | Hourly | 0 | 0 | 0 | 0 | 0 | 0 | 0 | 0.5 | 0.67 | 0.67 | 0.67 | 0.67 | 0.67 | 0.67 | 0.67 | 0.67 | 0.67 | 1 | 1 | 1 | 1 | 1 | 0.5 | 0 | From eQ_Lib.dat in MASControl 2017
D_MFm_MFPub_Occup_Yr | Occupancy | FRACTION | Default¦Wkdy | 2014-07-01 | 2014-07-31 | Hourly | 0 | 0 | 0 | 0 | 0 | 0 | 0.5 | 0.33 | 0.33 | 0.33 | 0.33 | 0.33 | 0.33 | 0.33 | 0.33 | 0.33 | 0.33 | 0.33 | 1 | 1 | 1 | 1 | 0.5 | 0 | From eQ_Lib.dat in MASControl 2017
D_MFm_MFPub_Occup_Yr | Occupancy | FRACTION | Wknd | 2014-07-01 | 2014-07-31 | Hourly | 0 | 0 | 0 | 0 | 0 | 0 | 0 | 0.5 | 0.67 | 0.67 | 0.67 | 0.67 | 0.67 | 0.67 | 0.67 | 0.67 | 0.67 | 1 | 1 | 1 | 1 | 1 | 0.5 | 0 | From eQ_Lib.dat in MASControl 2017
D_MFm_MFPub_Occup_Yr | Occupancy | FRACTION | Default¦Wkdy | 2014-08-01 | 2014-08-31 | Hourly | 0 | 0 | 0 | 0 | 0 | 0 | 0.5 | 0.33 | 0.33 | 0.33 | 0.33 | 0.33 | 0.33 | 0.33 | 0.33 | 0.33 | 0.33 | 0.33 | 1 | 1 | 1 | 1 | 0.5 | 0 | From eQ_Lib.dat in MASControl 2017
D_MFm_MFPub_Occup_Yr | Occupancy | FRACTION | Wknd | 2014-08-01 | 2014-08-31 | Hourly | 0 | 0 | 0 | 0 | 0 | 0 | 0 | 0.5 | 0.67 | 0.67 | 0.67 | 0.67 | 0.67 | 0.67 | 0.67 | 0.67 | 0.67 | 1 | 1 | 1 | 1 | 1 | 0.5 | 0 | From eQ_Lib.dat in MASControl 2017
D_MFm_MFPub_Occup_Yr | Occupancy | FRACTION | Default¦Wkdy | 2014-09-01 | 2014-09-30 | Hourly | 0 | 0 | 0 | 0 | 0 | 0 | 0.5 | 0.33 | 0.33 | 0.33 | 0.33 | 0.33 | 0.33 | 0.33 | 0.33 | 0.33 | 0.33 | 0.33 | 1 | 1 | 1 | 1 | 0.5 | 0 | From eQ_Lib.dat in MASControl 2017
D_MFm_MFPub_Occup_Yr | Occupancy | FRACTION | Wknd | 2014-09-01 | 2014-09-30 | Hourly | 0 | 0 | 0 | 0 | 0 | 0 | 0 | 0.5 | 0.67 | 0.67 | 0.67 | 0.67 | 0.67 | 0.67 | 0.67 | 0.67 | 0.67 | 1 | 1 | 1 | 1 | 1 | 0.5 | 0 | From eQ_Lib.dat in MASControl 2017
D_MFm_MFPub_Occup_Yr | Occupancy | FRACTION | Default¦Wkdy | 2014-10-01 | 2014-10-31 | Hourly | 0 | 0 | 0 | 0 | 0 | 0 | 0.5 | 0.33 | 0.33 | 0.33 | 0.33 | 0.33 | 0.33 | 0.33 | 0.33 | 0.33 | 0.33 | 0.33 | 1 | 1 | 1 | 1 | 0.5 | 0 | From eQ_Lib.dat in MASControl 2017
D_MFm_MFPub_Occup_Yr | Occupancy | FRACTION | Wknd | 2014-10-01 | 2014-10-31 | Hourly | 0 | 0 | 0 | 0 | 0 | 0 | 0 | 0.5 | 0.67 | 0.67 | 0.67 | 0.67 | 0.67 | 0.67 | 0.67 | 0.67 | 0.67 | 1 | 1 | 1 | 1 | 1 | 0.5 | 0 | From eQ_Lib.dat in MASControl 2017
D_MFm_MFPub_Occup_Yr | Occupancy | FRACTION | Default¦Wkdy | 2014-11-01 | 2014-11-30 | Hourly | 0 | 0 | 0 | 0 | 0 | 0 | 0.5 | 0.33 | 0.33 | 0.33 | 0.33 | 0.33 | 0.33 | 0.33 | 0.33 | 0.33 | 0.33 | 0.33 | 1 | 1 | 1 | 1 | 0.5 | 0 | From eQ_Lib.dat in MASControl 2017
D_MFm_MFPub_Occup_Yr | Occupancy | FRACTION | Wknd | 2014-11-01 | 2014-11-30 | Hourly | 0 | 0 | 0 | 0 | 0 | 0 | 0 | 0.5 | 0.67 | 0.67 | 0.67 | 0.67 | 0.67 | 0.67 | 0.67 | 0.67 | 0.67 | 1 | 1 | 1 | 1 | 1 | 0.5 | 0 | From eQ_Lib.dat in MASControl 2017
D_MFm_MFPub_Occup_Yr | Occupancy | FRACTION | Default¦Wkdy | 2014-12-01 | 2014-12-31 | Hourly | 0 | 0 | 0 | 0 | 0 | 0 | 0.5 | 0.33 | 0.33 | 0.33 | 0.33 | 0.33 | 0.33 | 0.33 | 0.33 | 0.33 | 0.33 | 0.33 | 1 | 1 | 1 | 1 | 0.5 | 0 | From eQ_Lib.dat in MASControl 2017
D_MFm_MFPub_Occup_Yr | Occupancy | FRACTION | Wknd | 2014-12-01 | 2014-12-31 | Hourly | 0 | 0 | 0 | 0 | 0 | 0 | 0 | 0.5 | 0.67 | 0.67 | 0.67 | 0.67 | 0.67 | 0.67 | 0.67 | 0.67 | 0.67 | 1 | 1 | 1 | 1 | 1 | 0.5 | 0 | From eQ_Lib.dat in MASControl 2017
D_MFm_MFPub_Occup_Yr | Occupancy | FRACTION | WntrDsn | 2014-01-01 | 2014-12-31 | Constant | 0 | [23 empty] | From eQ_Lib.dat in MASControl 2017
D_MFm_MFPub_Occup_Yr | Occupancy | FRACTION | SmrDsn | 2014-01-01 | 2014-12-31 | Constant | 1 | [23 empty] | From eQ_Lib.dat in MASControl 2017
D_MFm_MFPub_Occup_Yr | Occupancy | FRACTION | Hol | 2014-01-01 | 2014-12-31 | Hourly | 0 | 0 | 0 | 0 | 0 | 0 | 0 | 0.5 | 0.67 | 0.67 | 0.67 | 0.67 | 0.67 | 0.67 | 0.67 | 0.67 | 0.67 | 1 | 1 | 1 | 1 | 1 | 0.5 | 0 | From eQ_Lib.dat in MASControl 2017
D_MLI_Ind_Occup_Yr | Occupancy | FRACTION | Default¦Wkdy | 2014-01-01 | 2014-12-31 | Hourly | 0 | 0 | 0 | 0 | 0 | 0 | 0.15 | 0.65 | 0.75 | 0.8 | 0.8 | 0.8 | 0.35 | 0.75 | 0.8 | 0.8 | 0.65 | 0.3 | 0.1 | 0.1 | 0.1 | 0 | 0 | 0 | From eQ_Lib.dat in MASControl 2017
D_MLI_Ind_Occup_Yr | Occupancy | FRACTION | Wknd | 2014-01-01 | 2014-12-31 | Constant | 0 | [23 empty] | From eQ_Lib.dat in MASControl 2017
D_MLI_Ind_Occup_Yr | Occupancy | FRACTION | WntrDsn | 2014-01-01 | 2014-12-31 | Constant | 0 | [23 empty] | From eQ_Lib.dat in MASControl 2017
D_MLI_Ind_Occup_Yr | Occupancy | FRACTION | SmrDsn | 2014-01-01 | 2014-12-31 | Constant | 1 | [23 empty] | From eQ_Lib.dat in MASControl 2017
D_MLI_Ind_Occup_Yr | Occupancy | FRACTION | Hol | 2014-01-01 | 2014-12-31 | Constant | 0 | [23 empty] | From eQ_Lib.dat in MASControl 2017
D_MLI_Stor_Occup_Yr | Occupancy | FRACTION | Default¦Wkdy | 2014-01-01 | 2014-12-31 | Hourly | 0 | 0 | 0 | 0 | 0 | 0.9 | 0.9 | 0.9 | 1 | 1 | 1 | 1 | 1 | 1 | 1 | 1 | 1 | 0.1 | 0 | 0 | 0 | 0 | 0 | 0 | From eQ_Lib.dat in MASControl 2017
D_MLI_Stor_Occup_Yr | Occupancy | FRACTION | Wknd | 2014-01-01 | 2014-12-31 | Constant | 0 | [23 empty] | From eQ_Lib.dat in MASControl 2017
D_MLI_Stor_Occup_Yr | Occupancy | FRACTION | WntrDsn | 2014-01-01 | 2014-12-31 | Constant | 0 | [23 empty] | From eQ_Lib.dat in MASControl 2017
D_MLI_Stor_Occup_Yr | Occupancy | FRACTION | SmrDsn | 2014-01-01 | 2014-12-31 | Constant | 1 | [23 empty] | From eQ_Lib.dat in MASControl 2017
D_MLI_Stor_Occup_Yr | Occupancy | FRACTION | Hol | 2014-01-01 | 2014-12-31 | Constant | 0 | [23 empty] | From eQ_Lib.dat in MASControl 2017
D_Mtl_Cordr_Occup_Yr | Occupancy | FRACTION | SmrDsn | 2014-01-01 | 2014-12-31 | Constant | 1 | [23 empty] | From eQ_Lib.dat in MASControl 2017
D_Mtl_Cordr_Occup_Yr | Occupancy | FRACTION | WntrDsn | 2014-01-01 | 2014-12-31 | Constant | 0 | [23 empty] | From eQ_Lib.dat in MASControl 2017
D_Mtl_Cordr_Occup_Yr | Occupancy | FRACTION | Default¦Hol | 2014-01-01 | 2014-12-31 | Hourly | 0.05 | 0.05 | 0.05 | 0.05 | 0.05 | 0.05 | 0.4 | 0.4 | 0.4 | 0.4 | 0.4 | 0.4 | 0.4 | 0.4 | 0.4 | 0.4 | 0.4 | 0.4 | 0.4 | 0.4 | 0.05 | 0.05 | 0.05 | 0.05 | From eQ_Lib.dat in MASControl 2017
D_Mtl_FacMnt_Occup_Yr | Occupancy | FRACTION | SmrDsn | 2014-01-01 | 2014-12-31 | Constant | 1 | [23 empty] | From eQ_Lib.dat in MASControl 2017
D_Mtl_FacMnt_Occup_Yr | Occupancy | FRACTION | WntrDsn | 2014-01-01 | 2014-12-31 | Constant | 0 | [23 empty] | From eQ_Lib.dat in MASControl 2017
D_Mtl_FacMnt_Occup_Yr | Occupancy | FRACTION | Default¦Hol | 2014-01-01 | 2014-12-31 | Hourly | 0.1 | 0.1 | 0.1 | 0.1 | 0.1 | 0.4 | 0.6 | 0.8 | 0.9 | 0.9 | 1 | 1 | 0.9 | 0.7 | 0.7 | 0.7 | 1 | 1 | 0.7 | 0.7 | 0.7 | 0.6 | 0.2 | 0.1 | From eQ_Lib.dat in MASControl 2017
D_Mtl_GRm12_Occup_Yr | Occupancy | FRACTION | SmrDsn | 2014-01-01 | 2014-12-31 | Constant | 1 | [23 empty] | From eQ_Lib.dat in MASControl 2017
D_Mtl_GRm12_Occup_Yr | Occupancy | FRACTION | WntrDsn | 2014-01-01 | 2014-12-31 | Constant | 0 | [23 empty] | From eQ_Lib.dat in MASControl 2017
D_Mtl_GRm12_Occup_Yr | Occupancy | FRACTION | Default¦Hol | 2014-01-01 | 2014-12-31 | Hourly | 1 | 1 | 1 | 1 | 1 | 1 | 1 | 1 | 0 | 0 | 0 | 0 | 0 | 0 | 0 | 0 | 0 | 0 | 0 | 0 | 1 | 1 | 1 | 1 | From eQ_Lib.dat in MASControl 2017
D_Mtl_GRm24_Occup_Yr | Occupancy | FRACTION | SmrDsn | 2014-01-01 | 2014-12-31 | Constant | 1 | [23 empty] | From eQ_Lib.dat in MASControl 2017
D_Mtl_GRm24_Occup_Yr | Occupancy | FRACTION | WntrDsn | 2014-01-01 | 2014-12-31 | Constant | 0 | [23 empty] | From eQ_Lib.dat in MASControl 2017
D_Mtl_GRm24_Occup_Yr | Occupancy | FRACTION | Default¦Hol | 2014-01-01 | 2014-12-31 | Hourly | 1 | 1 | 1 | 1 | 1 | 1 | 0.6 | 0.6 | 0.6 | 0.6 | 0.6 | 0.6 | 0.6 | 0.6 | 0.6 | 0.6 | 0.6 | 0.6 | 0.6 | 0.6 | 1 | 1 | 1 | 1 | From eQ_Lib.dat in MASControl 2017
D_Mtl_GRmU_Occup_Yr | Occupancy | FRACTION | SmrDsn | 2014-01-01 | 2014-12-31 | Constant | 1 | [23 empty] | From eQ_Lib.dat in MASControl 2017
D_Mtl_GRmU_Occup_Yr | Occupancy | FRACTION | WntrDsn | 2014-01-01 | 2014-12-31 | Constant | 0 | [23 empty] | From eQ_Lib.dat in MASControl 2017
D_Mtl_GRmU_Occup_Yr | Occupancy | FRACTION | Default¦Hol | 2014-01-01 | 2014-12-31 | Constant | 0 | [23 empty] | From eQ_Lib.dat in MASControl 2017
D_Mtl_OffGen_Occup_Yr | Occupancy | FRACTION | SmrDsn | 2014-01-01 | 2014-12-31 | Constant | 1 | [23 empty] | From eQ_Lib.dat in MASControl 2017
D_Mtl_OffGen_Occup_Yr | Occupancy | FRACTION | WntrDsn | 2014-01-01 | 2014-12-31 | Constant | 0 | [23 empty] | From eQ_Lib.dat in MASControl 2017
D_Mtl_OffGen_Occup_Yr | Occupancy | FRACTION | Default¦Hol | 2014-01-01 | 2014-12-31 | Constant | 1 | [23 empty] | From eQ_Lib.dat in MASControl 2017
D_Nrs_Cordr_Occup_Yr | Occupancy | FRACTION | SmrDsn | 2014-01-01 | 2014-12-31 | Constant | 1 | [23 empty] | From eQ_Lib.dat in MASControl 2017
D_Nrs_Cordr_Occup_Yr | Occupancy | FRACTION | WntrDsn | 2014-01-01 | 2014-12-31 | Constant | 0 | [23 empty] | From eQ_Lib.dat in MASControl 2017
D_Nrs_Cordr_Occup_Yr | Occupancy | FRACTION | Default¦Hol | 2014-01-01 | 2014-12-31 | Hourly | 0.4 | 0.4 | 0.4 | 0.4 | 0.4 | 0.4 | 0.4 | 0.4 | 1 | 1 | 1 | 1 | 1 | 1 | 1 | 1 | 1 | 1 | 1 | 0.4 | 0.4 | 0.4 | 0.4 | 0.4 | From eQ_Lib.dat in MASControl 2017
D_Nrs_FacMnt_Occup_Yr | Occupancy | FRACTION | SmrDsn | 2014-01-01 | 2014-12-31 | Constant | 1 | [23 empty] | From eQ_Lib.dat in MASControl 2017
D_Nrs_FacMnt_Occup_Yr | Occupancy | FRACTION | WntrDsn | 2014-01-01 | 2014-12-31 | Constant | 0 | [23 empty] | From eQ_Lib.dat in MASControl 2017
D_Nrs_FacMnt_Occup_Yr | Occupancy | FRACTION | Default¦Hol | 2014-01-01 | 2014-12-31 | Hourly | 0 | 0 | 0 | 0 | 0 | 0 | 0 | 0 | 1 | 1 | 1 | 1 | 1 | 1 | 1 | 1 | 1 | 1 | 1 | 1 | 1 | 0 | 0 | 0 | From eQ_Lib.dat in MASControl 2017
D_Nrs_Ktchn_Occup_Yr | Occupancy | FRACTION | SmrDsn | 2014-01-01 | 2014-12-31 | Constant | 1 | [23 empty] | From eQ_Lib.dat in MASControl 2017
D_Nrs_Ktchn_Occup_Yr | Occupancy | FRACTION | WntrDsn | 2014-01-01 | 2014-12-31 | Constant | 0 | [23 empty] | From eQ_Lib.dat in MASControl 2017
D_Nrs_Ktchn_Occup_Yr | Occupancy | FRACTION | Default¦Hol | 2014-01-01 | 2014-12-31 | Hourly | 0 | 0 | 0 | 0 | 0 | 0 | 0 | 0 | 1 | 1 | 1 | 1 | 1 | 1 | 1 | 1 | 1 | 1 | 1 | 0 | 0 | 0 | 0 | 0 | From eQ_Lib.dat in MASControl 2017
D_Nrs_OffGen_Occup_Yr | Occupancy | FRACTION | SmrDsn | 2014-01-01 | 2014-12-31 | Constant | 1 | [23 empty] | From eQ_Lib.dat in MASControl 2017
D_Nrs_OffGen_Occup_Yr | Occupancy | FRACTION | WntrDsn | 2014-01-01 | 2014-12-31 | Constant | 0 | [23 empty] | From eQ_Lib.dat in MASControl 2017
D_Nrs_OffGen_Occup_Yr | Occupancy | FRACTION | Default¦Hol | 2014-01-01 | 2014-12-31 | Hourly | 0 | 0 | 0 | 0 | 0 | 0 | 0 | 0 | 1 | 1 | 1 | 1 | 1 | 1 | 1 | 1 | 1 | 1 | 1 | 0 | 0 | 0 | 0 | 0 | From eQ_Lib.dat in MASControl 2017
D_Nrs_Patient_Occup_Yr | Occupancy | FRACTION | SmrDsn | 2014-01-01 | 2014-12-31 | Constant | 1 | [23 empty] | From eQ_Lib.dat in MASControl 2017
D_Nrs_Patient_Occup_Yr | Occupancy | FRACTION | WntrDsn | 2014-01-01 | 2014-12-31 | Constant | 0 | [23 empty] | From eQ_Lib.dat in MASControl 2017
D_Nrs_Patient_Occup_Yr | Occupancy | FRACTION | Default¦Hol | 2014-01-01 | 2014-12-31 | Hourly | 1 | 1 | 1 | 1 | 1 | 1 | 1 | 1 | 0.6 | 0.6 | 0.6 | 0.6 | 0.6 | 0.6 | 0.6 | 0.6 | 0.6 | 0.6 | 0.6 | 1 | 1 | 1 | 1 | 1 | From eQ_Lib.dat in MASControl 2017
D_OfL_All_Occup_Yr | Occupancy | FRACTION | Default¦Wkdy | 2014-01-01 | 2014-12-31 | Hourly | 0 | 0 | 0 | 0 | 0 | 0 | 0 | 0.3 | 1 | 1 | 1 | 0.8 | 0.4 | 0.8 | 1 | 1 | 1 | 0.3 | 0.1 | 0.1 | 0.1 | 0.05 | 0.05 | 0.05 | From eQ_Lib.dat in MASControl 2017
D_OfL_All_Occup_Yr | Occupancy | FRACTION | Sat | 2014-01-01 | 2014-12-31 | Hourly | 0 | 0 | 0 | 0 | 0 | 0 | 0 | 0.09 | 0.3 | 0.3 | 0.3 | 0.24 | 0.12 | 0.24 | 0.3 | 0.3 | 0.3 | 0 | 0 | 0 | 0 | 0 | 0 | 0 | From eQ_Lib.dat in MASControl 2017
D_OfL_All_Occup_Yr | Occupancy | FRACTION | Sun | 2014-01-01 | 2014-12-31 | Constant | 0 | [23 empty] | From eQ_Lib.dat in MASControl 2017
D_OfL_All_Occup_Yr | Occupancy | FRACTION | WntrDsn | 2014-01-01 | 2014-12-31 | Constant | 0 | [23 empty] | From eQ_Lib.dat in MASControl 2017
D_OfL_All_Occup_Yr | Occupancy | FRACTION | SmrDsn | 2014-01-01 | 2014-12-31 | Constant | 1 | [23 empty] | From eQ_Lib.dat in MASControl 2017
D_OfL_All_Occup_Yr | Occupancy | FRACTION | Hol | 2014-01-01 | 2014-12-31 | Constant | 0 | [23 empty] | From eQ_Lib.dat in MASControl 2017
D_OfS_All_Occup_Yr | Occupancy | FRACTION | Default¦Wkdy | 2014-01-01 | 2014-12-31 | Hourly | 0 | 0 | 0 | 0 | 0 | 0 | 0 | 0.3 | 1 | 1 | 1 | 0.8 | 0.4 | 0.8 | 1 | 1 | 1 | 0.1 | 0 | 0 | 0 | 0 | 0 | 0 | From eQ_Lib.dat in MASControl 2017
D_OfS_All_Occup_Yr | Occupancy | FRACTION | Sat | 2014-01-01 | 2014-12-31 | Hourly | 0 | 0 | 0 | 0 | 0 | 0 | 0 | 0.09 | 0.2 | 0.2 | 0.2 | 0.2 | 0.1 | 0.2 | 0.2 | 0.2 | 0.2 | 0 | 0 | 0 | 0 | 0 | 0 | 0 | From eQ_Lib.dat in MASControl 2017
D_OfS_All_Occup_Yr | Occupancy | FRACTION | Sun | 2014-01-01 | 2014-12-31 | Constant | 0 | [23 empty] | From eQ_Lib.dat in MASControl 2017
D_OfS_All_Occup_Yr | Occupancy | FRACTION | WntrDsn | 2014-01-01 | 2014-12-31 | Constant | 0 | [23 empty] | From eQ_Lib.dat in MASControl 2017
D_OfS_All_Occup_Yr | Occupancy | FRACTION | SmrDsn | 2014-01-01 | 2014-12-31 | Constant | 1 | [23 empty] | From eQ_Lib.dat in MASControl 2017
D_OfS_All_Occup_Yr | Occupancy | FRACTION | Hol | 2014-01-01 | 2014-12-31 | Constant | 0 | [23 empty] | From eQ_Lib.dat in MASControl 2017
D_RFF_Din_Occup_Yr | Occupancy | FRACTION | Default¦Wkdy | 2014-01-01 | 2014-12-31 | Hourly | 0 | 0 | 0 | 0 | 0 | 0.05 | 0.1 | 0.2 | 0.15 | 0.1 | 0.15 | 0.65 | 1 | 0.7 | 0.4 | 0.2 | 0.25 | 0.45 | 0.7 | 0.45 | 0.3 | 0.25 | 0.2 | 0.1 | From eQ_Lib.dat in MASControl 2017
D_RFF_Din_Occup_Yr | Occupancy | FRACTION | Wknd | 2014-01-01 | 2014-12-31 | Hourly | 0 | 0 | 0 | 0 | 0 | 0.05 | 0.1 | 0.2 | 0.25 | 0.3 | 0.6 | 0.5 | 0.6 | 0.6 | 0.4 | 0.2 | 0.2 | 0.35 | 0.6 | 0.5 | 0.35 | 0.25 | 0.2 | 0.1 | From eQ_Lib.dat in MASControl 2017
D_RFF_Din_Occup_Yr | Occupancy | FRACTION | WntrDsn | 2014-01-01 | 2014-12-31 | Constant | 0 | [23 empty] | From eQ_Lib.dat in MASControl 2017
D_RFF_Din_Occup_Yr | Occupancy | FRACTION | SmrDsn | 2014-01-01 | 2014-12-31 | Constant | 1 | [23 empty] | From eQ_Lib.dat in MASControl 2017
D_RFF_Din_Occup_Yr | Occupancy | FRACTION | Hol | 2014-01-01 | 2014-12-31 | Hourly | 0 | 0 | 0 | 0 | 0 | 0.05 | 0.1 | 0.2 | 0.25 | 0.3 | 0.6 | 0.5 | 0.6 | 0.6 | 0.4 | 0.2 | 0.2 | 0.35 | 0.6 | 0.5 | 0.35 | 0.25 | 0.2 | 0.1 | From eQ_Lib.dat in MASControl 2017
D_RFF_Ktchn_Occup_Yr | Occupancy | FRACTION | Default¦Wkdy | 2014-01-01 | 2014-12-31 | Hourly | 0 | 0 | 0 | 0 | 0 | 0.05 | 0.1 | 0.2 | 0.15 | 0.1 | 0.15 | 0.65 | 1 | 0.7 | 0.4 | 0.2 | 0.25 | 0.45 | 0.7 | 0.45 | 0.3 | 0.25 | 0.2 | 0.1 | From eQ_Lib.dat in MASControl 2017
D_RFF_Ktchn_Occup_Yr | Occupancy | FRACTION | Wknd | 2014-01-01 | 2014-12-31 | Hourly | 0 | 0 | 0 | 0 | 0 | 0.05 | 0.1 | 0.2 | 0.25 | 0.3 | 0.6 | 0.5 | 0.6 | 0.6 | 0.4 | 0.2 | 0.2 | 0.35 | 0.6 | 0.5 | 0.35 | 0.25 | 0.2 | 0.1 | From eQ_Lib.dat in MASControl 2017
D_RFF_Ktchn_Occup_Yr | Occupancy | FRACTION | WntrDsn | 2014-01-01 | 2014-12-31 | Constant | 0 | [23 empty] | From eQ_Lib.dat in MASControl 2017
D_RFF_Ktchn_Occup_Yr | Occupancy | FRACTION | SmrDsn | 2014-01-01 | 2014-12-31 | Constant | 1 | [23 empty] | From eQ_Lib.dat in MASControl 2017
D_RFF_Ktchn_Occup_Yr | Occupancy | FRACTION | Hol | 2014-01-01 | 2014-12-31 | Hourly | 0 | 0 | 0 | 0 | 0 | 0.05 | 0.1 | 0.2 | 0.25 | 0.3 | 0.6 | 0.5 | 0.6 | 0.6 | 0.4 | 0.2 | 0.2 | 0.35 | 0.6 | 0.5 | 0.35 | 0.25 | 0.2 | 0.1 | From eQ_Lib.dat in MASControl 2017
D_RSD_Din_Occup_Yr | Occupancy | FRACTION | Default¦Wkdy | 2014-01-01 | 2014-12-31 | Hourly | 0 | 0 | 0 | 0 | 0 | 0 | 0 | 0 | 0.1 | 0.2 | 0.2 | 0.34 | 0.87 | 0.59 | 0.34 | 0.34 | 0.34 | 0.58 | 0.75 | 0.58 | 0.34 | 0.254 | 0.1 | 0.1 | From eQ_Lib.dat in MASControl 2017
D_RSD_Din_Occup_Yr | Occupancy | FRACTION | Wknd | 2014-01-01 | 2014-12-31 | Hourly | 0 | 0 | 0 | 0 | 0 | 0 | 0 | 0 | 0.15 | 0.25 | 0.25 | 0.34 | 0.8 | 0.8 | 0.4 | 0.4 | 0.34 | 0.8 | 0.95 | 0.85 | 0.45 | 0.35 | 0.25 | 0.1 | From eQ_Lib.dat in MASControl 2017
D_RSD_Din_Occup_Yr | Occupancy | FRACTION | WntrDsn | 2014-01-01 | 2014-12-31 | Constant | 0 | [23 empty] | From eQ_Lib.dat in MASControl 2017
D_RSD_Din_Occup_Yr | Occupancy | FRACTION | SmrDsn | 2014-01-01 | 2014-12-31 | Constant | 1 | [23 empty] | From eQ_Lib.dat in MASControl 2017
D_RSD_Din_Occup_Yr | Occupancy | FRACTION | Hol | 2014-01-01 | 2014-12-31 | Hourly | 0 | 0 | 0 | 0 | 0 | 0 | 0 | 0 | 0.15 | 0.25 | 0.25 | 0.34 | 0.8 | 0.8 | 0.4 | 0.4 | 0.34 | 0.8 | 0.95 | 0.85 | 0.45 | 0.35 | 0.25 | 0.1 | From eQ_Lib.dat in MASControl 2017
D_RSD_Ktchn_Occup_Yr | Occupancy | FRACTION | Default¦Wkdy | 2014-01-01 | 2014-12-31 | Hourly | 0 | 0 | 0 | 0 | 0 | 0 | 0 | 0 | 0.1 | 0.2 | 0.2 | 0.34 | 0.87 | 0.59 | 0.34 | 0.34 | 0.34 | 0.58 | 0.75 | 0.58 | 0.34 | 0.254 | 0.1 | 0.1 | From eQ_Lib.dat in MASControl 2017
D_RSD_Ktchn_Occup_Yr | Occupancy | FRACTION | Wknd | 2014-01-01 | 2014-12-31 | Hourly | 0 | 0 | 0 | 0 | 0 | 0 | 0 | 0 | 0.15 | 0.25 | 0.25 | 0.34 | 0.8 | 0.8 | 0.4 | 0.4 | 0.34 | 0.8 | 0.95 | 0.85 | 0.45 | 0.35 | 0.25 | 0.1 | From eQ_Lib.dat in MASControl 2017
D_RSD_Ktchn_Occup_Yr | Occupancy | FRACTION | WntrDsn | 2014-01-01 | 2014-12-31 | Constant | 0 | [23 empty] | From eQ_Lib.dat in MASControl 2017
D_RSD_Ktchn_Occup_Yr | Occupancy | FRACTION | SmrDsn | 2014-01-01 | 2014-12-31 | Constant | 1 | [23 empty] | From eQ_Lib.dat in MASControl 2017
D_RSD_Ktchn_Occup_Yr | Occupancy | FRACTION | Hol | 2014-01-01 | 2014-12-31 | Hourly | 0 | 0 | 0 | 0 | 0 | 0 | 0 | 0 | 0.15 | 0.25 | 0.25 | 0.34 | 0.8 | 0.8 | 0.4 | 0.4 | 0.34 | 0.8 | 0.95 | 0.85 | 0.45 | 0.35 | 0.25 | 0.1 | From eQ_Lib.dat in MASControl 2017
D_Rt3_OffGen_Occup_Yr | Occupancy | FRACTION | Default¦Wkdy | 2014-01-01 | 2014-12-31 | Hourly | 0 | 0 | 0 | 0 | 0 | 0 | 0 | 0 | 0.05 | 0.3 | 0.6 | 0.6 | 0.6 | 0.6 | 0.6 | 0.6 | 0.7 | 0.8 | 0.8 | 0.8 | 0.5 | 0.2 | 0 | 0 | From eQ_Lib.dat in MASControl 2017
D_Rt3_OffGen_Occup_Yr | Occupancy | FRACTION | Sat | 2014-01-01 | 2014-12-31 | Hourly | 0 | 0 | 0 | 0 | 0 | 0 | 0 | 0 | 0.05 | 0.4 | 0.7 | 0.7 | 0.7 | 0.7 | 0.9 | 0.9 | 0.9 | 0.7 | 0.5 | 0.4 | 0.1 | 0 | 0 | 0 | From eQ_Lib.dat in MASControl 2017
D_Rt3_OffGen_Occup_Yr | Occupancy | FRACTION | Sun | 2014-01-01 | 2014-12-31 | Hourly | 0 | 0 | 0 | 0 | 0 | 0 | 0 | 0 | 0.1 | 0.3 | 0.4 | 0.6 | 0.9 | 1 | 1 | 1 | 0.8 | 0.4 | 0.2 | 0 | 0 | 0 | 0 | 0 | From eQ_Lib.dat in MASControl 2017
D_Rt3_OffGen_Occup_Yr | Occupancy | FRACTION | WntrDsn | 2014-01-01 | 2014-12-31 | Constant | 0 | [23 empty] | From eQ_Lib.dat in MASControl 2017
D_Rt3_OffGen_Occup_Yr | Occupancy | FRACTION | SmrDsn | 2014-01-01 | 2014-12-31 | Constant | 1 | [23 empty] | From eQ_Lib.dat in MASControl 2017
D_Rt3_OffGen_Occup_Yr | Occupancy | FRACTION | Hol | 2014-01-01 | 2014-12-31 | Hourly | 0 | 0 | 0 | 0 | 0 | 0 | 0 | 0 | 0.1 | 0.3 | 0.4 | 0.6 | 0.9 | 1 | 1 | 1 | 0.8 | 0.4 | 0.2 | 0 | 0 | 0 | 0 | 0 | From eQ_Lib.dat in MASControl 2017
D_Rt3_Sales_Occup_Yr | Occupancy | FRACTION | Default¦Wkdy | 2014-01-01 | 2014-12-31 | Hourly | 0 | 0 | 0 | 0 | 0 | 0 | 0 | 0 | 0.05 | 0.3 | 0.6 | 0.6 | 0.6 | 0.6 | 0.6 | 0.6 | 0.7 | 0.8 | 0.8 | 0.8 | 0.5 | 0.2 | 0 | 0 | From eQ_Lib.dat in MASControl 2017
D_Rt3_Sales_Occup_Yr | Occupancy | FRACTION | Sat | 2014-01-01 | 2014-12-31 | Hourly | 0 | 0 | 0 | 0 | 0 | 0 | 0 | 0 | 0.05 | 0.4 | 0.7 | 0.7 | 0.7 | 0.7 | 0.9 | 0.9 | 0.9 | 0.7 | 0.5 | 0.4 | 0.1 | 0 | 0 | 0 | From eQ_Lib.dat in MASControl 2017
D_Rt3_Sales_Occup_Yr | Occupancy | FRACTION | Sun | 2014-01-01 | 2014-12-31 | Hourly | 0 | 0 | 0 | 0 | 0 | 0 | 0 | 0 | 0.1 | 0.3 | 0.4 | 0.6 | 0.9 | 1 | 1 | 1 | 0.8 | 0.4 | 0.2 | 0 | 0 | 0 | 0 | 0 | From eQ_Lib.dat in MASControl 2017
D_Rt3_Sales_Occup_Yr | Occupancy | FRACTION | WntrDsn | 2014-01-01 | 2014-12-31 | Constant | 0 | [23 empty] | From eQ_Lib.dat in MASControl 2017
D_Rt3_Sales_Occup_Yr | Occupancy | FRACTION | SmrDsn | 2014-01-01 | 2014-12-31 | Constant | 1 | [23 empty] | From eQ_Lib.dat in MASControl 2017
D_Rt3_Sales_Occup_Yr | Occupancy | FRACTION | Hol | 2014-01-01 | 2014-12-31 | Hourly | 0 | 0 | 0 | 0 | 0 | 0 | 0 | 0 | 0.1 | 0.3 | 0.4 | 0.6 | 0.9 | 1 | 1 | 1 | 0.8 | 0.4 | 0.2 | 0 | 0 | 0 | 0 | 0 | From eQ_Lib.dat in MASControl 2017
D_Rt3_Stor_Occup_Yr | Occupancy | FRACTION | Default¦Wkdy | 2014-01-01 | 2014-12-31 | Hourly | 0 | 0 | 0 | 0 | 0 | 0 | 0 | 0 | 0.05 | 0.3 | 0.6 | 0.6 | 0.6 | 0.6 | 0.6 | 0.6 | 0.7 | 0.8 | 0.8 | 0.8 | 0.5 | 0.2 | 0 | 0 | From eQ_Lib.dat in MASControl 2017
D_Rt3_Stor_Occup_Yr | Occupancy | FRACTION | Sat | 2014-01-01 | 2014-12-31 | Hourly | 0 | 0 | 0 | 0 | 0 | 0 | 0 | 0 | 0.05 | 0.4 | 0.7 | 0.7 | 0.7 | 0.7 | 0.9 | 0.9 | 0.9 | 0.7 | 0.5 | 0.4 | 0.1 | 0 | 0 | 0 | From eQ_Lib.dat in MASControl 2017
D_Rt3_Stor_Occup_Yr | Occupancy | FRACTION | Sun | 2014-01-01 | 2014-12-31 | Hourly | 0 | 0 | 0 | 0 | 0 | 0 | 0 | 0 | 0.1 | 0.3 | 0.4 | 0.6 | 0.9 | 1 | 1 | 1 | 0.8 | 0.4 | 0.2 | 0 | 0 | 0 | 0 | 0 | From eQ_Lib.dat in MASControl 2017
D_Rt3_Stor_Occup_Yr | Occupancy | FRACTION | WntrDsn | 2014-01-01 | 2014-12-31 | Constant | 0 | [23 empty] | From eQ_Lib.dat in MASControl 2017
D_Rt3_Stor_Occup_Yr | Occupancy | FRACTION | SmrDsn | 2014-01-01 | 2014-12-31 | Constant | 1 | [23 empty] | From eQ_Lib.dat in MASControl 2017
D_Rt3_Stor_Occup_Yr | Occupancy | FRACTION | Hol | 2014-01-01 | 2014-12-31 | Hourly | 0 | 0 | 0 | 0 | 0 | 0 | 0 | 0 | 0.1 | 0.3 | 0.4 | 0.6 | 0.9 | 1 | 1 | 1 | 0.8 | 0.4 | 0.2 | 0 | 0 | 0 | 0 | 0 | From eQ_Lib.dat in MASControl 2017
D_RtL_AutoShop_Occup_Yr | Occupancy | FRACTION | SmrDsn | 2014-01-01 | 2014-12-31 | Constant | 1 | [23 empty] | From eQ_Lib.dat in MASControl 2017
D_RtL_AutoShop_Occup_Yr | Occupancy | FRACTION | WntrDsn | 2014-01-01 | 2014-12-31 | Constant | 0 | [23 empty] | From eQ_Lib.dat in MASControl 2017
D_RtL_AutoShop_Occup_Yr | Occupancy | FRACTION | Default¦Hol | 2014-01-01 | 2014-12-31 | Hourly | 0 | 0 | 0 | 0 | 0 | 0 | 0 | 0 | 0.7 | 0.8 | 0.9 | 1 | 1 | 1 | 1 | 1 | 1 | 1 | 1 | 1 | 1 | 0.9 | 0.8 | 0 | From eQ_Lib.dat in MASControl 2017
D_RtL_Din_Occup_Yr | Occupancy | FRACTION | SmrDsn | 2014-01-01 | 2014-12-31 | Constant | 1 | [23 empty] | From eQ_Lib.dat in MASControl 2017
D_RtL_Din_Occup_Yr | Occupancy | FRACTION | WntrDsn | 2014-01-01 | 2014-12-31 | Constant | 0 | [23 empty] | From eQ_Lib.dat in MASControl 2017
D_RtL_Din_Occup_Yr | Occupancy | FRACTION | Default¦Hol | 2014-01-01 | 2014-12-31 | Hourly | 0 | 0 | 0 | 0 | 0 | 0 | 0 | 0 | 0.05 | 0.2 | 0.3 | 0.3 | 0.5 | 0.5 | 0.4 | 0.4 | 0.4 | 0.4 | 0.5 | 0.5 | 0.5 | 0.05 | 0 | 0 | From eQ_Lib.dat in MASControl 2017
D_RtL_OffGen_Occup_Yr | Occupancy | FRACTION | Default¦Wkdy | 2014-01-01 | 2014-12-31 | Hourly | 0 | 0 | 0 | 0 | 0 | 0 | 0 | 0 | 0.5 | 0.75 | 0.75 | 0.75 | 0.75 | 0.75 | 0.75 | 0.75 | 0.75 | 0.5 | 0 | 0 | 0 | 0 | 0 | 0 | From eQ_Lib.dat in MASControl 2017
D_RtL_OffGen_Occup_Yr | Occupancy | FRACTION | Sat | 2014-01-01 | 2014-12-31 | Hourly | 0 | 0 | 0 | 0 | 0 | 0 | 0 | 0 | 0.05 | 0.5 | 0.5 | 0.5 | 0.5 | 0.5 | 0.5 | 0.5 | 0.5 | 0.3 | 0 | 0 | 0 | 0 | 0 | 0 | From eQ_Lib.dat in MASControl 2017
D_RtL_OffGen_Occup_Yr | Occupancy | FRACTION | Sun | 2014-01-01 | 2014-12-31 | Hourly | 0 | 0 | 0 | 0 | 0 | 0 | 0 | 0 | 0.1 | 0.15 | 0.15 | 0.05 | 0.05 | 0 | 0 | 0 | 0 | 0 | 0 | 0 | 0 | 0 | 0 | 0 | From eQ_Lib.dat in MASControl 2017
D_RtL_OffGen_Occup_Yr | Occupancy | FRACTION | WntrDsn | 2014-01-01 | 2014-12-31 | Constant | 0 | [23 empty] | From eQ_Lib.dat in MASControl 2017
D_RtL_OffGen_Occup_Yr | Occupancy | FRACTION | SmrDsn | 2014-01-01 | 2014-12-31 | Constant | 1 | [23 empty] | From eQ_Lib.dat in MASControl 2017
D_RtL_OffGen_Occup_Yr | Occupancy | FRACTION | Hol | 2014-01-01 | 2014-12-31 | Hourly | 0 | 0 | 0 | 0 | 0 | 0 | 0 | 0 | 0.1 | 0.15 | 0.15 | 0.05 | 0.05 | 0 | 0 | 0 | 0 | 0 | 0 | 0 | 0 | 0 | 0 | 0 | From eQ_Lib.dat in MASControl 2017
D_RtL_Pharm_Occup_Yr | Occupancy | FRACTION | SmrDsn | 2014-01-01 | 2014-12-31 | Constant | 1 | [23 empty] | From eQ_Lib.dat in MASControl 2017
D_RtL_Pharm_Occup_Yr | Occupancy | FRACTION | WntrDsn | 2014-01-01 | 2014-12-31 | Constant | 0 | [23 empty] | From eQ_Lib.dat in MASControl 2017
D_RtL_Pharm_Occup_Yr | Occupancy | FRACTION | Default¦Hol | 2014-01-01 | 2014-12-31 | Hourly | 0 | 0 | 0 | 0 | 0 | 0 | 0 | 0 | 0.1 | 0.3 | 0.5 | 0.5 | 0.6 | 0.6 | 0.5 | 0.5 | 0.5 | 0.5 | 0.8 | 0.8 | 0.8 | 0.1 | 0 | 0 | From eQ_Lib.dat in MASControl 2017
D_RtL_Sales_Occup_Yr | Occupancy | FRACTION | SmrDsn | 2014-01-01 | 2014-12-31 | Constant | 1 | [23 empty] | From eQ_Lib.dat in MASControl 2017
D_RtL_Sales_Occup_Yr | Occupancy | FRACTION | WntrDsn | 2014-01-01 | 2014-12-31 | Constant | 0 | [23 empty] | From eQ_Lib.dat in MASControl 2017
D_RtL_Sales_Occup_Yr | Occupancy | FRACTION | Default¦Hol | 2014-01-01 | 2014-12-31 | Hourly | 0 | 0 | 0 | 0 | 0 | 0 | 0 | 0 | 0.1 | 0.3 | 0.5 | 0.5 | 0.6 | 0.6 | 0.5 | 0.5 | 0.5 | 0.5 | 0.8 | 0.8 | 0.8 | 0.1 | 0 | 0 | From eQ_Lib.dat in MASControl 2017
D_RtL_Stock_Occup_Yr | Occupancy | FRACTION | SmrDsn | 2014-01-01 | 2014-12-31 | Constant | 1 | [23 empty] | From eQ_Lib.dat in MASControl 2017
D_RtL_Stock_Occup_Yr | Occupancy | FRACTION | WntrDsn | 2014-01-01 | 2014-12-31 | Constant | 0 | [23 empty] | From eQ_Lib.dat in MASControl 2017
D_RtL_Stock_Occup_Yr | Occupancy | FRACTION | Default¦Hol | 2014-01-01 | 2014-12-31 | Hourly | 0 | 0 | 0 | 0 | 0 | 0 | 0 | 0 | 0.6 | 0.6 | 0.6 | 0.6 | 0.6 | 0.6 | 0.6 | 0.6 | 0.6 | 0 | 0 | 0 | 0 | 0 | 0 | 0 | From eQ_Lib.dat in MASControl 2017
D_RtS_All_Occup_Yr | Occupancy | FRACTION | Default¦Wkdy | 2014-01-01 | 2014-12-31 | Hourly | 0 | 0 | 0 | 0 | 0 | 0 | 0 | 0 | 0.05 | 0.2 | 0.6 | 0.6 | 0.6 | 0.6 | 0.6 | 0.6 | 0.6 | 0.6 | 0.6 | 0.6 | 0.05 | 0 | 0 | 0 | From eQ_Lib.dat in MASControl 2017
D_RtS_All_Occup_Yr | Occupancy | FRACTION | Sat | 2014-01-01 | 2014-12-31 | Hourly | 0 | 0 | 0 | 0 | 0 | 0 | 0 | 0 | 0.05 | 0.1 | 0.7 | 0.4 | 0.7 | 0.7 | 0.9 | 0.9 | 0.9 | 0.8 | 0.7 | 0.65 | 0 | 0 | 0 | 0 | From eQ_Lib.dat in MASControl 2017
D_RtS_All_Occup_Yr | Occupancy | FRACTION | Sun | 2014-01-01 | 2014-12-31 | Hourly | 0 | 0 | 0 | 0 | 0 | 0 | 0 | 0 | 0 | 0.05 | 0.4 | 0.7 | 0.9 | 0.95 | 0.95 | 0.9 | 0.7 | 0.3 | 0.1 | 0.05 | 0 | 0 | 0 | 0 | From eQ_Lib.dat in MASControl 2017
D_RtS_All_Occup_Yr | Occupancy | FRACTION | WntrDsn | 2014-01-01 | 2014-12-31 | Constant | 0 | [23 empty] | From eQ_Lib.dat in MASControl 2017
D_RtS_All_Occup_Yr | Occupancy | FRACTION | SmrDsn | 2014-01-01 | 2014-12-31 | Constant | 1 | [23 empty] | From eQ_Lib.dat in MASControl 2017
D_RtS_All_Occup_Yr | Occupancy | FRACTION | Hol | 2014-01-01 | 2014-12-31 | Hourly | 0 | 0 | 0 | 0 | 0 | 0 | 0 | 0 | 0 | 0.05 | 0.4 | 0.7 | 0.9 | 0.95 | 0.95 | 0.9 | 0.7 | 0.3 | 0.1 | 0.05 | 0 | 0 | 0 | 0 | From eQ_Lib.dat in MASControl 2017
D_SCn_All_Occup_Yr | Occupancy | FRACTION | SmrDsn | 2014-01-01 | 2014-12-31 | Constant | 1 | [23 empty] | From eQ_Lib.dat in MASControl 2017
D_SCn_All_Occup_Yr | Occupancy | FRACTION | WntrDsn | 2014-01-01 | 2014-12-31 | Constant | 0 | [23 empty] | From eQ_Lib.dat in MASControl 2017
D_SCn_All_Occup_Yr | Occupancy | FRACTION | Default¦Hol | 2014-01-01 | 2014-12-31 | Hourly | 0 | 0 | 0 | 0 | 0 | 0 | 0.4 | 0.8 | 0.8 | 0.8 | 0.8 | 0.8 | 0.8 | 0.8 | 0.8 | 0.8 | 0.8 | 0.4 | 0 | 0 | 0 | 0 | 0 | 0 | From eQ_Lib.dat in MASControl 2017
D_SFm_Bedrm_Occup_Yr | Occupancy | FRACTION | Default¦Wkdy | 2014-01-01 | 2014-01-31 | Hourly | 1 | 1 | 1 | 1 | 1 | 1 | 0.5 | 0.33 | 0 | 0 | 0 | 0 | 0 | 0 | 0 | 0 | 0 | 0 | 0 | 0 | 0 | 0 | 0.5 | 1 | From eQ_Lib.dat in MASControl 2017
D_SFm_Bedrm_Occup_Yr | Occupancy | FRACTION | Wknd | 2014-01-01 | 2014-01-31 | Hourly | 1 | 1 | 1 | 1 | 1 | 1 | 1 | 0.5 | 0 | 0 | 0 | 0 | 0 | 0 | 0 | 0 | 0 | 0 | 0 | 0 | 0 | 0 | 0.5 | 1 | From eQ_Lib.dat in MASControl 2017
D_SFm_Bedrm_Occup_Yr | Occupancy | FRACTION | Default¦Wkdy | 2014-02-01 | 2014-02-28 | Hourly | 1 | 1 | 1 | 1 | 1 | 1 | 0.5 | 0.33 | 0 | 0 | 0 | 0 | 0 | 0 | 0 | 0 | 0 | 0 | 0 | 0 | 0 | 0 | 0.5 | 1 | From eQ_Lib.dat in MASControl 2017
D_SFm_Bedrm_Occup_Yr | Occupancy | FRACTION | Wknd | 2014-02-01 | 2014-02-28 | Hourly | 1 | 1 | 1 | 1 | 1 | 1 | 1 | 0.5 | 0 | 0 | 0 | 0 | 0 | 0 | 0 | 0 | 0 | 0 | 0 | 0 | 0 | 0 | 0.5 | 1 | From eQ_Lib.dat in MASControl 2017
D_SFm_Bedrm_Occup_Yr | Occupancy | FRACTION | Default¦Wkdy | 2014-03-01 | 2014-03-31 | Hourly | 1 | 1 | 1 | 1 | 1 | 1 | 0.5 | 0.33 | 0 | 0 | 0 | 0 | 0 | 0 | 0 | 0 | 0 | 0 | 0 | 0 | 0 | 0 | 0.5 | 1 | From eQ_Lib.dat in MASControl 2017
D_SFm_Bedrm_Occup_Yr | Occupancy | FRACTION | Wknd | 2014-03-01 | 2014-03-31 | Hourly | 1 | 1 | 1 | 1 | 1 | 1 | 1 | 0.5 | 0 | 0 | 0 | 0 | 0 | 0 | 0 | 0 | 0 | 0 | 0 | 0 | 0 | 0 | 0.5 | 1 | From eQ_Lib.dat in MASControl 2017
D_SFm_Bedrm_Occup_Yr | Occupancy | FRACTION | Default¦Wkdy | 2014-04-01 | 2014-04-30 | Hourly | 1 | 1 | 1 | 1 | 1 | 1 | 0.5 | 0.33 | 0 | 0 | 0 | 0 | 0 | 0 | 0 | 0 | 0 | 0 | 0 | 0 | 0 | 0 | 0.5 | 1 | From eQ_Lib.dat in MASControl 2017
D_SFm_Bedrm_Occup_Yr | Occupancy | FRACTION | Wknd | 2014-04-01 | 2014-04-30 | Hourly | 1 | 1 | 1 | 1 | 1 | 1 | 1 | 0.5 | 0 | 0 | 0 | 0 | 0 | 0 | 0 | 0 | 0 | 0 | 0 | 0 | 0 | 0 | 0.5 | 1 | From eQ_Lib.dat in MASControl 2017
D_SFm_Bedrm_Occup_Yr | Occupancy | FRACTION | Default¦Wkdy | 2014-05-01 | 2014-05-31 | Hourly | 1 | 1 | 1 | 1 | 1 | 1 | 0.5 | 0.33 | 0 | 0 | 0 | 0 | 0 | 0 | 0 | 0 | 0 | 0 | 0 | 0 | 0 | 0 | 0.5 | 1 | From eQ_Lib.dat in MASControl 2017
D_SFm_Bedrm_Occup_Yr | Occupancy | FRACTION | Wknd | 2014-05-01 | 2014-05-31 | Hourly | 1 | 1 | 1 | 1 | 1 | 1 | 1 | 0.5 | 0 | 0 | 0 | 0 | 0 | 0 | 0 | 0 | 0 | 0 | 0 | 0 | 0 | 0 | 0.5 | 1 | From eQ_Lib.dat in MASControl 2017
D_SFm_Bedrm_Occup_Yr | Occupancy | FRACTION | Default¦Wkdy | 2014-06-01 | 2014-06-30 | Hourly | 1 | 1 | 1 | 1 | 1 | 1 | 0.5 | 0.33 | 0 | 0 | 0 | 0 | 0 | 0 | 0 | 0 | 0 | 0 | 0 | 0 | 0 | 0 | 0.5 | 1 | From eQ_Lib.dat in MASControl 2017
D_SFm_Bedrm_Occup_Yr | Occupancy | FRACTION | Wknd | 2014-06-01 | 2014-06-30 | Hourly | 1 | 1 | 1 | 1 | 1 | 1 | 1 | 0.5 | 0 | 0 | 0 | 0 | 0 | 0 | 0 | 0 | 0 | 0 | 0 | 0 | 0 | 0 | 0.5 | 1 | From eQ_Lib.dat in MASControl 2017
D_SFm_Bedrm_Occup_Yr | Occupancy | FRACTION | Default¦Wkdy | 2014-07-01 | 2014-07-31 | Hourly | 1 | 1 | 1 | 1 | 1 | 1 | 0.5 | 0.33 | 0 | 0 | 0 | 0 | 0 | 0 | 0 | 0 | 0 | 0 | 0 | 0 | 0 | 0 | 0.5 | 1 | From eQ_Lib.dat in MASControl 2017
D_SFm_Bedrm_Occup_Yr | Occupancy | FRACTION | Wknd | 2014-07-01 | 2014-07-31 | Hourly | 1 | 1 | 1 | 1 | 1 | 1 | 1 | 0.5 | 0 | 0 | 0 | 0 | 0 | 0 | 0 | 0 | 0 | 0 | 0 | 0 | 0 | 0 | 0.5 | 1 | From eQ_Lib.dat in MASControl 2017
D_SFm_Bedrm_Occup_Yr | Occupancy | FRACTION | Default¦Wkdy | 2014-08-01 | 2014-08-31 | Hourly | 1 | 1 | 1 | 1 | 1 | 1 | 0.5 | 0.33 | 0 | 0 | 0 | 0 | 0 | 0 | 0 | 0 | 0 | 0 | 0 | 0 | 0 | 0 | 0.5 | 1 | From eQ_Lib.dat in MASControl 2017
D_SFm_Bedrm_Occup_Yr | Occupancy | FRACTION | Wknd | 2014-08-01 | 2014-08-31 | Hourly | 1 | 1 | 1 | 1 | 1 | 1 | 1 | 0.5 | 0 | 0 | 0 | 0 | 0 | 0 | 0 | 0 | 0 | 0 | 0 | 0 | 0 | 0 | 0.5 | 1 | From eQ_Lib.dat in MASControl 2017
D_SFm_Bedrm_Occup_Yr | Occupancy | FRACTION | Default¦Wkdy | 2014-09-01 | 2014-09-30 | Hourly | 1 | 1 | 1 | 1 | 1 | 1 | 0.5 | 0.33 | 0 | 0 | 0 | 0 | 0 | 0 | 0 | 0 | 0 | 0 | 0 | 0 | 0 | 0 | 0.5 | 1 | From eQ_Lib.dat in MASControl 2017
D_SFm_Bedrm_Occup_Yr | Occupancy | FRACTION | Wknd | 2014-09-01 | 2014-09-30 | Hourly | 1 | 1 | 1 | 1 | 1 | 1 | 1 | 0.5 | 0 | 0 | 0 | 0 | 0 | 0 | 0 | 0 | 0 | 0 | 0 | 0 | 0 | 0 | 0.5 | 1 | From eQ_Lib.dat in MASControl 2017
D_SFm_Bedrm_Occup_Yr | Occupancy | FRACTION | Default¦Wkdy | 2014-10-01 | 2014-10-31 | Hourly | 1 | 1 | 1 | 1 | 1 | 1 | 0.5 | 0.33 | 0 | 0 | 0 | 0 | 0 | 0 | 0 | 0 | 0 | 0 | 0 | 0 | 0 | 0 | 0.5 | 1 | From eQ_Lib.dat in MASControl 2017
D_SFm_Bedrm_Occup_Yr | Occupancy | FRACTION | Wknd | 2014-10-01 | 2014-10-31 | Hourly | 1 | 1 | 1 | 1 | 1 | 1 | 1 | 0.5 | 0 | 0 | 0 | 0 | 0 | 0 | 0 | 0 | 0 | 0 | 0 | 0 | 0 | 0 | 0.5 | 1 | From eQ_Lib.dat in MASControl 2017
D_SFm_Bedrm_Occup_Yr | Occupancy | FRACTION | Default¦Wkdy | 2014-11-01 | 2014-11-30 | Hourly | 1 | 1 | 1 | 1 | 1 | 1 | 0.5 | 0.33 | 0 | 0 | 0 | 0 | 0 | 0 | 0 | 0 | 0 | 0 | 0 | 0 | 0 | 0 | 0.5 | 1 | From eQ_Lib.dat in MASControl 2017
D_SFm_Bedrm_Occup_Yr | Occupancy | FRACTION | Wknd | 2014-11-01 | 2014-11-30 | Hourly | 1 | 1 | 1 | 1 | 1 | 1 | 1 | 0.5 | 0 | 0 | 0 | 0 | 0 | 0 | 0 | 0 | 0 | 0 | 0 | 0 | 0 | 0 | 0.5 | 1 | From eQ_Lib.dat in MASControl 2017
D_SFm_Bedrm_Occup_Yr | Occupancy | FRACTION | Default¦Wkdy | 2014-12-01 | 2014-12-31 | Hourly | 1 | 1 | 1 | 1 | 1 | 1 | 0.5 | 0.33 | 0 | 0 | 0 | 0 | 0 | 0 | 0 | 0 | 0 | 0 | 0 | 0 | 0 | 0 | 0.5 | 1 | From eQ_Lib.dat in MASControl 2017
D_SFm_Bedrm_Occup_Yr | Occupancy | FRACTION | Wknd | 2014-12-01 | 2014-12-31 | Hourly | 1 | 1 | 1 | 1 | 1 | 1 | 1 | 0.5 | 0 | 0 | 0 | 0 | 0 | 0 | 0 | 0 | 0 | 0 | 0 | 0 | 0 | 0 | 0.5 | 1 | From eQ_Lib.dat in MASControl 2017
D_SFm_Bedrm_Occup_Yr | Occupancy | FRACTION | WntrDsn | 2014-01-01 | 2014-12-31 | Constant | 0 | [23 empty] | From eQ_Lib.dat in MASControl 2017
D_SFm_Bedrm_Occup_Yr | Occupancy | FRACTION | SmrDsn | 2014-01-01 | 2014-12-31 | Constant | 1 | [23 empty] | From eQ_Lib.dat in MASControl 2017
D_SFm_Bedrm_Occup_Yr | Occupancy | FRACTION | Hol | 2014-01-01 | 2014-12-31 | Hourly | 1 | 1 | 1 | 1 | 1 | 1 | 1 | 0.5 | 0 | 0 | 0 | 0 | 0 | 0 | 0 | 0 | 0 | 0 | 0 | 0 | 0 | 0 | 0.5 | 1 | From eQ_Lib.dat in MASControl 2017
D_SFm_Living_Occup_Yr | Occupancy | FRACTION | Default¦Wkdy | 2014-01-01 | 2014-01-31 | Hourly | 0 | 0 | 0 | 0 | 0 | 0 | 0.5 | 0.33 | 0.33 | 0.33 | 0.33 | 0.33 | 0.33 | 0.33 | 0.33 | 0.33 | 0.33 | 0.33 | 1 | 1 | 1 | 1 | 0.5 | 0 | From eQ_Lib.dat in MASControl 2017
D_SFm_Living_Occup_Yr | Occupancy | FRACTION | Wknd | 2014-01-01 | 2014-01-31 | Hourly | 0 | 0 | 0 | 0 | 0 | 0 | 0 | 0.5 | 0.67 | 0.67 | 0.67 | 0.67 | 0.67 | 0.67 | 0.67 | 0.67 | 0.67 | 1 | 1 | 1 | 1 | 1 | 0.5 | 0 | From eQ_Lib.dat in MASControl 2017
D_SFm_Living_Occup_Yr | Occupancy | FRACTION | Default¦Wkdy | 2014-02-01 | 2014-02-28 | Hourly | 0 | 0 | 0 | 0 | 0 | 0 | 0.5 | 0.33 | 0.33 | 0.33 | 0.33 | 0.33 | 0.33 | 0.33 | 0.33 | 0.33 | 0.33 | 0.33 | 1 | 1 | 1 | 1 | 0.5 | 0 | From eQ_Lib.dat in MASControl 2017
D_SFm_Living_Occup_Yr | Occupancy | FRACTION | Wknd | 2014-02-01 | 2014-02-28 | Hourly | 0 | 0 | 0 | 0 | 0 | 0 | 0 | 0.5 | 0.67 | 0.67 | 0.67 | 0.67 | 0.67 | 0.67 | 0.67 | 0.67 | 0.67 | 1 | 1 | 1 | 1 | 1 | 0.5 | 0 | From eQ_Lib.dat in MASControl 2017
D_SFm_Living_Occup_Yr | Occupancy | FRACTION | Default¦Wkdy | 2014-03-01 | 2014-03-31 | Hourly | 0 | 0 | 0 | 0 | 0 | 0 | 0.5 | 0.33 | 0.33 | 0.33 | 0.33 | 0.33 | 0.33 | 0.33 | 0.33 | 0.33 | 0.33 | 0.33 | 1 | 1 | 1 | 1 | 0.5 | 0 | From eQ_Lib.dat in MASControl 2017
D_SFm_Living_Occup_Yr | Occupancy | FRACTION | Wknd | 2014-03-01 | 2014-03-31 | Hourly | 0 | 0 | 0 | 0 | 0 | 0 | 0 | 0.5 | 0.67 | 0.67 | 0.67 | 0.67 | 0.67 | 0.67 | 0.67 | 0.67 | 0.67 | 1 | 1 | 1 | 1 | 1 | 0.5 | 0 | From eQ_Lib.dat in MASControl 2017
D_SFm_Living_Occup_Yr | Occupancy | FRACTION | Default¦Wkdy | 2014-04-01 | 2014-04-30 | Hourly | 0 | 0 | 0 | 0 | 0 | 0 | 0.5 | 0.33 | 0.33 | 0.33 | 0.33 | 0.33 | 0.33 | 0.33 | 0.33 | 0.33 | 0.33 | 0.33 | 1 | 1 | 1 | 1 | 0.5 | 0 | From eQ_Lib.dat in MASControl 2017
D_SFm_Living_Occup_Yr | Occupancy | FRACTION | Wknd | 2014-04-01 | 2014-04-30 | Hourly | 0 | 0 | 0 | 0 | 0 | 0 | 0 | 0.5 | 0.67 | 0.67 | 0.67 | 0.67 | 0.67 | 0.67 | 0.67 | 0.67 | 0.67 | 1 | 1 | 1 | 1 | 1 | 0.5 | 0 | From eQ_Lib.dat in MASControl 2017
D_SFm_Living_Occup_Yr | Occupancy | FRACTION | Default¦Wkdy | 2014-05-01 | 2014-05-31 | Hourly | 0 | 0 | 0 | 0 | 0 | 0 | 0.5 | 0.33 | 0.33 | 0.33 | 0.33 | 0.33 | 0.33 | 0.33 | 0.33 | 0.33 | 0.33 | 0.33 | 1 | 1 | 1 | 1 | 0.5 | 0 | From eQ_Lib.dat in MASControl 2017
D_SFm_Living_Occup_Yr | Occupancy | FRACTION | Wknd | 2014-05-01 | 2014-05-31 | Hourly | 0 | 0 | 0 | 0 | 0 | 0 | 0 | 0.5 | 0.67 | 0.67 | 0.67 | 0.67 | 0.67 | 0.67 | 0.67 | 0.67 | 0.67 | 1 | 1 | 1 | 1 | 1 | 0.5 | 0 | From eQ_Lib.dat in MASControl 2017
D_SFm_Living_Occup_Yr | Occupancy | FRACTION | Default¦Wkdy | 2014-06-01 | 2014-06-30 | Hourly | 0 | 0 | 0 | 0 | 0 | 0 | 0.5 | 0.33 | 0.33 | 0.33 | 0.33 | 0.33 | 0.33 | 0.33 | 0.33 | 0.33 | 0.33 | 0.33 | 1 | 1 | 1 | 1 | 0.5 | 0 | From eQ_Lib.dat in MASControl 2017
D_SFm_Living_Occup_Yr | Occupancy | FRACTION | Wknd | 2014-06-01 | 2014-06-30 | Hourly | 0 | 0 | 0 | 0 | 0 | 0 | 0 | 0.5 | 0.67 | 0.67 | 0.67 | 0.67 | 0.67 | 0.67 | 0.67 | 0.67 | 0.67 | 1 | 1 | 1 | 1 | 1 | 0.5 | 0 | From eQ_Lib.dat in MASControl 2017
D_SFm_Living_Occup_Yr | Occupancy | FRACTION | Default¦Wkdy | 2014-07-01 | 2014-07-31 | Hourly | 0 | 0 | 0 | 0 | 0 | 0 | 0.5 | 0.33 | 0.33 | 0.33 | 0.33 | 0.33 | 0.33 | 0.33 | 0.33 | 0.33 | 0.33 | 0.33 | 1 | 1 | 1 | 1 | 0.5 | 0 | From eQ_Lib.dat in MASControl 2017
D_SFm_Living_Occup_Yr | Occupancy | FRACTION | Wknd | 2014-07-01 | 2014-07-31 | Hourly | 0 | 0 | 0 | 0 | 0 | 0 | 0 | 0.5 | 0.67 | 0.67 | 0.67 | 0.67 | 0.67 | 0.67 | 0.67 | 0.67 | 0.67 | 1 | 1 | 1 | 1 | 1 | 0.5 | 0 | From eQ_Lib.dat in MASControl 2017
D_SFm_Living_Occup_Yr | Occupancy | FRACTION | Default¦Wkdy | 2014-08-01 | 2014-08-31 | Hourly | 0 | 0 | 0 | 0 | 0 | 0 | 0.5 | 0.33 | 0.33 | 0.33 | 0.33 | 0.33 | 0.33 | 0.33 | 0.33 | 0.33 | 0.33 | 0.33 | 1 | 1 | 1 | 1 | 0.5 | 0 | From eQ_Lib.dat in MASControl 2017
D_SFm_Living_Occup_Yr | Occupancy | FRACTION | Wknd | 2014-08-01 | 2014-08-31 | Hourly | 0 | 0 | 0 | 0 | 0 | 0 | 0 | 0.5 | 0.67 | 0.67 | 0.67 | 0.67 | 0.67 | 0.67 | 0.67 | 0.67 | 0.67 | 1 | 1 | 1 | 1 | 1 | 0.5 | 0 | From eQ_Lib.dat in MASControl 2017
D_SFm_Living_Occup_Yr | Occupancy | FRACTION | Default¦Wkdy | 2014-09-01 | 2014-09-30 | Hourly | 0 | 0 | 0 | 0 | 0 | 0 | 0.5 | 0.33 | 0.33 | 0.33 | 0.33 | 0.33 | 0.33 | 0.33 | 0.33 | 0.33 | 0.33 | 0.33 | 1 | 1 | 1 | 1 | 0.5 | 0 | From eQ_Lib.dat in MASControl 2017
D_SFm_Living_Occup_Yr | Occupancy | FRACTION | Wknd | 2014-09-01 | 2014-09-30 | Hourly | 0 | 0 | 0 | 0 | 0 | 0 | 0 | 0.5 | 0.67 | 0.67 | 0.67 | 0.67 | 0.67 | 0.67 | 0.67 | 0.67 | 0.67 | 1 | 1 | 1 | 1 | 1 | 0.5 | 0 | From eQ_Lib.dat in MASControl 2017
D_SFm_Living_Occup_Yr | Occupancy | FRACTION | Default¦Wkdy | 2014-10-01 | 2014-10-31 | Hourly | 0 | 0 | 0 | 0 | 0 | 0 | 0.5 | 0.33 | 0.33 | 0.33 | 0.33 | 0.33 | 0.33 | 0.33 | 0.33 | 0.33 | 0.33 | 0.33 | 1 | 1 | 1 | 1 | 0.5 | 0 | From eQ_Lib.dat in MASControl 2017
D_SFm_Living_Occup_Yr | Occupancy | FRACTION | Wknd | 2014-10-01 | 2014-10-31 | Hourly | 0 | 0 | 0 | 0 | 0 | 0 | 0 | 0.5 | 0.67 | 0.67 | 0.67 | 0.67 | 0.67 | 0.67 | 0.67 | 0.67 | 0.67 | 1 | 1 | 1 | 1 | 1 | 0.5 | 0 | From eQ_Lib.dat in MASControl 2017
D_SFm_Living_Occup_Yr | Occupancy | FRACTION | Default¦Wkdy | 2014-11-01 | 2014-11-30 | Hourly | 0 | 0 | 0 | 0 | 0 | 0 | 0.5 | 0.33 | 0.33 | 0.33 | 0.33 | 0.33 | 0.33 | 0.33 | 0.33 | 0.33 | 0.33 | 0.33 | 1 | 1 | 1 | 1 | 0.5 | 0 | From eQ_Lib.dat in MASControl 2017
D_SFm_Living_Occup_Yr | Occupancy | FRACTION | Wknd | 2014-11-01 | 2014-11-30 | Hourly | 0 | 0 | 0 | 0 | 0 | 0 | 0 | 0.5 | 0.67 | 0.67 | 0.67 | 0.67 | 0.67 | 0.67 | 0.67 | 0.67 | 0.67 | 1 | 1 | 1 | 1 | 1 | 0.5 | 0 | From eQ_Lib.dat in MASControl 2017
D_SFm_Living_Occup_Yr | Occupancy | FRACTION | Default¦Wkdy | 2014-12-01 | 2014-12-31 | Hourly | 0 | 0 | 0 | 0 | 0 | 0 | 0.5 | 0.33 | 0.33 | 0.33 | 0.33 | 0.33 | 0.33 | 0.33 | 0.33 | 0.33 | 0.33 | 0.33 | 1 | 1 | 1 | 1 | 0.5 | 0 | From eQ_Lib.dat in MASControl 2017
D_SFm_Living_Occup_Yr | Occupancy | FRACTION | Wknd | 2014-12-01 | 2014-12-31 | Hourly | 0 | 0 | 0 | 0 | 0 | 0 | 0 | 0.5 | 0.67 | 0.67 | 0.67 | 0.67 | 0.67 | 0.67 | 0.67 | 0.67 | 0.67 | 1 | 1 | 1 | 1 | 1 | 0.5 | 0 | From eQ_Lib.dat in MASControl 2017
D_SFm_Living_Occup_Yr | Occupancy | FRACTION | WntrDsn | 2014-01-01 | 2014-12-31 | Constant | 0 | [23 empty] | From eQ_Lib.dat in MASControl 2017
D_SFm_Living_Occup_Yr | Occupancy | FRACTION | SmrDsn | 2014-01-01 | 2014-12-31 | Constant | 1 | [23 empty] | From eQ_Lib.dat in MASControl 2017
D_SFm_Living_Occup_Yr | Occupancy | FRACTION | Hol | 2014-01-01 | 2014-12-31 | Hourly | 0 | 0 | 0 | 0 | 0 | 0 | 0 | 0.5 | 0.67 | 0.67 | 0.67 | 0.67 | 0.67 | 0.67 | 0.67 | 0.67 | 0.67 | 1 | 1 | 1 | 1 | 1 | 0.5 | 0 | From eQ_Lib.dat in MASControl 2017
D_SUn_All_Occup_Yr | Occupancy | FRACTION | SmrDsn | 2014-01-01 | 2014-12-31 | Constant | 1 | [23 empty] | From eQ_Lib.dat in MASControl 2017
D_SUn_All_Occup_Yr | Occupancy | FRACTION | WntrDsn | 2014-01-01 | 2014-12-31 | Constant | 0 | [23 empty] | From eQ_Lib.dat in MASControl 2017
D_SUn_All_Occup_Yr | Occupancy | FRACTION | Default¦Hol | 2014-01-01 | 2014-12-31 | Hourly | 0 | 0 | 0 | 0 | 0 | 0 | 0.4 | 0.8 | 0.8 | 0.8 | 0.8 | 0.8 | 0.8 | 0.8 | 0.8 | 0.8 | 0.8 | 0.4 | 0 | 0 | 0 | 0 | 0 | 0 | From eQ_Lib.dat in MASControl 2017
D_WRf_IndDock_Occup_Yr | Occupancy | FRACTION | SmrDsn | 2014-01-01 | 2014-12-31 | Constant | 1 | [23 empty] | From eQ_Lib.dat in MASControl 2017
D_WRf_IndDock_Occup_Yr | Occupancy | FRACTION | WntrDsn | 2014-01-01 | 2014-12-31 | Constant | 0 | [23 empty] | From eQ_Lib.dat in MASControl 2017
D_WRf_IndDock_Occup_Yr | Occupancy | FRACTION | Default¦Hol | 2014-01-01 | 2014-12-31 | Hourly | 0.4 | 0.4 | 0.4 | 0.4 | 0.4 | 0.4 | 0.9 | 0.9 | 0.9 | 0.9 | 0.9 | 0.9 | 0.9 | 0.9 | 0.9 | 0.9 | 0.9 | 0.4 | 0.4 | 0.4 | 0.4 | 0.4 | 0.4 | 0.4 | From eQ_Lib.dat in MASControl 2017
D_WRf_OffGen_Occup_Yr | Occupancy | FRACTION | SmrDsn | 2014-01-01 | 2014-12-31 | Constant | 1 | [23 empty] | From eQ_Lib.dat in MASControl 2017
D_WRf_OffGen_Occup_Yr | Occupancy | FRACTION | WntrDsn | 2014-01-01 | 2014-12-31 | Constant | 0 | [23 empty] | From eQ_Lib.dat in MASControl 2017
D_WRf_OffGen_Occup_Yr | Occupancy | FRACTION | Default¦Hol | 2014-01-01 | 2014-12-31 | Hourly | 0.1 | 0.1 | 0.1 | 0.1 | 0.1 | 0.1 | 0.9 | 0.9 | 0.9 | 0.9 | 0.9 | 0.9 | 0.9 | 0.9 | 0.9 | 0.9 | 0.9 | 0.1 | 0.1 | 0.1 | 0.1 | 0.1 | 0.1 | 0.1 | From eQ_Lib.dat in MASControl 2017
D_WRf_RfgClr_Occup_Yr | Occupancy | FRACTION | SmrDsn | 2014-01-01 | 2014-12-31 | Constant | 1 | [23 empty] | From eQ_Lib.dat in MASControl 2017
D_WRf_RfgClr_Occup_Yr | Occupancy | FRACTION | WntrDsn | 2014-01-01 | 2014-12-31 | Constant | 0 | [23 empty] | From eQ_Lib.dat in MASControl 2017
D_WRf_RfgClr_Occup_Yr | Occupancy | FRACTION | Default¦Hol | 2014-01-01 | 2014-12-31 | Hourly | 0.4 | 0.4 | 0.4 | 0.4 | 0.4 | 0.4 | 0.9 | 0.9 | 0.9 | 0.9 | 0.9 | 0.9 | 0.9 | 0.9 | 0.9 | 0.9 | 0.9 | 0.4 | 0.4 | 0.4 | 0.4 | 0.4 | 0.4 | 0.4 | From eQ_Lib.dat in MASControl 2017
D_WRf_RfgFrz_Occup_Yr | Occupancy | FRACTION | SmrDsn | 2014-01-01 | 2014-12-31 | Constant | 1 | [23 empty] | From eQ_Lib.dat in MASControl 2017
D_WRf_RfgFrz_Occup_Yr | Occupancy | FRACTION | WntrDsn | 2014-01-01 | 2014-12-31 | Constant | 0 | [23 empty] | From eQ_Lib.dat in MASControl 2017
D_WRf_RfgFrz_Occup_Yr | Occupancy | FRACTION | Default¦Hol | 2014-01-01 | 2014-12-31 | Hourly | 0.4 | 0.4 | 0.4 | 0.4 | 0.4 | 0.4 | 0.9 | 0.9 | 0.9 | 0.9 | 0.9 | 0.9 | 0.9 | 0.9 | 0.9 | 0.9 | 0.9 | 0.4 | 0.4 | 0.4 | 0.4 | 0.4 | 0.4 | 0.4 | From eQ_Lib.dat in MASControl 2017
FullServiceRestaurant Bldg Occ | Occupancy |  | Default | 2014-01-01 | 2014-12-31 | Hourly | 0.05 | 0 | 0 | 0 | 0 | 0.05 | 0.1 | 0.4 | 0.4 | 0.4 | 0.2 | 0.5 | 0.8 | 0.7 | 0.4 | 0.2 | 0.25 | 0.5 | 0.8 | 0.8 | 0.8 | 0.5 | 0.35 | 0.2 | From DOE Reference Buildings
FullServiceRestaurant Bldg Occ | Occupancy |  | WntrDsn | 2014-01-01 | 2014-12-31 | Constant | 0 | [23 empty] | From DOE Reference Buildings
FullServiceRestaurant Bldg Occ | Occupancy |  | SmrDsn | 2014-01-01 | 2014-12-31 | Constant | 1 | [23 empty] | From DOE Reference Buildings
FullServiceRestaurant Bldg Occ | Occupancy |  | Sun | 2014-01-01 | 2014-12-31 | Hourly | 0.05 | 0 | 0 | 0 | 0 | 0 | 0.05 | 0.5 | 0.5 | 0.2 | 0.2 | 0.3 | 0.5 | 0.5 | 0.3 | 0.2 | 0.25 | 0.35 | 0.55 | 0.65 | 0.7 | 0.35 | 0.2 | 0.2 | From DOE Reference Buildings
FullServiceRestaurant Bldg Occ | Occupancy |  | Sat | 2014-01-01 | 2014-12-31 | Hourly | 0.05 | 0 | 0 | 0 | 0 | 0 | 0.05 | 0.5 | 0.5 | 0.4 | 0.2 | 0.45 | 0.5 | 0.5 | 0.35 | 0.3 | 0.3 | 0.3 | 0.7 | 0.9 | 0.7 | 0.65 | 0.55 | 0.35 | From DOE Reference Buildings
Hospital Bldg Occ | Occupancy |  | Default¦SmrDsn | 2014-01-01 | 2014-12-31 | Hourly | 0.05 | 0.05 | 0.05 | 0.05 | 0.2 | 0.2 | 0.5 | 0.9 | 0.9 | 0.9 | 0.9 | 0.9 | 0.9 | 0.9 | 0.9 | 0.9 | 0.9 | 0.9 | 0.5 | 0.5 | 0.2 | 0.2 | 0.05 | 0.05 | From DOE Reference Buildings
Hospital Bldg Occ | Occupancy |  | WntrDsn¦Sat | 2014-01-01 | 2014-12-31 | Hourly | 0.05 | 0.05 | 0.05 | 0.05 | 0.05 | 0.05 | 0.05 | 0.2 | 0.2 | 0.3 | 0.3 | 0.3 | 0.3 | 0.3 | 0.3 | 0.2 | 0.2 | 0.2 | 0.2 | 0.2 | 0.05 | 0.05 | 0.05 | 0.05 | From DOE Reference Buildings
Hospital Bldg Occ | Occupancy |  | Sun | 2014-01-01 | 2014-12-31 | Hourly | 0 | 0 | 0 | 0 | 0 | 0 | 0 | 0 | 0.05 | 0.05 | 0.05 | 0.05 | 0.05 | 0.05 | 0.05 | 0.05 | 0.05 | 0 | 0 | 0 | 0 | 0 | 0 | 0 | From DOE Reference Buildings
Hospital BLDG_OCC_EXTD_SCH | Occupancy |  | Default | 2014-01-01 | 2014-12-31 | Hourly | 0.4 | 0.4 | 0.4 | 0.4 | 0.4 | 0.4 | 0.4 | 0.4 | 0.6 | 0.6 | 0.6 | 0.6 | 0.6 | 0.6 | 0.6 | 0.6 | 0.4 | 0.4 | 0.4 | 0.4 | 0.4 | 0.4 | 0.4 | 0.4 | From DOE Prototype Buildings
Hospital BLDG_OCC_EXTD_SCH | Occupancy |  | WntrDsn | 2014-01-01 | 2014-12-31 | Constant | 0 | [23 empty] | From DOE Prototype Buildings
Hospital BLDG_OCC_EXTD_SCH | Occupancy |  | SmrDsn | 2014-01-01 | 2014-12-31 | Constant | 1 | [23 empty] | From DOE Prototype Buildings
Hospital BLDG_OCC_EXTD_SCH | Occupancy |  | Sat | 2014-01-01 | 2014-12-31 | Hourly | 0.4 | 0.4 | 0.4 | 0.4 | 0.4 | 0.4 | 0.4 | 0.5 | 0.6 | 0.6 | 0.6 | 0.6 | 0.6 | 0.6 | 0.6 | 0.6 | 0.6 | 0.5 | 0.5 | 0.4 | 0.4 | 0.4 | 0.4 | 0.4 | From DOE Prototype Buildings
Hospital BLDG_OCC_EXTD_SCH | Occupancy |  | Wkdy | 2014-01-01 | 2014-12-31 | Hourly | 0.4 | 0.4 | 0.4 | 0.4 | 0.4 | 0.4 | 0.4 | 0.5 | 0.6 | 0.8 | 0.8 | 0.8 | 0.8 | 0.8 | 0.8 | 0.8 | 0.8 | 0.6 | 0.5 | 0.5 | 0.4 | 0.4 | 0.4 | 0.4 | From DOE Prototype Buildings
Hospital BLDG_OCC_SCH | Occupancy |  | Default | 2014-01-01 | 2014-12-31 | Hourly | 0 | 0 | 0 | 0 | 0 | 0 | 0 | 0 | 0.05 | 0.05 | 0.05 | 0.05 | 0.05 | 0.05 | 0.05 | 0.05 | 0 | 0 | 0 | 0 | 0 | 0 | 0 | 0 | From DOE Prototype Buildings
Hospital BLDG_OCC_SCH | Occupancy |  | WntrDsn | 2014-01-01 | 2014-12-31 | Constant | 0 | [23 empty] | From DOE Prototype Buildings
Hospital BLDG_OCC_SCH | Occupancy |  | SmrDsn | 2014-01-01 | 2014-12-31 | Constant | 1 | [23 empty] | From DOE Prototype Buildings
Hospital BLDG_OCC_SCH | Occupancy |  | Sat | 2014-01-01 | 2014-12-31 | Hourly | 0 | 0 | 0 | 0 | 0 | 0 | 0 | 0.1 | 0.3 | 0.4 | 0.4 | 0.4 | 0.4 | 0.4 | 0.4 | 0.4 | 0.4 | 0.1 | 0.1 | 0 | 0 | 0 | 0 | 0 | From DOE Prototype Buildings
Hospital BLDG_OCC_SCH | Occupancy |  | Wkdy | 2014-01-01 | 2014-12-31 | Hourly | 0 | 0 | 0 | 0 | 0 | 0 | 0 | 0.1 | 0.5 | 0.8 | 0.8 | 0.8 | 0.8 | 0.8 | 0.8 | 0.8 | 0.8 | 0.5 | 0.3 | 0.3 | 0.2 | 0.2 | 0 | 0 | From DOE Prototype Buildings
Hospital Critical Occ | Occupancy |  | Default¦WntrDsn¦SmrDsn¦Sun¦Sat | 2014-01-01 | 2014-12-31 | Hourly | 0.4 | 0.4 | 0.4 | 0.4 | 0.65 | 0.65 | 0.9 | 0.9 | 0.9 | 0.9 | 0.9 | 0.9 | 0.9 | 0.9 | 0.9 | 0.9 | 0.9 | 0.9 | 0.65 | 0.65 | 0.65 | 0.65 | 0.4 | 0.4 | From DOE Reference Buildings
Hospital walkin_occ_lght_SCH | Occupancy |  | Default | 2014-01-01 | 2014-12-31 | Hourly | 0.05 | 0.05 | 0.05 | 0.05 | 0.05 | 0.05 | 0.05 | 0.05 | 0.052 | 0.052 | 0.052 | 0.052 | 0.052 | 0.052 | 0.052 | 0.052 | 0.05 | 0.05 | 0.05 | 0.05 | 0.05 | 0.05 | 0.05 | 0.05 | From DOE Prototype Buildings
Hospital walkin_occ_lght_SCH | Occupancy |  | WntrDsn | 2014-01-01 | 2014-12-31 | Constant | 0 | [23 empty] | From DOE Prototype Buildings
Hospital walkin_occ_lght_SCH | Occupancy |  | SmrDsn | 2014-01-01 | 2014-12-31 | Constant | 1 | [23 empty] | From DOE Prototype Buildings
Hospital walkin_occ_lght_SCH | Occupancy |  | Sat | 2014-01-01 | 2014-12-31 | Hourly | 0.1 | 0.1 | 0.1 | 0.1 | 0.1 | 0.1 | 0.1 | 0.104 | 0.208 | 0.208 | 0.208 | 0.208 | 0.208 | 0.208 | 0.208 | 0.208 | 0.208 | 0.208 | 0.1 | 0.1 | 0.1 | 0.1 | 0.1 | 0.1 | From DOE Prototype Buildings
Hospital walkin_occ_lght_SCH | Occupancy |  | Wkdy | 2014-01-01 | 2014-12-31 | Hourly | 0.1 | 0.1 | 0.1 | 0.1 | 0.1 | 0.1 | 0.1 | 0.26 | 0.468 | 0.468 | 0.468 | 0.468 | 0.468 | 0.468 | 0.468 | 0.468 | 0.156 | 0.156 | 0.156 | 0.156 | 0.156 | 0.156 | 0.156 | 0.1 | From DOE Prototype Buildings
HotelLarge BLDG_OCC_SCH | Occupancy |  | Default | 2014-01-01 | 2014-12-31 | Hourly | 0.7 | 0.7 | 0.7 | 0.7 | 0.7 | 0.7 | 0.7 | 0.7 | 0.5 | 0.5 | 0.5 | 0.3 | 0.3 | 0.2 | 0.2 | 0.2 | 0.3 | 0.4 | 0.4 | 0.6 | 0.6 | 0.8 | 0.8 | 0.8 | From DOE Prototype Buildings
HotelLarge BLDG_OCC_SCH | Occupancy |  | WntrDsn | 2014-01-01 | 2014-12-31 | Constant | 0 | [23 empty] | From DOE Prototype Buildings
HotelLarge BLDG_OCC_SCH | Occupancy |  | SmrDsn | 2014-01-01 | 2014-12-31 | Constant | 1 | [23 empty] | From DOE Prototype Buildings
HotelLarge BLDG_OCC_SCH | Occupancy |  | Sat | 2014-01-01 | 2014-12-31 | Hourly | 0.9 | 0.9 | 0.9 | 0.9 | 0.9 | 0.9 | 0.7 | 0.5 | 0.5 | 0.3 | 0.3 | 0.3 | 0.3 | 0.3 | 0.3 | 0.3 | 0.3 | 0.5 | 0.6 | 0.6 | 0.6 | 0.7 | 0.7 | 0.7 | From DOE Prototype Buildings
HotelLarge BLDG_OCC_SCH | Occupancy |  | Wkdy | 2014-01-01 | 2014-12-31 | Hourly | 0.9 | 0.9 | 0.9 | 0.9 | 0.9 | 0.9 | 0.7 | 0.4 | 0.4 | 0.2 | 0.2 | 0.2 | 0.2 | 0.2 | 0.2 | 0.3 | 0.5 | 0.5 | 0.5 | 0.7 | 0.7 | 0.8 | 0.9 | 0.9 | From DOE Prototype Buildings
HotelLarge EmployeeLounge_Occ_Sch | Occupancy |  | Default | 2014-01-01 | 2014-12-31 | Hourly | 0 | 0 | 0 | 0 | 0 | 0.05 | 0.05 | 0.05 | 0.1 | 0.1 | 0.1 | 0.1 | 0.2 | 0.1 | 0.1 | 0.1 | 0.1 | 0.1 | 0.05 | 0.05 | 0 | 0 | 0 | 0 | From DOE Prototype Buildings
HotelLarge EmployeeLounge_Occ_Sch | Occupancy |  | WntrDsn | 2014-01-01 | 2014-12-31 | Constant | 0 | [23 empty] | From DOE Prototype Buildings
HotelLarge EmployeeLounge_Occ_Sch | Occupancy |  | SmrDsn | 2014-01-01 | 2014-12-31 | Constant | 1 | [23 empty] | From DOE Prototype Buildings
HotelLarge EmployeeLounge_Occ_Sch | Occupancy |  | Wkdy | 2014-01-01 | 2014-12-31 | Hourly | 0 | 0 | 0 | 0 | 0 | 0.1 | 0.1 | 0.2 | 0.2 | 0.2 | 0.2 | 0.2 | 0.7 | 0.2 | 0.2 | 0.2 | 0.2 | 0.2 | 0.1 | 0.1 | 0 | 0 | 0 | 0 | From DOE Prototype Buildings
HotelLarge ExerciseRoom_Occ_Sch | Occupancy |  | Default¦WntrDsn¦SmrDsn | 2014-01-01 | 2014-12-31 | Hourly | 0 | 0 | 0 | 0 | 0 | 0 | 0.5 | 1 | 1 | 1 | 1 | 0.5 | 0 | 1 | 1 | 1 | 1 | 1 | 1 | 1 | 1 | 1 | 0.5 | 0 | From DOE Prototype Buildings
HotelLarge GuestRoom_Occ_Sch | Occupancy |  | Default | 2014-01-01 | 2014-12-31 | Hourly | 0.65 | 0.65 | 0.65 | 0.65 | 0.65 | 0.65 | 0.5 | 0.34 | 0.34 | 0.2 | 0.2 | 0.2 | 0.2 | 0.2 | 0.2 | 0.2 | 0.2 | 0.34 | 0.35 | 0.65 | 0.65 | 0.5 | 0.5 | 0.5 | From DOE Prototype Buildings
HotelLarge GuestRoom_Occ_Sch | Occupancy |  | WntrDsn | 2014-01-01 | 2014-12-31 | Constant | 0 | [23 empty] | From DOE Prototype Buildings
HotelLarge GuestRoom_Occ_Sch | Occupancy |  | SmrDsn | 2014-01-01 | 2014-12-31 | Constant | 1 | [23 empty] | From DOE Prototype Buildings
HotelLarge GuestRoom_Occ_Sch | Occupancy |  | Wkdy | 2014-01-01 | 2014-12-31 | Hourly | 0.65 | 0.65 | 0.65 | 0.65 | 0.65 | 0.65 | 0.5 | 0.28 | 0.28 | 0.13 | 0.13 | 0.13 | 0.13 | 0.13 | 0.13 | 0.2 | 0.35 | 0.35 | 0.35 | 0.5 | 0.5 | 0.58 | 0.65 | 0.65 | From DOE Prototype Buildings
HotelLarge LaundryRoom_Occ_Sch | Occupancy |  | Default¦Wkdy | 2014-01-01 | 2014-12-31 | Hourly | 0 | 0 | 0 | 0 | 0 | 0 | 0 | 0 | 0.09 | 0.09 | 0.18 | 0.18 | 0 | 0.18 | 0.18 | 0.18 | 0.09 | 0 | 0 | 0 | 0 | 0 | 0 | 0 | From DOE Prototype Buildings
HotelLarge LaundryRoom_Occ_Sch | Occupancy |  | WntrDsn | 2014-01-01 | 2014-12-31 | Constant | 0 | [23 empty] | From DOE Prototype Buildings
HotelLarge LaundryRoom_Occ_Sch | Occupancy |  | SmrDsn | 2014-01-01 | 2014-12-31 | Constant | 1 | [23 empty] | From DOE Prototype Buildings
HotelLarge Lobby_Occ_Sch | Occupancy |  | Default | 2014-01-01 | 2014-12-31 | Hourly | 0.1 | 0.1 | 0.1 | 0.1 | 0.1 | 0.1 | 0.3 | 0.7 | 0.7 | 0.7 | 0.2 | 0.2 | 0.2 | 0.2 | 0.2 | 0.2 | 0.2 | 0.2 | 0.2 | 0.2 | 0.2 | 0.2 | 0.1 | 0.1 | From DOE Prototype Buildings
HotelLarge Lobby_Occ_Sch | Occupancy |  | WntrDsn | 2014-01-01 | 2014-12-31 | Constant | 0 | [23 empty] | From DOE Prototype Buildings
HotelLarge Lobby_Occ_Sch | Occupancy |  | SmrDsn | 2014-01-01 | 2014-12-31 | Constant | 1 | [23 empty] | From DOE Prototype Buildings
HotelLarge Lobby_Occ_Sch | Occupancy |  | Wkdy | 2014-01-01 | 2014-12-31 | Hourly | 0.1 | 0.1 | 0.1 | 0.1 | 0.1 | 0.3 | 0.7 | 0.7 | 0.7 | 0.7 | 0.2 | 0.2 | 0.2 | 0.2 | 0.2 | 0.2 | 0.4 | 0.4 | 0.2 | 0.2 | 0.2 | 0.2 | 0.1 | 0.1 | From DOE Prototype Buildings
HotelLarge MeetingRoom_Occ_Sch | Occupancy |  | Default¦Wkdy | 2014-01-01 | 2014-12-31 | Hourly | 0 | 0 | 0 | 0 | 0 | 0 | 0 | 0.05 | 0.5 | 0.5 | 0.2 | 0.2 | 0.05 | 0.5 | 0.5 | 0.2 | 0.2 | 0.2 | 0.05 | 0.05 | 0 | 0 | 0 | 0 | From DOE Prototype Buildings
HotelLarge MeetingRoom_Occ_Sch | Occupancy |  | WntrDsn | 2014-01-01 | 2014-12-31 | Constant | 0 | [23 empty] | From DOE Prototype Buildings
HotelLarge MeetingRoom_Occ_Sch | Occupancy |  | SmrDsn | 2014-01-01 | 2014-12-31 | Constant | 1 | [23 empty] | From DOE Prototype Buildings
HotelLarge Off During Unoccupied Period | Occupancy |  | Default¦WntrDsn¦SmrDsn | 2014-01-01 | 2014-12-31 | Hourly | 0 | 0 | 0 | 0 | 0 | 0 | 0 | 0 | 1 | 1 | 1 | 1 | 1 | 1 | 1 | 1 | 1 | 1 | 0 | 0 | 0 | 0 | 0 | 0 | From DOE Prototype Buildings
HotelLarge Office_Occ_Sch | Occupancy |  | Default | 2014-01-01 | 2014-12-31 | Hourly | 0.2 | 0.2 | 0.2 | 0.2 | 0.2 | 0.2 | 0.2 | 0.3 | 0.5 | 0.5 | 0.5 | 0.5 | 0.5 | 0.5 | 0.5 | 0.5 | 0.5 | 0.3 | 0.2 | 0.2 | 0.2 | 0.2 | 0.2 | 0.2 | From DOE Prototype Buildings
HotelLarge Office_Occ_Sch | Occupancy |  | WntrDsn | 2014-01-01 | 2014-12-31 | Constant | 0 | [23 empty] | From DOE Prototype Buildings
HotelLarge Office_Occ_Sch | Occupancy |  | SmrDsn | 2014-01-01 | 2014-12-31 | Constant | 1 | [23 empty] | From DOE Prototype Buildings
HotelLarge Office_Occ_Sch | Occupancy |  | Wkdy | 2014-01-01 | 2014-12-31 | Hourly | 0.2 | 0.2 | 0.2 | 0.2 | 0.2 | 0.2 | 0.3 | 0.4 | 1 | 1 | 1 | 1 | 0.5 | 1 | 1 | 1 | 1 | 0.4 | 0.3 | 0.2 | 0.2 | 0.2 | 0.2 | 0.2 | From DOE Prototype Buildings
HotelLarge walkin_occ_lght_SCH | Occupancy |  | Default | 2014-01-01 | 2014-12-31 | Hourly | 0.156 | 0.156 | 0.104 | 0.104 | 0.104 | 0.104 | 0.156 | 0.208 | 0.208 | 0.156 | 0.156 | 0.156 | 0.156 | 0.104 | 0.104 | 0.104 | 0.104 | 0.104 | 0.26 | 0.364 | 0.416 | 0.312 | 0.26 | 0.156 | From DOE Prototype Buildings
HotelLarge walkin_occ_lght_SCH | Occupancy |  | WntrDsn | 2014-01-01 | 2014-12-31 | Constant | 0 | [23 empty] | From DOE Prototype Buildings
HotelLarge walkin_occ_lght_SCH | Occupancy |  | SmrDsn | 2014-01-01 | 2014-12-31 | Constant | 1 | [23 empty] | From DOE Prototype Buildings
HotelLarge walkin_occ_lght_SCH | Occupancy |  | Sat | 2014-01-01 | 2014-12-31 | Hourly | 0.104 | 0.104 | 0.052 | 0.052 | 0.052 | 0.052 | 0.156 | 0.156 | 0.208 | 0.208 | 0.156 | 0.13 | 0.13 | 0.13 | 0.13 | 0.13 | 0.13 | 0.13 | 0.312 | 0.364 | 0.364 | 0.364 | 0.312 | 0.156 | From DOE Prototype Buildings
HotelLarge walkin_occ_lght_SCH | Occupancy |  | Wkdy | 2014-01-01 | 2014-12-31 | Hourly | 0.104 | 0.078 | 0.052 | 0.052 | 0.052 | 0.104 | 0.208 | 0.26 | 0.208 | 0.208 | 0.13 | 0.13 | 0.13 | 0.13 | 0.13 | 0.13 | 0.13 | 0.13 | 0.312 | 0.416 | 0.468 | 0.416 | 0.312 | 0.156 | From DOE Prototype Buildings
HotelSmall EmployeeLounge_Occ_Sch | Occupancy |  | Default | 2014-01-01 | 2014-12-31 | Hourly | 0 | 0 | 0 | 0 | 0 | 0.05 | 0.05 | 0.05 | 0.1 | 0.1 | 0.1 | 0.1 | 0.2 | 0.1 | 0.1 | 0.1 | 0.1 | 0.1 | 0.05 | 0.05 | 0 | 0 | 0 | 0 | From DOE Prototype Buildings
HotelSmall EmployeeLounge_Occ_Sch | Occupancy |  | WntrDsn | 2014-01-01 | 2014-12-31 | Constant | 0 | [23 empty] | From DOE Prototype Buildings
HotelSmall EmployeeLounge_Occ_Sch | Occupancy |  | SmrDsn | 2014-01-01 | 2014-12-31 | Constant | 1 | [23 empty] | From DOE Prototype Buildings
HotelSmall EmployeeLounge_Occ_Sch | Occupancy |  | Wkdy | 2014-01-01 | 2014-12-31 | Hourly | 0 | 0 | 0 | 0 | 0 | 0.1 | 0.1 | 0.2 | 0.2 | 0.2 | 0.2 | 0.2 | 0.7 | 0.2 | 0.2 | 0.2 | 0.2 | 0.2 | 0.1 | 0.1 | 0 | 0 | 0 | 0 | From DOE Prototype Buildings
HotelSmall ExerciseCenter_Occ_Sch | Occupancy |  | Default¦WntrDsn¦SmrDsn | 2014-01-01 | 2014-12-31 | Hourly | 0 | 0 | 0 | 0 | 0 | 0 | 0.5 | 1 | 1 | 1 | 1 | 0.5 | 0 | 1 | 1 | 1 | 1 | 1 | 1 | 1 | 1 | 1 | 0.5 | 0 | From DOE Prototype Buildings
HotelSmall GuestRoom_Occ_Sch | Occupancy |  | Default | 2014-01-01 | 2014-12-31 | Hourly | 1 | 1 | 1 | 1 | 1 | 1 | 0.77 | 0.53 | 0.53 | 0.3 | 0.3 | 0.3 | 0.3 | 0.3 | 0.3 | 0.3 | 0.3 | 0.53 | 0.54 | 0.65 | 0.65 | 0.77 | 0.77 | 0.77 | From DOE Prototype Buildings
HotelSmall GuestRoom_Occ_Sch | Occupancy |  | WntrDsn | 2014-01-01 | 2014-12-31 | Constant | 0 | [23 empty] | From DOE Prototype Buildings
HotelSmall GuestRoom_Occ_Sch | Occupancy |  | SmrDsn | 2014-01-01 | 2014-12-31 | Constant | 1 | [23 empty] | From DOE Prototype Buildings
HotelSmall GuestRoom_Occ_Sch | Occupancy |  | Wkdy | 2014-01-01 | 2014-12-31 | Hourly | 1 | 1 | 1 | 1 | 1 | 1 | 0.77 | 0.43 | 0.43 | 0.2 | 0.2 | 0.2 | 0.2 | 0.2 | 0.2 | 0.31 | 0.54 | 0.54 | 0.54 | 0.77 | 0.77 | 0.89 | 1 | 1 | From DOE Prototype Buildings
HotelSmall LaundryRoom_Occ_Sch | Occupancy |  | Default¦Wkdy | 2014-01-01 | 2014-12-31 | Hourly | 0 | 0 | 0 | 0 | 0 | 0 | 0 | 0 | 0.09 | 0.09 | 0.18 | 0.18 | 0 | 0.18 | 0.18 | 0.18 | 0.09 | 0 | 0 | 0 | 0 | 0 | 0 | 0 | From DOE Prototype Buildings
HotelSmall LaundryRoom_Occ_Sch | Occupancy |  | WntrDsn | 2014-01-01 | 2014-12-31 | Constant | 0 | [23 empty] | From DOE Prototype Buildings
HotelSmall LaundryRoom_Occ_Sch | Occupancy |  | SmrDsn | 2014-01-01 | 2014-12-31 | Constant | 1 | [23 empty] | From DOE Prototype Buildings
HotelSmall Lobby_Occ_Sch | Occupancy |  | Default | 2014-01-01 | 2014-12-31 | Hourly | 0.1 | 0.1 | 0.1 | 0.1 | 0.1 | 0.1 | 0.3 | 0.7 | 0.7 | 0.7 | 0.2 | 0.2 | 0.2 | 0.2 | 0.2 | 0.2 | 0.2 | 0.2 | 0.2 | 0.2 | 0.2 | 0.2 | 0.1 | 0.1 | From DOE Prototype Buildings
HotelSmall Lobby_Occ_Sch | Occupancy |  | WntrDsn | 2014-01-01 | 2014-12-31 | Constant | 0 | [23 empty] | From DOE Prototype Buildings
HotelSmall Lobby_Occ_Sch | Occupancy |  | SmrDsn | 2014-01-01 | 2014-12-31 | Constant | 1 | [23 empty] | From DOE Prototype Buildings
HotelSmall Lobby_Occ_Sch | Occupancy |  | Wkdy | 2014-01-01 | 2014-12-31 | Hourly | 0.1 | 0.1 | 0.1 | 0.1 | 0.1 | 0.3 | 0.7 | 0.7 | 0.7 | 0.7 | 0.2 | 0.2 | 0.2 | 0.2 | 0.2 | 0.2 | 0.4 | 0.4 | 0.2 | 0.2 | 0.2 | 0.2 | 0.1 | 0.1 | From DOE Prototype Buildings
HotelSmall MeetingRoom_Occ_Sch | Occupancy |  | Default¦Wkdy | 2014-01-01 | 2014-12-31 | Hourly | 0 | 0 | 0 | 0 | 0 | 0 | 0 | 0.05 | 0.5 | 0.5 | 0.2 | 0.2 | 0.05 | 0.5 | 0.5 | 0.2 | 0.2 | 0.2 | 0.05 | 0.05 | 0 | 0 | 0 | 0 | From DOE Prototype Buildings
HotelSmall MeetingRoom_Occ_Sch | Occupancy |  | WntrDsn | 2014-01-01 | 2014-12-31 | Constant | 0 | [23 empty] | From DOE Prototype Buildings
HotelSmall MeetingRoom_Occ_Sch | Occupancy |  | SmrDsn | 2014-01-01 | 2014-12-31 | Constant | 1 | [23 empty] | From DOE Prototype Buildings
HotelSmall Off During Unoccupied Period | Occupancy |  | Default¦WntrDsn¦SmrDsn | 2014-01-01 | 2014-12-31 | Hourly | 0 | 0 | 0 | 0 | 0 | 0 | 0 | 0 | 1 | 1 | 1 | 1 | 1 | 1 | 1 | 1 | 1 | 1 | 0 | 0 | 0 | 0 | 0 | 0 | From DOE Prototype Buildings
HotelSmall Office_Occ_Sch | Occupancy |  | Default | 2014-01-01 | 2014-12-31 | Hourly | 0.2 | 0.2 | 0.2 | 0.2 | 0.2 | 0.2 | 0.2 | 0.3 | 0.5 | 0.5 | 0.5 | 0.5 | 0.5 | 0.5 | 0.5 | 0.5 | 0.5 | 0.3 | 0.2 | 0.2 | 0.2 | 0.2 | 0.2 | 0.2 | From DOE Prototype Buildings
HotelSmall Office_Occ_Sch | Occupancy |  | WntrDsn | 2014-01-01 | 2014-12-31 | Constant | 0 | [23 empty] | From DOE Prototype Buildings
HotelSmall Office_Occ_Sch | Occupancy |  | SmrDsn | 2014-01-01 | 2014-12-31 | Constant | 1 | [23 empty] | From DOE Prototype Buildings
HotelSmall Office_Occ_Sch | Occupancy |  | Wkdy | 2014-01-01 | 2014-12-31 | Hourly | 0.2 | 0.2 | 0.2 | 0.2 | 0.2 | 0.2 | 0.3 | 0.4 | 1 | 1 | 1 | 1 | 0.5 | 1 | 1 | 1 | 1 | 0.4 | 0.3 | 0.2 | 0.2 | 0.2 | 0.2 | 0.2 | From DOE Prototype Buildings
Large Office Bldg Occ | Occupancy |  | Default | 2014-01-01 | 2014-12-31 | Hourly | 0 | 0 | 0 | 0 | 0 | 0 | 0.1 | 0.2 | 0.95 | 0.95 | 0.95 | 0.95 | 0.5 | 0.95 | 0.95 | 0.95 | 0.95 | 0.7 | 0.4 | 0.4 | 0.1 | 0.1 | 0.05 | 0.05 | From DOE Reference Buildings
Large Office Bldg Occ | Occupancy |  | WntrDsn¦Sun | 2014-01-01 | 2014-12-31 | Constant | 0 | [23 empty] | From DOE Reference Buildings
Large Office Bldg Occ | Occupancy |  | SmrDsn | 2014-01-01 | 2014-12-31 | Hourly | 0 | 0 | 0 | 0 | 0 | 0 | 1 | 1 | 1 | 1 | 1 | 1 | 1 | 1 | 1 | 1 | 1 | 1 | 1 | 1 | 1 | 1 | 0.05 | 0.05 | From DOE Reference Buildings
Large Office Bldg Occ | Occupancy |  | Sat | 2014-01-01 | 2014-12-31 | Hourly | 0 | 0 | 0 | 0 | 0 | 0 | 0.1 | 0.1 | 0.5 | 0.5 | 0.5 | 0.5 | 0.5 | 0.5 | 0.1 | 0.1 | 0.1 | 0 | 0 | 0 | 0 | 0 | 0 | 0 | From DOE Reference Buildings
LargeHotel Bldg Occ | Occupancy |  | Default | 2014-01-01 | 2014-12-31 | Hourly | 0.9 | 0.9 | 0.9 | 0.9 | 0.9 | 0.9 | 0.7 | 0.4 | 0.4 | 0.2 | 0.2 | 0.2 | 0.2 | 0.2 | 0.2 | 0.3 | 0.5 | 0.5 | 0.5 | 0.7 | 0.7 | 0.8 | 0.9 | 0.9 | From DOE Reference Buildings
LargeHotel Bldg Occ | Occupancy |  | WntrDsn | 2014-01-01 | 2014-12-31 | Constant | 0 | [23 empty] | From DOE Reference Buildings
LargeHotel Bldg Occ | Occupancy |  | SmrDsn | 2014-01-01 | 2014-12-31 | Constant | 1 | [23 empty] | From DOE Reference Buildings
LargeHotel Bldg Occ | Occupancy |  | Sun | 2014-01-01 | 2014-12-31 | Hourly | 0.7 | 0.7 | 0.7 | 0.7 | 0.7 | 0.7 | 0.7 | 0.7 | 0.5 | 0.5 | 0.5 | 0.3 | 0.3 | 0.2 | 0.2 | 0.2 | 0.3 | 0.4 | 0.4 | 0.6 | 0.6 | 0.8 | 0.8 | 0.8 | From DOE Reference Buildings
LargeHotel Bldg Occ | Occupancy |  | Sat | 2014-01-01 | 2014-12-31 | Hourly | 0.9 | 0.9 | 0.9 | 0.9 | 0.9 | 0.9 | 0.7 | 0.5 | 0.5 | 0.3 | 0.3 | 0.3 | 0.3 | 0.3 | 0.3 | 0.3 | 0.3 | 0.5 | 0.6 | 0.6 | 0.6 | 0.7 | 0.7 | 0.7 | From DOE Reference Buildings
LargeHotel Common Occ | Occupancy |  | Default¦SmrDsn | 2014-01-01 | 2014-12-31 | Constant | 1 | [23 empty] | From DOE Reference Buildings
LargeHotel Common Occ | Occupancy |  | WntrDsn | 2014-01-01 | 2014-12-31 | Constant | 0 | [23 empty] | From DOE Reference Buildings
LargeHotel Common Occ | Occupancy |  | Wknd | 2014-01-01 | 2014-12-31 | Hourly | 0.1 | 0.1 | 0.1 | 0.1 | 0.1 | 0.1 | 0.3 | 0.7 | 0.7 | 0.7 | 0.2 | 0.2 | 0.2 | 0.2 | 0.2 | 0.2 | 0.2 | 0.2 | 0.2 | 0.2 | 0.2 | 0.2 | 0.1 | 0.1 | From DOE Reference Buildings
LargeHotel Common Occ | Occupancy |  | Wkdy | 2014-01-01 | 2014-12-31 | Hourly | 0.1 | 0.1 | 0.1 | 0.1 | 0.1 | 0.3 | 0.7 | 0.7 | 0.7 | 0.7 | 0.2 | 0.2 | 0.2 | 0.2 | 0.2 | 0.2 | 0.4 | 0.4 | 0.2 | 0.2 | 0.2 | 0.2 | 0.1 | 0.1 | From DOE Reference Buildings
LargeHotel GuestRoom Occ | Occupancy |  | Default¦Wkdy | 2014-01-01 | 2014-12-31 | Hourly | 0.65 | 0.65 | 0.65 | 0.65 | 0.65 | 0.65 | 0.5 | 0.28 | 0.28 | 0.13 | 0.13 | 0.13 | 0.13 | 0.13 | 0.13 | 0.2 | 0.35 | 0.35 | 0.35 | 0.5 | 0.5 | 0.58 | 0.65 | 0.65 | From DOE Reference Buildings
LargeHotel GuestRoom Occ | Occupancy |  | WntrDsn | 2014-01-01 | 2014-12-31 | Constant | 0 | [23 empty] | From DOE Reference Buildings
LargeHotel GuestRoom Occ | Occupancy |  | SmrDsn | 2014-01-01 | 2014-12-31 | Constant | 1 | [23 empty] | From DOE Reference Buildings
LargeHotel GuestRoom Occ | Occupancy |  | Wknd | 2014-01-01 | 2014-12-31 | Hourly | 0.65 | 0.65 | 0.65 | 0.65 | 0.65 | 0.65 | 0.5 | 0.34 | 0.34 | 0.2 | 0.2 | 0.2 | 0.2 | 0.2 | 0.2 | 0.2 | 0.2 | 0.34 | 0.35 | 0.65 | 0.65 | 0.5 | 0.5 | 0.5 | From DOE Reference Buildings
LargeHotel Lobby Occ | Occupancy |  | Default | 2014-01-01 | 2014-12-31 | Hourly | 0.1 | 0.1 | 0.1 | 0.1 | 0.1 | 0.3 | 0.7 | 0.7 | 0.7 | 0.7 | 0.2 | 0.2 | 0.2 | 0.2 | 0.2 | 0.2 | 0.4 | 0.4 | 0.2 | 0.2 | 0.2 | 0.2 | 0.1 | 0.1 | From DOE Reference Buildings
LargeHotel Lobby Occ | Occupancy |  | WntrDsn | 2014-01-01 | 2014-12-31 | Constant | 0 | [23 empty] | From DOE Reference Buildings
LargeHotel Lobby Occ | Occupancy |  | SmrDsn | 2014-01-01 | 2014-12-31 | Constant | 1 | [23 empty] | From DOE Reference Buildings
LargeHotel Lobby Occ | Occupancy |  | Wknd | 2014-01-01 | 2014-12-31 | Hourly | 0.1 | 0.1 | 0.1 | 0.1 | 0.1 | 0.1 | 0.3 | 0.7 | 0.7 | 0.7 | 0.2 | 0.2 | 0.2 | 0.2 | 0.2 | 0.2 | 0.2 | 0.2 | 0.2 | 0.2 | 0.2 | 0.2 | 0.1 | 0.1 | From DOE Reference Buildings
Medium Office Bldg Occ | Occupancy |  | Default¦Wkdy | 2014-01-01 | 2014-12-31 | Hourly | 0 | 0 | 0 | 0 | 0 | 0 | 0.1 | 0.2 | 0.95 | 0.95 | 0.95 | 0.95 | 0.5 | 0.95 | 0.95 | 0.95 | 0.95 | 0.7 | 0.4 | 0.4 | 0.1 | 0.1 | 0.05 | 0.05 | From DOE Reference Buildings
Medium Office Bldg Occ | Occupancy |  | WntrDsn¦Sun | 2014-01-01 | 2014-12-31 | Constant | 0 | [23 empty] | From DOE Reference Buildings
Medium Office Bldg Occ | Occupancy |  | SmrDsn | 2014-01-01 | 2014-12-31 | Hourly | 0 | 0 | 0 | 0 | 0 | 0 | 1 | 1 | 1 | 1 | 1 | 1 | 1 | 1 | 1 | 1 | 1 | 1 | 1 | 1 | 1 | 1 | 0.05 | 0.05 | From DOE Reference Buildings
Medium Office Bldg Occ | Occupancy |  | Sat | 2014-01-01 | 2014-12-31 | Hourly | 0 | 0 | 0 | 0 | 0 | 0 | 0.1 | 0.1 | 0.5 | 0.5 | 0.5 | 0.5 | 0.5 | 0.5 | 0.1 | 0.1 | 0.1 | 0 | 0 | 0 | 0 | 0 | 0 | 0 | From DOE Reference Buildings
MidriseApartment Apartment Occ | Occupancy |  | Default¦WntrDsn¦SmrDsn | 2014-01-01 | 2014-12-31 | Hourly | 1 | 1 | 1 | 1 | 1 | 1 | 1 | 0.85 | 0.39 | 0.25 | 0.25 | 0.25 | 0.25 | 0.25 | 0.25 | 0.25 | 0.3 | 0.52 | 0.87 | 0.87 | 0.87 | 1 | 1 | 1 | From DOE Reference Buildings
MidriseApartment Office Occ | Occupancy |  | Default¦WntrDsn¦SmrDsn | 2014-01-01 | 2014-12-31 | Hourly | 0 | 0 | 0 | 0 | 0 | 0 | 0 | 0 | 1 | 1 | 1 | 1 | 0.5 | 1 | 1 | 1 | 1 | 0 | 0 | 0 | 0 | 0 | 0 | 0 | From DOE Reference Buildings
MidriseApartment Office Occ | Occupancy |  | Wknd | 2014-01-01 | 2014-12-31 | Constant | 0 | [23 empty] | From DOE Reference Buildings
NECB-*-Occupancy | Occupancy | FRACTION | Default¦WntrDsn¦SmrDsn | 2014-01-01 | 2014-12-31 | Constant | 0 | [23 empty] | From DOE Reference Buildings
NECB-A-Occupancy | Occupancy | FRACTION | Default¦Wkdy | 2014-01-01 | 2014-12-31 | Hourly | 0 | 0 | 0 | 0 | 0 | 0 | 0 | 0.1 | 0.7 | 0.9 | 0.9 | 0.9 | 0.5 | 0.5 | 0.9 | 0.9 | 0.9 | 0.7 | 0.3 | 0.1 | 0.1 | 0.1 | 0.1 | 0 | NECB
NECB-A-Occupancy | Occupancy | FRACTION | Sat | 2014-01-01 | 2014-12-31 | Hourly | 0 | 0 | 0 | 0 | 0 | 0 | 0 | 0 | 0 | 0 | 0 | 0 | 0 | 0 | 0 | 0 | 0 | 0 | 0 | 0 | 0 | 0 | 0 | 0 | NECB
NECB-A-Occupancy | Occupancy | FRACTION | Sun¦Hol | 2014-01-01 | 2014-12-31 | Hourly | 0 | 0 | 0 | 0 | 0 | 0 | 0 | 0 | 0 | 0 | 0 | 0 | 0 | 0 | 0 | 0 | 0 | 0 | 0 | 0 | 0 | 0 | 0 | 0 | NECB
NECB-B-Occupancy | Occupancy | FRACTION | Default¦Wkdy | 2014-01-01 | 2014-12-31 | Hourly | 0.3 | 0.1 | 0 | 0 | 0 | 0 | 0 | 0 | 0 | 0.1 | 0.2 | 0.5 | 0.9 | 0.8 | 0.5 | 0.2 | 0.2 | 0.3 | 0.6 | 0.9 | 0.9 | 0.9 | 0.6 | 0.4 | NECB
NECB-B-Occupancy | Occupancy | FRACTION | Sat | 2014-01-01 | 2014-12-31 | Hourly | 0.5 | 0.3 | 0 | 0 | 0 | 0 | 0 | 0 | 0 | 0.1 | 0.2 | 0.5 | 0.9 | 0.8 | 0.5 | 0.2 | 0.2 | 0.3 | 0.6 | 0.9 | 0.9 | 0.9 | 0.6 | 0.6 | NECB
NECB-B-Occupancy | Occupancy | FRACTION | Sun¦Hol | 2014-01-01 | 2014-12-31 | Hourly | 0.1 | 0.3 | 0 | 0 | 0 | 0 | 0 | 0 | 0 | 0 | 0.1 | 0.4 | 0.5 | 0.5 | 0.4 | 0.2 | 0.2 | 0.2 | 0.5 | 0.7 | 0.7 | 0.5 | 0.3 | 0.1 | NECB
NECB-C-Occupancy | Occupancy | FRACTION | Default¦Wkdy | 2014-01-01 | 2014-12-31 | Hourly | 0 | 0 | 0 | 0 | 0 | 0 | 0 | 0 | 0.1 | 0.2 | 0.5 | 0.5 | 0.7 | 0.7 | 0.7 | 0.7 | 0.8 | 0.7 | 0.5 | 0.3 | 0.3 | 0 | 0 | 0 | NECB
NECB-C-Occupancy | Occupancy | FRACTION | Sat | 2014-01-01 | 2014-12-31 | Hourly | 0 | 0 | 0 | 0 | 0 | 0 | 0 | 0 | 0.1 | 0.2 | 0.5 | 0.6 | 0.8 | 0.9 | 0.9 | 0.9 | 0.8 | 0.7 | 0.5 | 0.2 | 0.2 | 0 | 0 | 0 | NECB
NECB-C-Occupancy | Occupancy | FRACTION | Sun¦Hol | 2014-01-01 | 2014-12-31 | Hourly | 0 | 0 | 0 | 0 | 0 | 0 | 0 | 0 | 0 | 0 | 0.1 | 0.2 | 0.2 | 0.4 | 0.4 | 0.4 | 0.4 | 0.4 | 0.2 | 0 | 0 | 0 | 0 | 0 | NECB
NECB-D-Occupancy | Occupancy | FRACTION | Default¦Wkdy | 2014-01-01 | 2014-12-31 | Hourly | 0 | 0 | 0 | 0 | 0 | 0 | 0 | 0 | 0.1 | 0.9 | 0.9 | 0.9 | 0.8 | 0.8 | 0.8 | 0.8 | 0.5 | 0.2 | 0.1 | 0.3 | 0.3 | 0.3 | 0.1 | 0 | NECB
NECB-D-Occupancy | Occupancy | FRACTION | Sat | 2014-01-01 | 2014-12-31 | Hourly | 0 | 0 | 0 | 0 | 0 | 0 | 0 | 0 | 0 | 0 | 0 | 0 | 0 | 0 | 0 | 0 | 0 | 0 | 0 | 0 | 0 | 0 | 0 | 0 | NECB
NECB-D-Occupancy | Occupancy | FRACTION | Sun¦Hol | 2014-01-01 | 2014-12-31 | Hourly | 0 | 0 | 0 | 0 | 0 | 0 | 0 | 0 | 0 | 0 | 0 | 0 | 0 | 0 | 0 | 0 | 0 | 0 | 0 | 0 | 0 | 0 | 0 | 0 | NECB
NECB-E-Occupancy | Occupancy | FRACTION | Default¦Wkdy | 2014-01-01 | 2014-12-31 | Hourly | 0 | 0 | 0 | 0 | 0 | 0 | 0 | 0 | 0.2 | 0.7 | 0.9 | 0.9 | 0.9 | 0.9 | 0.5 | 0.9 | 0.8 | 0.8 | 0.2 | 0 | 0 | 0 | 0 | 0 | NECB
NECB-E-Occupancy | Occupancy | FRACTION | Sat | 2014-01-01 | 2014-12-31 | Hourly | 0 | 0 | 0 | 0 | 0 | 0 | 0 | 0 | 0 | 0.2 | 0.2 | 0.2 | 0.2 | 0.1 | 0.1 | 0.1 | 0.1 | 0 | 0 | 0 | 0 | 0 | 0 | 0 | NECB
NECB-E-Occupancy | Occupancy | FRACTION | Sun¦Hol | 2014-01-01 | 2014-12-31 | Hourly | 0 | 0 | 0 | 0 | 0 | 0 | 0 | 0 | 0 | 0 | 0 | 0 | 0 | 0 | 0 | 0 | 0 | 0 | 0 | 0 | 0 | 0 | 0 | 0 | NECB
NECB-F-Occupancy | Occupancy | FRACTION | Default¦Wkdy | 2014-01-01 | 2014-12-31 | Hourly | 0.9 | 0.9 | 0.9 | 0.9 | 0.9 | 0.9 | 0.9 | 0.7 | 0.4 | 0.4 | 0.2 | 0.2 | 0.2 | 0.2 | 0.2 | 0.2 | 0.3 | 0.5 | 0.5 | 0.5 | 0.7 | 0.7 | 0.8 | 0.9 | NECB
NECB-F-Occupancy | Occupancy | FRACTION | Sat | 2014-01-01 | 2014-12-31 | Hourly | 0.7 | 0.9 | 0.9 | 0.9 | 0.9 | 0.9 | 0.9 | 0.7 | 0.5 | 0.5 | 0.3 | 0.3 | 0.3 | 0.3 | 0.3 | 0.3 | 0.3 | 0.3 | 0.5 | 0.6 | 0.6 | 0.6 | 0.7 | 0.7 | NECB
NECB-F-Occupancy | Occupancy | FRACTION | Sun¦Hol | 2014-01-01 | 2014-12-31 | Hourly | 0.8 | 0.7 | 0.7 | 0.7 | 0.7 | 0.7 | 0.7 | 0.7 | 0.7 | 0.5 | 0.5 | 0.5 | 0.3 | 0.3 | 0.2 | 0.2 | 0.2 | 0.3 | 0.4 | 0.4 | 0.6 | 0.6 | 0.8 | 0.8 | NECB
NECB-G-Occupancy | Occupancy | FRACTION | Default¦Wkdy | 2014-01-01 | 2014-12-31 | Hourly | 0.9 | 0.9 | 0.9 | 0.9 | 0.9 | 0.9 | 0.9 | 0.7 | 0.4 | 0.3 | 0.3 | 0.3 | 0.3 | 0.3 | 0.3 | 0.3 | 0.3 | 0.5 | 0.9 | 0.9 | 0.9 | 0.9 | 0.9 | 0.9 | NECB
NECB-G-Occupancy | Occupancy | FRACTION | Sat | 2014-01-01 | 2014-12-31 | Hourly | 0.9 | 0.9 | 0.9 | 0.9 | 0.9 | 0.9 | 0.9 | 0.7 | 0.5 | 0.5 | 0.5 | 0.5 | 0.5 | 0.5 | 0.5 | 0.5 | 0.5 | 0.7 | 0.9 | 0.9 | 0.9 | 0.9 | 0.9 | 0.9 | NECB
NECB-G-Occupancy | Occupancy | FRACTION | Sun¦Hol | 2014-01-01 | 2014-12-31 | Hourly | 0.9 | 0.9 | 0.9 | 0.9 | 0.9 | 0.9 | 0.9 | 0.7 | 0.5 | 0.5 | 0.5 | 0.5 | 0.5 | 0.5 | 0.5 | 0.5 | 0.5 | 0.7 | 0.9 | 0.9 | 0.9 | 0.9 | 0.9 | 0.9 | NECB
NECB-H-Occupancy | Occupancy | FRACTION | Default¦Wkdy | 2014-01-01 | 2014-12-31 | Hourly | 0.9 | 0.9 | 0.9 | 0.9 | 0.9 | 0.9 | 0.9 | 0.9 | 0.9 | 0.9 | 0.9 | 0.9 | 0.9 | 0.9 | 0.9 | 0.9 | 0.9 | 0.9 | 0.9 | 0.9 | 0.9 | 0.9 | 0.9 | 0.9 | NECB
NECB-H-Occupancy | Occupancy | FRACTION | Sat | 2014-01-01 | 2014-12-31 | Hourly | 0.9 | 0.9 | 0.9 | 0.9 | 0.9 | 0.9 | 0.9 | 0.9 | 0.9 | 0.9 | 0.9 | 0.9 | 0.9 | 0.9 | 0.9 | 0.9 | 0.9 | 0.9 | 0.9 | 0.9 | 0.9 | 0.9 | 0.9 | 0.9 | NECB
NECB-H-Occupancy | Occupancy | FRACTION | Sun¦Hol | 2014-01-01 | 2014-12-31 | Hourly | 0.9 | 0.9 | 0.9 | 0.9 | 0.9 | 0.9 | 0.9 | 0.9 | 0.9 | 0.9 | 0.9 | 0.9 | 0.9 | 0.9 | 0.9 | 0.9 | 0.9 | 0.9 | 0.9 | 0.9 | 0.9 | 0.9 | 0.9 | 0.9 | NECB
NECB-I-Occupancy | Occupancy | FRACTION | Default¦Wkdy | 2014-01-01 | 2014-12-31 | Hourly | 0.1 | 0 | 0 | 0 | 0 | 0 | 0 | 0 | 0 | 0 | 0 | 0 | 0 | 0 | 0 | 0.1 | 0.1 | 0.1 | 0.4 | 0.8 | 0.8 | 0.8 | 0.6 | 0.4 | NECB
NECB-I-Occupancy | Occupancy | FRACTION | Sat | 2014-01-01 | 2014-12-31 | Hourly | 0.1 | 0 | 0 | 0 | 0 | 0 | 0 | 0 | 0 | 0 | 0.1 | 0.1 | 0.1 | 0.4 | 0.6 | 0.8 | 0.6 | 0.4 | 0.2 | 0.4 | 0.8 | 0.8 | 0.6 | 0.4 | NECB
NECB-I-Occupancy | Occupancy | FRACTION | Sun¦Hol | 2014-01-01 | 2014-12-31 | Hourly | 0 | 0 | 0 | 0 | 0 | 0 | 0 | 0 | 0.2 | 0.4 | 0.8 | 0.8 | 0.4 | 0.2 | 0 | 0 | 0 | 0 | 0 | 0 | 0 | 0 | 0 | 0 | NECB
Office Misc Occ | Occupancy |  | Default | 2014-01-01 | 2014-12-31 | Hourly | 0 | 0 | 0 | 0 | 0 | 0 | 0.1 | 0.2 | 0.4 | 0.4 | 0.4 | 0.4 | 0.4 | 0.4 | 0.4 | 0.4 | 0.4 | 0.4 | 0.4 | 0.4 | 0.1 | 0.1 | 0.05 | 0.05 | From DOE Reference Buildings
Office Misc Occ | Occupancy |  | WntrDsn¦Sun | 2014-01-01 | 2014-12-31 | Constant | 0 | [23 empty] | From DOE Reference Buildings
Office Misc Occ | Occupancy |  | SmrDsn | 2014-01-01 | 2014-12-31 | Hourly | 0 | 0 | 0 | 0 | 0 | 0 | 1 | 1 | 1 | 1 | 1 | 1 | 1 | 1 | 1 | 1 | 1 | 1 | 1 | 1 | 1 | 1 | 0.05 | 0.05 | From DOE Reference Buildings
Office Misc Occ | Occupancy |  | Sat | 2014-01-01 | 2014-12-31 | Hourly | 0 | 0 | 0 | 0 | 0 | 0 | 0.1 | 0.1 | 0.25 | 0.25 | 0.25 | 0.25 | 0.25 | 0.25 | 0.1 | 0.1 | 0.1 | 0 | 0 | 0 | 0 | 0 | 0 | 0 | From DOE Reference Buildings
Office Work Occ | Occupancy |  | Default | 2014-01-01 | 2014-12-31 | Hourly | 0 | 0 | 0 | 0 | 0 | 0 | 0.1 | 0.2 | 0.85 | 0.85 | 0.85 | 0.85 | 0.5 | 0.85 | 0.85 | 0.85 | 0.85 | 0.7 | 0.4 | 0.4 | 0.1 | 0.1 | 0.05 | 0.05 | From DOE Reference Buildings
Office Work Occ | Occupancy |  | WntrDsn¦Sun | 2014-01-01 | 2014-12-31 | Constant | 0 | [23 empty] | From DOE Reference Buildings
Office Work Occ | Occupancy |  | SmrDsn | 2014-01-01 | 2014-12-31 | Hourly | 0 | 0 | 0 | 0 | 0 | 0 | 1 | 1 | 1 | 1 | 1 | 1 | 1 | 1 | 1 | 1 | 1 | 1 | 1 | 1 | 1 | 1 | 0.05 | 0.05 | From DOE Reference Buildings
Office Work Occ | Occupancy |  | Sat | 2014-01-01 | 2014-12-31 | Hourly | 0 | 0 | 0 | 0 | 0 | 0 | 0.1 | 0.1 | 0.4 | 0.4 | 0.4 | 0.4 | 0.4 | 0.4 | 0.1 | 0.1 | 0.1 | 0 | 0 | 0 | 0 | 0 | 0 | 0 | From DOE Reference Buildings
OfficeLarge BLDG_OCC_SCH | Occupancy |  | Default | 2014-01-01 | 2014-12-31 | Hourly | 0 | 0 | 0 | 0 | 0 | 0 | 0.05 | 0.05 | 0.05 | 0.05 | 0.05 | 0.05 | 0.05 | 0.05 | 0.05 | 0.05 | 0.05 | 0.05 | 0 | 0 | 0 | 0 | 0 | 0 | From DOE Prototype Buildings
OfficeLarge BLDG_OCC_SCH | Occupancy |  | WntrDsn | 2014-01-01 | 2014-12-31 | Constant | 0 | [23 empty] | From DOE Prototype Buildings
OfficeLarge BLDG_OCC_SCH | Occupancy |  | SmrDsn | 2014-01-01 | 2014-12-31 | Hourly | 0 | 0 | 0 | 0 | 0 | 0 | 1 | 1 | 1 | 1 | 1 | 1 | 1 | 1 | 1 | 1 | 1 | 1 | 1 | 1 | 1 | 1 | 0.05 | 0.05 | From DOE Prototype Buildings
OfficeLarge BLDG_OCC_SCH | Occupancy |  | Sat | 2014-01-01 | 2014-12-31 | Hourly | 0 | 0 | 0 | 0 | 0 | 0 | 0.1 | 0.1 | 0.3 | 0.3 | 0.3 | 0.3 | 0.1 | 0.1 | 0.1 | 0.1 | 0.1 | 0.05 | 0.05 | 0 | 0 | 0 | 0 | 0 | From DOE Prototype Buildings
OfficeLarge BLDG_OCC_SCH | Occupancy |  | Wkdy | 2014-01-01 | 2014-12-31 | Hourly | 0 | 0 | 0 | 0 | 0 | 0 | 0.1 | 0.2 | 0.95 | 0.95 | 0.95 | 0.95 | 0.5 | 0.95 | 0.95 | 0.95 | 0.95 | 0.3 | 0.1 | 0.1 | 0.1 | 0.1 | 0.05 | 0.05 | From DOE Prototype Buildings
OfficeMedium BLDG_OCC_SCH | Occupancy |  | Default | 2014-01-01 | 2014-12-31 | Hourly | 0 | 0 | 0 | 0 | 0 | 0 | 0.05 | 0.05 | 0.05 | 0.05 | 0.05 | 0.05 | 0.05 | 0.05 | 0.05 | 0.05 | 0.05 | 0.05 | 0 | 0 | 0 | 0 | 0 | 0 | From DOE Prototype Buildings
OfficeMedium BLDG_OCC_SCH | Occupancy |  | WntrDsn | 2014-01-01 | 2014-12-31 | Constant | 0 | [23 empty] | From DOE Prototype Buildings
OfficeMedium BLDG_OCC_SCH | Occupancy |  | SmrDsn | 2014-01-01 | 2014-12-31 | Hourly | 0 | 0 | 0 | 0 | 0 | 0 | 1 | 1 | 1 | 1 | 1 | 1 | 1 | 1 | 1 | 1 | 1 | 1 | 1 | 1 | 1 | 1 | 0.05 | 0.05 | From DOE Prototype Buildings
OfficeMedium BLDG_OCC_SCH | Occupancy |  | Sat | 2014-01-01 | 2014-12-31 | Hourly | 0 | 0 | 0 | 0 | 0 | 0 | 0.1 | 0.1 | 0.3 | 0.3 | 0.3 | 0.3 | 0.1 | 0.1 | 0.1 | 0.1 | 0.1 | 0.05 | 0.05 | 0 | 0 | 0 | 0 | 0 | From DOE Prototype Buildings
OfficeMedium BLDG_OCC_SCH | Occupancy |  | Wkdy | 2014-01-01 | 2014-12-31 | Hourly | 0 | 0 | 0 | 0 | 0 | 0 | 0.1 | 0.2 | 0.95 | 0.95 | 0.95 | 0.95 | 0.5 | 0.95 | 0.95 | 0.95 | 0.95 | 0.3 | 0.1 | 0.1 | 0.1 | 0.1 | 0.05 | 0.05 | From DOE Prototype Buildings
OfficeOccupancy | Occupancy |  | Sat | 2017-01-01 | 2017-12-31 | Hourly | 0 | 0 | 0 | 0 | 0 | 0 | 0.1 | 0.1 | 0.3 | 0.3 | 0.3 | 0.3 | 0.1 | 0.1 | 0.1 | 0.1 | 0.1 | 0.05 | 0.05 | 0 | 0 | 0 | 0 | 0 | From Commercial Building Energy Saver (CBES) Prototype Models: cbes.lbl.gov
OfficeOccupancy | Occupancy |  | Sun | 2017-01-01 | 2017-12-31 | Hourly | 0 | 0 | 0 | 0 | 0 | 0 | 0.05 | 0.05 | 0.05 | 0.05 | 0.05 | 0.05 | 0.05 | 0.05 | 0.05 | 0.05 | 0.05 | 0.05 | 0 | 0 | 0 | 0 | 0 | 0 | From Commercial Building Energy Saver (CBES) Prototype Models: cbes.lbl.gov
OfficeOccupancy | Occupancy |  | Wkdy | 2017-01-01 | 2017-12-31 | Hourly | 0 | 0 | 0 | 0 | 0 | 0 | 0.1 | 0.2 | 0.95 | 0.95 | 0.95 | 0.95 | 0.5 | 0.95 | 0.95 | 0.95 | 0.95 | 0.3 | 0.1 | 0.1 | 0.1 | 0.1 | 0.05 | 0.05 | From Commercial Building Energy Saver (CBES) Prototype Models: cbes.lbl.gov
OfficeSmall BLDG_OCC_SCH | Occupancy |  | Default¦WntrDsn | 2014-01-01 | 2014-12-31 | Constant | 0 | [23 empty] | From DOE Prototype Buildings
OfficeSmall BLDG_OCC_SCH | Occupancy |  | SmrDsn | 2014-01-01 | 2014-12-31 | Constant | 1 | [23 empty] | From DOE Prototype Buildings
OfficeSmall BLDG_OCC_SCH | Occupancy |  | Wkdy | 2014-01-01 | 2014-12-31 | Hourly | 0 | 0 | 0 | 0 | 0 | 0 | 0.11 | 0.21 | 1 | 1 | 1 | 1 | 0.53 | 1 | 1 | 1 | 1 | 0.32 | 0.11 | 0.11 | 0.11 | 0.11 | 0.05 | 0 | From DOE Prototype Buildings
Outpatient Bldg Occ | Occupancy |  | Default¦SmrDsn | 2014-01-01 | 2014-12-31 | Hourly | 0.05 | 0.05 | 0.05 | 0.05 | 0.2 | 0.2 | 0.5 | 0.9 | 0.9 | 0.9 | 0.9 | 0.9 | 0.9 | 0.9 | 0.9 | 0.9 | 0.9 | 0.9 | 0.5 | 0.5 | 0.2 | 0.2 | 0.05 | 0.05 | From DOE Reference Buildings
Outpatient Bldg Occ | Occupancy |  | WntrDsn¦Sun | 2014-01-01 | 2014-12-31 | Hourly | 0 | 0 | 0 | 0 | 0 | 0 | 0 | 0 | 0.05 | 0.05 | 0.05 | 0.05 | 0.05 | 0.05 | 0.05 | 0.05 | 0.05 | 0 | 0 | 0 | 0 | 0 | 0 | 0 | From DOE Reference Buildings
Outpatient Bldg Occ | Occupancy |  | Sat | 2014-01-01 | 2014-12-31 | Hourly | 0.05 | 0.05 | 0.05 | 0.05 | 0.05 | 0.05 | 0.05 | 0.2 | 0.2 | 0.3 | 0.3 | 0.3 | 0.3 | 0.3 | 0.3 | 0.2 | 0.2 | 0.2 | 0.2 | 0.2 | 0.05 | 0.05 | 0.05 | 0.05 | From DOE Reference Buildings
OutPatientHealthCare BLDG_OCC_SCH | Occupancy |  | Default | 2014-01-01 | 2014-12-31 | Hourly | 0 | 0 | 0 | 0 | 0 | 0 | 0 | 0 | 0.05 | 0.05 | 0.05 | 0.05 | 0.05 | 0.05 | 0.05 | 0.05 | 0.05 | 0 | 0 | 0 | 0 | 0 | 0 | 0 | From DOE Prototype Buildings
OutPatientHealthCare BLDG_OCC_SCH | Occupancy |  | WntrDsn¦Sat | 2014-01-01 | 2014-12-31 | Hourly | 0.05 | 0.05 | 0.05 | 0.05 | 0.05 | 0.05 | 0.05 | 0.2 | 0.2 | 0.3 | 0.3 | 0.3 | 0.3 | 0.3 | 0.3 | 0.2 | 0.2 | 0.2 | 0.2 | 0.2 | 0.05 | 0.05 | 0.05 | 0.05 | From DOE Prototype Buildings
OutPatientHealthCare BLDG_OCC_SCH | Occupancy |  | SmrDsn¦Wkdy | 2014-01-01 | 2014-12-31 | Hourly | 0.05 | 0.05 | 0.05 | 0.05 | 0.2 | 0.2 | 0.5 | 0.9 | 0.9 | 0.9 | 0.9 | 0.9 | 0.9 | 0.9 | 0.9 | 0.9 | 0.9 | 0.9 | 0.5 | 0.5 | 0.2 | 0.2 | 0.05 | 0.05 | From DOE Prototype Buildings
PrimarySchool Bldg Occ | Occupancy |  | Default¦SmrDsn | 2014-01-01 | 2014-12-31 | Hourly | 0 | 0 | 0 | 0 | 0 | 0 | 0 | 0 | 0.75 | 0.75 | 0.75 | 0.75 | 0.75 | 0.75 | 0.75 | 0.75 | 0.15 | 0.15 | 0.15 | 0.15 | 0.15 | 0 | 0 | 0 | From DOE Reference Buildings
PrimarySchool Bldg Occ | Occupancy |  | WntrDsn | 2014-01-01 | 2014-12-31 | Constant | 0 | [23 empty] | From DOE Reference Buildings
PrimarySchool Bldg Occ | Occupancy |  | Wknd | 2014-09-01 | 2014-12-31 | Constant | 0 | [23 empty] | From DOE Reference Buildings
PrimarySchool Bldg Occ | Occupancy |  | Wkdy | 2014-09-01 | 2014-12-31 | Hourly | 0 | 0 | 0 | 0 | 0 | 0 | 0 | 0 | 0.75 | 0.75 | 0.75 | 0.75 | 0.75 | 0.75 | 0.75 | 0.75 | 0.15 | 0.15 | 0.15 | 0.15 | 0.15 | 0 | 0 | 0 | From DOE Reference Buildings
PrimarySchool Bldg Occ | Occupancy |  | Wknd | 2014-07-01 | 2014-09-01 | Constant | 0 | [23 empty] | From DOE Reference Buildings
PrimarySchool Bldg Occ | Occupancy |  | Wkdy | 2014-07-01 | 2014-09-01 | Hourly | 0 | 0 | 0 | 0 | 0 | 0 | 0 | 0 | 0.15 | 0.15 | 0.15 | 0.15 | 0.15 | 0.15 | 0.15 | 0.15 | 0.15 | 0.15 | 0.15 | 0.15 | 0.15 | 0 | 0 | 0 | From DOE Reference Buildings
PrimarySchool Bldg Occ | Occupancy |  | Wknd | 2014-01-01 | 2014-06-30 | Constant | 0 | [23 empty] | From DOE Reference Buildings
PrimarySchool Cafeteria Occ | Occupancy |  | Default¦SmrDsn | 2014-01-01 | 2014-12-31 | Hourly | 0 | 0 | 0 | 0 | 0 | 0 | 0 | 0.15 | 0.15 | 0.05 | 0.05 | 0.95 | 0.95 | 0.15 | 0.15 | 0 | 0 | 0 | 0 | 0 | 0 | 0 | 0 | 0 | From DOE Reference Buildings
PrimarySchool Cafeteria Occ | Occupancy |  | WntrDsn | 2014-01-01 | 2014-12-31 | Constant | 0 | [23 empty] | From DOE Reference Buildings
PrimarySchool Cafeteria Occ | Occupancy |  | Wknd | 2014-09-01 | 2014-12-31 | Constant | 0 | [23 empty] | From DOE Reference Buildings
PrimarySchool Cafeteria Occ | Occupancy |  | Wkdy | 2014-09-01 | 2014-12-31 | Hourly | 0 | 0 | 0 | 0 | 0 | 0 | 0 | 0.15 | 0.15 | 0.05 | 0.05 | 0.95 | 0.95 | 0.15 | 0.15 | 0 | 0 | 0 | 0 | 0 | 0 | 0 | 0 | 0 | From DOE Reference Buildings
PrimarySchool Cafeteria Occ | Occupancy |  | Wknd | 2014-07-01 | 2014-09-01 | Constant | 0 | [23 empty] | From DOE Reference Buildings
PrimarySchool Cafeteria Occ | Occupancy |  | Wkdy | 2014-07-01 | 2014-09-01 | Hourly | 0 | 0 | 0 | 0 | 0 | 0 | 0 | 0 | 0 | 0.25 | 0.25 | 0.25 | 0.25 | 0.25 | 0.25 | 0 | 0 | 0 | 0 | 0 | 0 | 0 | 0 | 0 | From DOE Reference Buildings
PrimarySchool Cafeteria Occ | Occupancy |  | Wknd | 2014-01-01 | 2014-06-30 | Constant | 0 | [23 empty] | From DOE Reference Buildings
PrimarySchool Gym Occ | Occupancy |  | Default¦SmrDsn | 2014-01-01 | 2014-12-31 | Hourly | 0 | 0 | 0 | 0 | 0 | 0 | 0 | 0 | 0.35 | 0.35 | 0.35 | 0.35 | 0.35 | 0.35 | 0.35 | 0.35 | 0.95 | 0.95 | 0.95 | 0.95 | 0.95 | 0 | 0 | 0 | From DOE Reference Buildings
PrimarySchool Gym Occ | Occupancy |  | WntrDsn | 2014-01-01 | 2014-12-31 | Constant | 0 | [23 empty] | From DOE Reference Buildings
PrimarySchool Gym Occ | Occupancy |  | Wknd | 2014-09-01 | 2014-12-31 | Constant | 0 | [23 empty] | From DOE Reference Buildings
PrimarySchool Gym Occ | Occupancy |  | Wkdy | 2014-09-01 | 2014-12-31 | Hourly | 0 | 0 | 0 | 0 | 0 | 0 | 0 | 0 | 0.35 | 0.35 | 0.35 | 0.35 | 0.35 | 0.35 | 0.35 | 0.35 | 0.95 | 0.95 | 0.95 | 0.95 | 0.95 | 0 | 0 | 0 | From DOE Reference Buildings
PrimarySchool Gym Occ | Occupancy |  | Wknd | 2014-07-01 | 2014-09-01 | Constant | 0 | [23 empty] | From DOE Reference Buildings
PrimarySchool Gym Occ | Occupancy |  | Wkdy | 2014-07-01 | 2014-09-01 | Hourly | 0 | 0 | 0 | 0 | 0 | 0 | 0 | 0 | 0.35 | 0.35 | 0.35 | 0.35 | 0.35 | 0.35 | 0.35 | 0.35 | 0.35 | 0.35 | 0.35 | 0.35 | 0.35 | 0 | 0 | 0 | From DOE Reference Buildings
PrimarySchool Gym Occ | Occupancy |  | Wknd | 2014-01-01 | 2014-06-30 | Constant | 0 | [23 empty] | From DOE Reference Buildings
PrimarySchool Offices Occ | Occupancy |  | Default¦SmrDsn | 2014-01-01 | 2014-12-31 | Hourly | 0 | 0 | 0 | 0 | 0 | 0 | 0 | 0 | 0.95 | 0.95 | 0.95 | 0.95 | 0.95 | 0.95 | 0.95 | 0.95 | 0.95 | 0.15 | 0.15 | 0.15 | 0.15 | 0 | 0 | 0 | From DOE Reference Buildings
PrimarySchool Offices Occ | Occupancy |  | WntrDsn | 2014-01-01 | 2014-12-31 | Constant | 0 | [23 empty] | From DOE Reference Buildings
PrimarySchool Offices Occ | Occupancy |  | Wknd | 2014-09-01 | 2014-12-31 | Constant | 0 | [23 empty] | From DOE Reference Buildings
PrimarySchool Offices Occ | Occupancy |  | Wkdy | 2014-09-01 | 2014-12-31 | Hourly | 0 | 0 | 0 | 0 | 0 | 0 | 0 | 0 | 0.95 | 0.95 | 0.95 | 0.95 | 0.95 | 0.95 | 0.95 | 0.95 | 0.95 | 0.15 | 0.15 | 0.15 | 0.15 | 0 | 0 | 0 | From DOE Reference Buildings
PrimarySchool Offices Occ | Occupancy |  | Wknd | 2014-07-01 | 2014-09-01 | Constant | 0 | [23 empty] | From DOE Reference Buildings
PrimarySchool Offices Occ | Occupancy |  | Wkdy | 2014-07-01 | 2014-09-01 | Hourly | 0 | 0 | 0 | 0 | 0 | 0 | 0 | 0 | 0.5 | 0.5 | 0.5 | 0.5 | 0.5 | 0.5 | 0.5 | 0.5 | 0.5 | 0 | 0 | 0 | 0 | 0 | 0 | 0 | From DOE Reference Buildings
PrimarySchool Offices Occ | Occupancy |  | Wknd | 2014-01-01 | 2014-06-30 | Constant | 0 | [23 empty] | From DOE Reference Buildings
QuickServiceRestaurant Bldg Occ | Occupancy |  | Default | 2014-01-01 | 2014-12-31 | Hourly | 0.05 | 0 | 0 | 0 | 0 | 0.05 | 0.1 | 0.4 | 0.4 | 0.3 | 0.2 | 0.5 | 0.8 | 0.7 | 0.4 | 0.2 | 0.25 | 0.5 | 0.55 | 0.55 | 0.55 | 0.5 | 0.35 | 0.2 | From DOE Reference Buildings
QuickServiceRestaurant Bldg Occ | Occupancy |  | WntrDsn | 2014-01-01 | 2014-12-31 | Constant | 0 | [23 empty] | From DOE Reference Buildings
QuickServiceRestaurant Bldg Occ | Occupancy |  | SmrDsn | 2014-01-01 | 2014-12-31 | Constant | 1 | [23 empty] | From DOE Reference Buildings
QuickServiceRestaurant Bldg Occ | Occupancy |  | Wknd | 2014-01-01 | 2014-12-31 | Hourly | 0.05 | 0 | 0 | 0 | 0 | 0.05 | 0.05 | 0.3 | 0.3 | 0.3 | 0.2 | 0.45 | 0.6 | 0.5 | 0.35 | 0.3 | 0.3 | 0.3 | 0.55 | 0.55 | 0.55 | 0.5 | 0.35 | 0.2 | From DOE Reference Buildings
RestaurantFastFood BLDG_OCC_SCH | Occupancy |  | Default | 2014-01-01 | 2014-12-31 | Hourly | 0.05 | 0 | 0 | 0 | 0 | 0 | 0.05 | 0.5 | 0.5 | 0.2 | 0.2 | 0.3 | 0.5 | 0.5 | 0.3 | 0.2 | 0.25 | 0.35 | 0.55 | 0.65 | 0.7 | 0.35 | 0.2 | 0.2 | From DOE Prototype Buildings
RestaurantFastFood BLDG_OCC_SCH | Occupancy |  | WntrDsn | 2014-01-01 | 2014-12-31 | Constant | 0 | [23 empty] | From DOE Prototype Buildings
RestaurantFastFood BLDG_OCC_SCH | Occupancy |  | SmrDsn | 2014-01-01 | 2014-12-31 | Constant | 1 | [23 empty] | From DOE Prototype Buildings
RestaurantFastFood BLDG_OCC_SCH | Occupancy |  | Sat | 2014-01-01 | 2014-12-31 | Hourly | 0.05 | 0 | 0 | 0 | 0 | 0 | 0.05 | 0.5 | 0.5 | 0.4 | 0.2 | 0.45 | 0.5 | 0.5 | 0.35 | 0.3 | 0.3 | 0.3 | 0.7 | 0.9 | 0.7 | 0.65 | 0.55 | 0.35 | From DOE Prototype Buildings
RestaurantFastFood BLDG_OCC_SCH | Occupancy |  | Wkdy | 2014-01-01 | 2014-12-31 | Hourly | 0.05 | 0 | 0 | 0 | 0 | 0.05 | 0.1 | 0.4 | 0.4 | 0.4 | 0.2 | 0.5 | 0.8 | 0.7 | 0.4 | 0.2 | 0.25 | 0.5 | 0.8 | 0.8 | 0.8 | 0.5 | 0.35 | 0.2 | From DOE Prototype Buildings
RestaurantFastFood walkin_occ_lght_SCH | Occupancy |  | Sat | 2014-01-01 | 2014-12-31 | Hourly | 0.2 | 0.15 | 0.15 | 0.15 | 0.15 | 0.15 | 0.156 | 0.156 | 0.312 | 0.312 | 0.416 | 0.416 | 0.416 | 0.416 | 0.416 | 0.416 | 0.416 | 0.468 | 0.468 | 0.468 | 0.468 | 0.468 | 0.26 | 0.156 | From DOE Prototype Buildings
RestaurantFastFood walkin_occ_lght_SCH | Occupancy |  | WntrDsn | 2014-01-01 | 2014-12-31 | Constant | 0 | [23 empty] | From DOE Prototype Buildings
RestaurantFastFood walkin_occ_lght_SCH | Occupancy |  | SmrDsn | 2014-01-01 | 2014-12-31 | Constant | 1 | [23 empty] | From DOE Prototype Buildings
RestaurantFastFood walkin_occ_lght_SCH | Occupancy |  | Default | 2014-01-01 | 2014-12-31 | Hourly | 0.2 | 0.15 | 0.15 | 0.15 | 0.15 | 0.15 | 0.156 | 0.156 | 0.26 | 0.26 | 0.364 | 0.364 | 0.364 | 0.364 | 0.364 | 0.364 | 0.312 | 0.312 | 0.312 | 0.312 | 0.312 | 0.312 | 0.26 | 0.156 | From DOE Prototype Buildings
RestaurantFastFood walkin_occ_lght_SCH | Occupancy |  | Wkdy | 2014-01-01 | 2014-12-31 | Hourly | 0.15 | 0.15 | 0.15 | 0.15 | 0.15 | 0.104 | 0.208 | 0.208 | 0.312 | 0.312 | 0.468 | 0.468 | 0.468 | 0.468 | 0.468 | 0.468 | 0.468 | 0.468 | 0.468 | 0.468 | 0.468 | 0.468 | 0.26 | 0.156 | From DOE Prototype Buildings
RestaurantSitDown BLDG_OCC_SCH | Occupancy |  | Default | 2014-01-01 | 2014-12-31 | Hourly | 0.05 | 0 | 0 | 0 | 0 | 0 | 0.05 | 0.5 | 0.5 | 0.2 | 0.2 | 0.3 | 0.5 | 0.5 | 0.3 | 0.2 | 0.25 | 0.35 | 0.55 | 0.65 | 0.7 | 0.35 | 0.2 | 0.2 | From DOE Prototype Buildings
RestaurantSitDown BLDG_OCC_SCH | Occupancy |  | WntrDsn | 2014-01-01 | 2014-12-31 | Constant | 0 | [23 empty] | From DOE Prototype Buildings
RestaurantSitDown BLDG_OCC_SCH | Occupancy |  | SmrDsn | 2014-01-01 | 2014-12-31 | Constant | 1 | [23 empty] | From DOE Prototype Buildings
RestaurantSitDown BLDG_OCC_SCH | Occupancy |  | Sat | 2014-01-01 | 2014-12-31 | Hourly | 0.05 | 0 | 0 | 0 | 0 | 0 | 0.05 | 0.5 | 0.5 | 0.4 | 0.2 | 0.45 | 0.5 | 0.5 | 0.35 | 0.3 | 0.3 | 0.3 | 0.7 | 0.9 | 0.7 | 0.65 | 0.55 | 0.35 | From DOE Prototype Buildings
RestaurantSitDown BLDG_OCC_SCH | Occupancy |  | Wkdy | 2014-01-01 | 2014-12-31 | Hourly | 0.05 | 0 | 0 | 0 | 0 | 0.05 | 0.1 | 0.4 | 0.4 | 0.4 | 0.2 | 0.5 | 0.8 | 0.7 | 0.4 | 0.2 | 0.25 | 0.5 | 0.8 | 0.8 | 0.8 | 0.5 | 0.35 | 0.2 | From DOE Prototype Buildings
RestaurantSitDown walkin_occ_lght_SCH | Occupancy |  | Sat | 2014-01-01 | 2014-12-31 | Hourly | 0.2 | 0.15 | 0.15 | 0.15 | 0.15 | 0.15 | 0.156 | 0.156 | 0.312 | 0.312 | 0.416 | 0.416 | 0.416 | 0.416 | 0.416 | 0.416 | 0.416 | 0.468 | 0.468 | 0.468 | 0.468 | 0.468 | 0.26 | 0.156 | From DOE Prototype Buildings
RestaurantSitDown walkin_occ_lght_SCH | Occupancy |  | WntrDsn | 2014-01-01 | 2014-12-31 | Constant | 0 | [23 empty] | From DOE Prototype Buildings
RestaurantSitDown walkin_occ_lght_SCH | Occupancy |  | SmrDsn | 2014-01-01 | 2014-12-31 | Constant | 1 | [23 empty] | From DOE Prototype Buildings
RestaurantSitDown walkin_occ_lght_SCH | Occupancy |  | Default | 2014-01-01 | 2014-12-31 | Hourly | 0.2 | 0.15 | 0.15 | 0.15 | 0.15 | 0.15 | 0.156 | 0.156 | 0.26 | 0.26 | 0.364 | 0.364 | 0.364 | 0.364 | 0.364 | 0.364 | 0.312 | 0.312 | 0.312 | 0.312 | 0.312 | 0.312 | 0.26 | 0.156 | From DOE Prototype Buildings
RestaurantSitDown walkin_occ_lght_SCH | Occupancy |  | Wkdy | 2014-01-01 | 2014-12-31 | Hourly | 0.15 | 0.15 | 0.15 | 0.15 | 0.15 | 0.104 | 0.208 | 0.208 | 0.312 | 0.312 | 0.468 | 0.468 | 0.468 | 0.468 | 0.468 | 0.468 | 0.468 | 0.468 | 0.468 | 0.468 | 0.468 | 0.468 | 0.26 | 0.156 | From DOE Prototype Buildings
Retail Bldg Occ | Occupancy |  | Default | 2014-01-01 | 2014-12-31 | Hourly | 0 | 0 | 0 | 0 | 0 | 0 | 0 | 0.1 | 0.2 | 0.5 | 0.5 | 0.7 | 0.7 | 0.7 | 0.7 | 0.8 | 0.7 | 0.5 | 0.5 | 0.3 | 0.3 | 0 | 0 | 0 | From DOE Reference Buildings
Retail Bldg Occ | Occupancy |  | WntrDsn¦SmrDsn | 2014-01-01 | 2014-12-31 | Constant | 1 | [23 empty] | From DOE Reference Buildings
Retail Bldg Occ | Occupancy |  | Sun | 2014-01-01 | 2014-12-31 | Hourly | 0 | 0 | 0 | 0 | 0 | 0 | 0 | 0 | 0 | 0.1 | 0.2 | 0.2 | 0.4 | 0.4 | 0.4 | 0.4 | 0.4 | 0.2 | 0.1 | 0 | 0 | 0 | 0 | 0 | From DOE Reference Buildings
Retail Bldg Occ | Occupancy |  | Sat | 2014-01-01 | 2014-12-31 | Hourly | 0 | 0 | 0 | 0 | 0 | 0 | 0 | 0.1 | 0.2 | 0.5 | 0.6 | 0.8 | 0.8 | 0.8 | 0.8 | 0.8 | 0.8 | 0.6 | 0.2 | 0.2 | 0.2 | 0.1 | 0 | 0 | From DOE Reference Buildings
RetailOccupancy | Occupancy |  | Default | 2017-01-01 | 2017-12-31 | Hourly | 0 | 0 | 0 | 0 | 0 | 0 | 0 | 0.1 | 0.2 | 0.5 | 0.5 | 0.7 | 0.7 | 0.7 | 0.7 | 0.8 | 0.7 | 0.5 | 0.5 | 0.3 | 0.3 | 0 | 0 | 0 | From Commercial Building Energy Saver (CBES) Prototype Models: cbes.lbl.gov
RetailOccupancy | Occupancy |  | WntrDsn¦SmrDsn | 2017-01-01 | 2017-12-31 | Constant | 1 | [23 empty] | From Commercial Building Energy Saver (CBES) Prototype Models: cbes.lbl.gov
RetailOccupancy | Occupancy |  | Sun | 2017-01-01 | 2017-12-31 | Hourly | 0 | 0 | 0 | 0 | 0 | 0 | 0 | 0 | 0 | 0.1 | 0.2 | 0.2 | 0.4 | 0.4 | 0.4 | 0.4 | 0.4 | 0.2 | 0.1 | 0 | 0 | 0 | 0 | 0 | From Commercial Building Energy Saver (CBES) Prototype Models: cbes.lbl.gov
RetailOccupancy | Occupancy |  | Sat | 2017-01-01 | 2017-12-31 | Hourly | 0 | 0 | 0 | 0 | 0 | 0 | 0 | 0.1 | 0.2 | 0.5 | 0.6 | 0.8 | 0.8 | 0.8 | 0.8 | 0.8 | 0.8 | 0.6 | 0.2 | 0.2 | 0.2 | 0.1 | 0 | 0 | From Commercial Building Energy Saver (CBES) Prototype Models: cbes.lbl.gov
RetailStandalone BLDG_OCC_SCH | Occupancy |  | Default | 2014-01-01 | 2014-12-31 | Hourly | 0 | 0 | 0 | 0 | 0 | 0 | 0 | 0 | 0 | 0.1 | 0.2 | 0.2 | 0.4 | 0.4 | 0.4 | 0.4 | 0.4 | 0.2 | 0.1 | 0 | 0 | 0 | 0 | 0 | From DOE Prototype Buildings
RetailStandalone BLDG_OCC_SCH | Occupancy |  | WntrDsn | 2014-01-01 | 2014-12-31 | Constant | 0 | [23 empty] | From DOE Prototype Buildings
RetailStandalone BLDG_OCC_SCH | Occupancy |  | SmrDsn | 2014-01-01 | 2014-12-31 | Constant | 1 | [23 empty] | From DOE Prototype Buildings
RetailStandalone BLDG_OCC_SCH | Occupancy |  | Sat | 2014-01-01 | 2014-12-31 | Hourly | 0 | 0 | 0 | 0 | 0 | 0 | 0 | 0.1 | 0.2 | 0.5 | 0.6 | 0.8 | 0.8 | 0.8 | 0.8 | 0.8 | 0.8 | 0.6 | 0.2 | 0.2 | 0.2 | 0.1 | 0 | 0 | From DOE Prototype Buildings
RetailStandalone BLDG_OCC_SCH | Occupancy |  | Wkdy | 2014-01-01 | 2014-12-31 | Hourly | 0 | 0 | 0 | 0 | 0 | 0 | 0 | 0.1 | 0.2 | 0.5 | 0.5 | 0.7 | 0.7 | 0.7 | 0.7 | 0.8 | 0.7 | 0.5 | 0.5 | 0.3 | 0.3 | 0 | 0 | 0 | From DOE Prototype Buildings
RetailStandalone BLDG_OCC_SCH_2010 | Occupancy |  | Default | 2014-01-01 | 2014-12-31 | Hourly | 0 | 0 | 0 | 0 | 0 | 0 | 0 | 0 | 0 | 0.1 | 0.2 | 0.2 | 0.4 | 0.4 | 0.4 | 0.4 | 0.4 | 0.2 | 0.1 | 0 | 0 | 0 | 0 | 0 | From DOE Prototype Buildings
RetailStandalone BLDG_OCC_SCH_2010 | Occupancy |  | WntrDsn | 2014-01-01 | 2014-12-31 | Constant | 0 | [23 empty] | From DOE Prototype Buildings
RetailStandalone BLDG_OCC_SCH_2010 | Occupancy |  | SmrDsn | 2014-01-01 | 2014-12-31 | Constant | 1 | [23 empty] | From DOE Prototype Buildings
RetailStandalone BLDG_OCC_SCH_2010 | Occupancy |  | Sat | 2014-01-01 | 2014-12-31 | Hourly | 0 | 0 | 0 | 0 | 0 | 0 | 0 | 0.1 | 0.2 | 0.5 | 0.6 | 0.8 | 0.8 | 0.8 | 0.8 | 0.8 | 0.8 | 0.6 | 0.2 | 0.2 | 0.2 | 0.1 | 0 | 0 | From DOE Prototype Buildings
RetailStandalone BLDG_OCC_SCH_2010 | Occupancy |  | Wkdy | 2014-01-01 | 2014-12-31 | Hourly | 0 | 0 | 0 | 0 | 0 | 0 | 0 | 0.1 | 0.2 | 0.5 | 0.5 | 0.7 | 0.7 | 0.7 | 0.7 | 0.8 | 0.7 | 0.5 | 0.5 | 0.3 | 0.3 | 0 | 0 | 0 | From DOE Prototype Buildings
RetailStripmall Type1_OCC_SCH | Occupancy |  | Default | 2014-01-01 | 2014-12-31 | Hourly | 0 | 0 | 0 | 0 | 0 | 0 | 0 | 0 | 0.05 | 0.05 | 0.1 | 0.2 | 0.4 | 0.6 | 0.4 | 0.4 | 0.3 | 0.6 | 0.6 | 0.4 | 0.4 | 0.3 | 0.2 | 0.05 | From DOE Prototype Buildings
RetailStripmall Type1_OCC_SCH | Occupancy |  | WntrDsn | 2014-01-01 | 2014-12-31 | Constant | 0 | [23 empty] | From DOE Prototype Buildings
RetailStripmall Type1_OCC_SCH | Occupancy |  | SmrDsn | 2014-01-01 | 2014-12-31 | Constant | 1 | [23 empty] | From DOE Prototype Buildings
RetailStripmall Type1_OCC_SCH | Occupancy |  | Sat¦Fri | 2014-01-01 | 2014-12-31 | Hourly | 0.05 | 0 | 0 | 0 | 0 | 0 | 0 | 0 | 0 | 0.05 | 0.1 | 0.1 | 0.2 | 0.6 | 0.4 | 0.25 | 0.25 | 0.5 | 0.5 | 0.5 | 0.3 | 0.3 | 0.3 | 0.2 | From DOE Prototype Buildings
RetailStripmall Type1_OCC_SCH | Occupancy |  | Mon¦Tue¦Wed¦Thu | 2014-01-01 | 2014-12-31 | Hourly | 0 | 0 | 0 | 0 | 0 | 0 | 0 | 0 | 0.05 | 0.05 | 0.1 | 0.1 | 0.2 | 0.4 | 0.4 | 0.25 | 0.25 | 0.5 | 0.5 | 0.5 | 0.3 | 0.3 | 0.3 | 0.05 | From DOE Prototype Buildings
RetailStripmall Type2_OCC_SCH | Occupancy |  | Default | 2014-01-01 | 2014-12-31 | Hourly | 0 | 0 | 0 | 0 | 0 | 0 | 0 | 0 | 0 | 0.05 | 0.1 | 0.2 | 0.4 | 0.4 | 0.3 | 0.2 | 0.1 | 0.05 | 0 | 0 | 0 | 0 | 0 | 0 | From DOE Prototype Buildings
RetailStripmall Type2_OCC_SCH | Occupancy |  | WntrDsn | 2014-01-01 | 2014-12-31 | Constant | 0 | [23 empty] | From DOE Prototype Buildings
RetailStripmall Type2_OCC_SCH | Occupancy |  | SmrDsn | 2014-01-01 | 2014-12-31 | Constant | 1 | [23 empty] | From DOE Prototype Buildings
RetailStripmall Type2_OCC_SCH | Occupancy |  | Sat | 2014-01-01 | 2014-12-31 | Hourly | 0 | 0 | 0 | 0 | 0 | 0 | 0 | 0 | 0.05 | 0.1 | 0.1 | 0.2 | 0.4 | 0.6 | 0.4 | 0.3 | 0.3 | 0.3 | 0.05 | 0 | 0 | 0 | 0 | 0 | From DOE Prototype Buildings
RetailStripmall Type2_OCC_SCH | Occupancy |  | Wkdy | 2014-01-01 | 2014-12-31 | Hourly | 0 | 0 | 0 | 0 | 0 | 0 | 0 | 0 | 0.05 | 0.1 | 0.1 | 0.1 | 0.2 | 0.4 | 0.3 | 0.2 | 0.2 | 0.5 | 0.5 | 0.2 | 0.05 | 0 | 0 | 0 | From DOE Prototype Buildings
RetailStripmall Type3_OCC_SCH | Occupancy |  | Default | 2014-01-01 | 2014-12-31 | Hourly | 0 | 0 | 0 | 0 | 0 | 0 | 0 | 0 | 0 | 0 | 0.11 | 0.11 | 0.43 | 0.46 | 0.5 | 0.69 | 0.34 | 0.11 | 0 | 0 | 0 | 0 | 0 | 0 | From DOE Prototype Buildings
RetailStripmall Type3_OCC_SCH | Occupancy |  | WntrDsn | 2014-01-01 | 2014-12-31 | Constant | 0 | [23 empty] | From DOE Prototype Buildings
RetailStripmall Type3_OCC_SCH | Occupancy |  | SmrDsn | 2014-01-01 | 2014-12-31 | Constant | 1 | [23 empty] | From DOE Prototype Buildings
RetailStripmall Type3_OCC_SCH | Occupancy |  | Sat | 2014-01-01 | 2014-12-31 | Hourly | 0 | 0 | 0 | 0 | 0 | 0 | 0 | 0 | 0 | 0.11 | 0.11 | 0.58 | 0.71 | 0.74 | 0.77 | 0.8 | 0.74 | 0.54 | 0.11 | 0 | 0 | 0 | 0 | 0 | From DOE Prototype Buildings
RetailStripmall Type3_OCC_SCH | Occupancy |  | Wkdy | 2014-01-01 | 2014-12-31 | Hourly | 0 | 0 | 0 | 0 | 0 | 0 | 0 | 0 | 0 | 0.11 | 0.11 | 0.43 | 0.46 | 0.71 | 0.5 | 0.69 | 0.54 | 0.71 | 0.34 | 0.26 | 0.11 | 0 | 0 | 0 | From DOE Prototype Buildings
SchoolPrimary BLDG_OCC_SCH | Occupancy |  | Default¦WntrDsn | 2014-01-01 | 2014-12-31 | Constant | 0 | [23 empty] | From DOE Prototype Buildings
SchoolPrimary BLDG_OCC_SCH | Occupancy |  | DummySmrDsn | 2014-01-01 | 2014-12-31 | Hourly | 0 | 0 | 0 | 0 | 0 | 0 | 0 | 0 | 0.15 | 0.15 | 0.15 | 0.15 | 0.15 | 0.15 | 0.15 | 0.15 | 0.15 | 0.15 | 0.15 | 0.15 | 0.15 | 0 | 0 | 0 | From DOE Prototype Buildings
SchoolPrimary BLDG_OCC_SCH | Occupancy |  | Wkdy¦SmrDsn | 2014-09-16 | 2014-12-31 | Hourly | 0 | 0 | 0 | 0 | 0 | 0 | 0 | 0 | 0.95 | 0.95 | 0.95 | 0.95 | 0.95 | 0.95 | 0.95 | 0.95 | 0.15 | 0.15 | 0.15 | 0.15 | 0.15 | 0 | 0 | 0 | From DOE Prototype Buildings
SchoolPrimary BLDG_OCC_SCH | Occupancy |  | Wknd | 2014-06-16 | 2014-09-15 | Constant | 0 | [23 empty] | From DOE Prototype Buildings
SchoolPrimary BLDG_OCC_SCH | Occupancy |  | Wkdy¦SmrDsn | 2014-06-16 | 2014-09-15 | Hourly | 0 | 0 | 0 | 0 | 0 | 0 | 0 | 0 | 0.15 | 0.15 | 0.15 | 0.15 | 0.15 | 0.15 | 0.15 | 0.15 | 0.15 | 0.15 | 0.15 | 0.15 | 0.15 | 0 | 0 | 0 | From DOE Prototype Buildings
SchoolPrimary BLDG_OCC_SCH | Occupancy |  | Wknd | 2014-01-01 | 2014-06-15 | Constant | 0 | [23 empty] | From DOE Prototype Buildings
SchoolPrimary BLDG_OCC_SCH | Occupancy |  | Wkdy¦SmrDsn | 2014-01-01 | 2014-06-15 | Hourly | 0 | 0 | 0 | 0 | 0 | 0 | 0 | 0 | 0.95 | 0.95 | 0.95 | 0.95 | 0.95 | 0.95 | 0.95 | 0.95 | 0.15 | 0.15 | 0.15 | 0.15 | 0.15 | 0 | 0 | 0 | From DOE Prototype Buildings
SchoolPrimary BLDG_OCC_SCH_Cafeteria | Occupancy |  | Default¦WntrDsn | 2014-01-01 | 2014-12-31 | Constant | 0 | [23 empty] | From DOE Prototype Buildings
SchoolPrimary BLDG_OCC_SCH_Cafeteria | Occupancy |  | DummySmrDsn | 2014-01-01 | 2014-12-31 | Hourly | 0 | 0 | 0 | 0 | 0 | 0 | 0 | 0 | 0 | 0.15 | 0.15 | 0.15 | 0.15 | 0.15 | 0.15 | 0.15 | 0.15 | 0.35 | 0.35 | 0 | 0 | 0 | 0 | 0 | From DOE Prototype Buildings
SchoolPrimary BLDG_OCC_SCH_Cafeteria | Occupancy |  | Wkdy¦SmrDsn | 2014-09-01 | 2014-12-31 | Hourly | 0 | 0 | 0 | 0 | 0 | 0 | 0 | 0 | 0 | 0.95 | 0.95 | 0.95 | 0.95 | 0.95 | 0.95 | 0.35 | 0.35 | 0.35 | 0.35 | 0.35 | 0 | 0 | 0 | 0 | From DOE Prototype Buildings
SchoolPrimary BLDG_OCC_SCH_Cafeteria | Occupancy |  | Wknd | 2014-07-01 | 2014-09-01 | Constant | 0 | [23 empty] | From DOE Prototype Buildings
SchoolPrimary BLDG_OCC_SCH_Cafeteria | Occupancy |  | Wkdy¦SmrDsn | 2014-07-01 | 2014-09-01 | Hourly | 0 | 0 | 0 | 0 | 0 | 0 | 0 | 0 | 0 | 0.15 | 0.15 | 0.15 | 0.15 | 0.15 | 0.15 | 0.15 | 0.15 | 0.35 | 0.35 | 0 | 0 | 0 | 0 | 0 | From DOE Prototype Buildings
SchoolPrimary BLDG_OCC_SCH_Cafeteria | Occupancy |  | Wknd | 2014-01-01 | 2014-06-30 | Constant | 0 | [23 empty] | From DOE Prototype Buildings
SchoolPrimary BLDG_OCC_SCH_Cafeteria | Occupancy |  | Wkdy¦SmrDsn | 2014-01-01 | 2014-06-30 | Hourly | 0 | 0 | 0 | 0 | 0 | 0 | 0 | 0 | 0 | 0.95 | 0.95 | 0.95 | 0.95 | 0.95 | 0.95 | 0.35 | 0.35 | 0.35 | 0.35 | 0.35 | 0 | 0 | 0 | 0 | From DOE Prototype Buildings
SchoolPrimary BLDG_OCC_SCH_Extend | Occupancy |  | Default¦WntrDsn | 2014-01-01 | 2014-12-31 | Constant | 0 | [23 empty] | From DOE Prototype Buildings
SchoolPrimary BLDG_OCC_SCH_Extend | Occupancy |  | DummySmrDsn | 2014-01-01 | 2014-12-31 | Hourly | 0 | 0 | 0 | 0 | 0 | 0 | 0 | 0 | 0.5 | 0.5 | 0.5 | 0.5 | 0.5 | 0.5 | 0.5 | 0.5 | 0.5 | 0.5 | 0.5 | 0.5 | 0.5 | 0 | 0 | 0 | From DOE Prototype Buildings
SchoolPrimary BLDG_OCC_SCH_Extend | Occupancy |  | Wkdy¦SmrDsn | 2014-09-01 | 2014-12-31 | Hourly | 0 | 0 | 0 | 0 | 0 | 0 | 0 | 0 | 0.95 | 0.95 | 0.95 | 0.95 | 0.95 | 0.95 | 0.95 | 0.95 | 0.95 | 0.95 | 0.95 | 0.95 | 0.95 | 0 | 0 | 0 | From DOE Prototype Buildings
SchoolPrimary BLDG_OCC_SCH_Extend | Occupancy |  | Wknd | 2014-07-01 | 2014-09-01 | Constant | 0 | [23 empty] | From DOE Prototype Buildings
SchoolPrimary BLDG_OCC_SCH_Extend | Occupancy |  | Wkdy¦SmrDsn | 2014-07-01 | 2014-09-01 | Hourly | 0 | 0 | 0 | 0 | 0 | 0 | 0 | 0 | 0.5 | 0.5 | 0.5 | 0.5 | 0.5 | 0.5 | 0.5 | 0.5 | 0.5 | 0.5 | 0.5 | 0.5 | 0.5 | 0 | 0 | 0 | From DOE Prototype Buildings
SchoolPrimary BLDG_OCC_SCH_Extend | Occupancy |  | Wknd | 2014-01-01 | 2014-06-30 | Constant | 0 | [23 empty] | From DOE Prototype Buildings
SchoolPrimary BLDG_OCC_SCH_Extend | Occupancy |  | Wkdy¦SmrDsn | 2014-01-01 | 2014-06-30 | Hourly | 0 | 0 | 0 | 0 | 0 | 0 | 0 | 0 | 0.95 | 0.95 | 0.95 | 0.95 | 0.95 | 0.95 | 0.95 | 0.95 | 0.95 | 0.95 | 0.95 | 0.95 | 0.95 | 0 | 0 | 0 | From DOE Prototype Buildings
SchoolPrimary BLDG_OCC_SCH_Gym | Occupancy |  | Default¦WntrDsn | 2014-01-01 | 2014-12-31 | Constant | 0 | [23 empty] | From DOE Prototype Buildings
SchoolPrimary BLDG_OCC_SCH_Gym | Occupancy |  | DummySmrDsn | 2014-01-01 | 2014-12-31 | Hourly | 0 | 0 | 0 | 0 | 0 | 0 | 0 | 0 | 0.35 | 0.35 | 0.35 | 0.35 | 0.35 | 0.35 | 0.35 | 0.35 | 0.95 | 0.95 | 0.95 | 0.95 | 0.95 | 0 | 0 | 0 | From DOE Prototype Buildings
SchoolPrimary BLDG_OCC_SCH_Gym | Occupancy |  | Wkdy¦SmrDsn | 2014-09-01 | 2014-12-31 | Hourly | 0 | 0 | 0 | 0 | 0 | 0 | 0 | 0 | 0.35 | 0.35 | 0.35 | 0.35 | 0.35 | 0.35 | 0.35 | 0.35 | 0.95 | 0.95 | 0.95 | 0.95 | 0.95 | 0 | 0 | 0 | From DOE Prototype Buildings
SchoolPrimary BLDG_OCC_SCH_Gym | Occupancy |  | Wknd | 2014-07-01 | 2014-09-01 | Constant | 0 | [23 empty] | From DOE Prototype Buildings
SchoolPrimary BLDG_OCC_SCH_Gym | Occupancy |  | Wkdy¦SmrDsn | 2014-07-01 | 2014-09-01 | Hourly | 0 | 0 | 0 | 0 | 0 | 0 | 0 | 0 | 0.35 | 0.35 | 0.35 | 0.35 | 0.35 | 0.35 | 0.35 | 0.35 | 0.35 | 0.35 | 0.35 | 0.35 | 0.35 | 0 | 0 | 0 | From DOE Prototype Buildings
SchoolPrimary BLDG_OCC_SCH_Gym | Occupancy |  | Wknd | 2014-01-01 | 2014-06-30 | Constant | 0 | [23 empty] | From DOE Prototype Buildings
SchoolPrimary BLDG_OCC_SCH_Gym | Occupancy |  | Wkdy¦SmrDsn | 2014-01-01 | 2014-06-30 | Hourly | 0 | 0 | 0 | 0 | 0 | 0 | 0 | 0 | 0.35 | 0.35 | 0.35 | 0.35 | 0.35 | 0.35 | 0.35 | 0.35 | 0.95 | 0.95 | 0.95 | 0.95 | 0.95 | 0 | 0 | 0 | From DOE Prototype Buildings
SchoolPrimary BLDG_OCC_SCH_Offices | Occupancy |  | Default¦WntrDsn | 2014-01-01 | 2014-12-31 | Constant | 0 | [23 empty] | From DOE Prototype Buildings
SchoolPrimary BLDG_OCC_SCH_Offices | Occupancy |  | DummySmrDsn | 2014-01-01 | 2014-12-31 | Hourly | 0 | 0 | 0 | 0 | 0 | 0 | 0 | 0 | 0.5 | 0.5 | 0.5 | 0.5 | 0.5 | 0.5 | 0.5 | 0.5 | 0.5 | 0.15 | 0.15 | 0.15 | 0.15 | 0 | 0 | 0 | From DOE Prototype Buildings
SchoolPrimary BLDG_OCC_SCH_Offices | Occupancy |  | Wkdy¦SmrDsn | 2014-09-01 | 2014-12-31 | Hourly | 0 | 0 | 0 | 0 | 0 | 0 | 0 | 0 | 0.95 | 0.95 | 0.95 | 0.95 | 0.95 | 0.95 | 0.95 | 0.95 | 0.95 | 0.15 | 0.15 | 0.15 | 0.15 | 0 | 0 | 0 | From DOE Prototype Buildings
SchoolPrimary BLDG_OCC_SCH_Offices | Occupancy |  | Wknd | 2014-07-01 | 2014-09-01 | Constant | 0 | [23 empty] | From DOE Prototype Buildings
SchoolPrimary BLDG_OCC_SCH_Offices | Occupancy |  | Wkdy¦SmrDsn | 2014-07-01 | 2014-09-01 | Hourly | 0 | 0 | 0 | 0 | 0 | 0 | 0 | 0 | 0.5 | 0.5 | 0.5 | 0.5 | 0.5 | 0.5 | 0.5 | 0.5 | 0.5 | 0.15 | 0.15 | 0.15 | 0.15 | 0 | 0 | 0 | From DOE Prototype Buildings
SchoolPrimary BLDG_OCC_SCH_Offices | Occupancy |  | Wknd | 2014-01-01 | 2014-06-30 | Constant | 0 | [23 empty] | From DOE Prototype Buildings
SchoolPrimary BLDG_OCC_SCH_Offices | Occupancy |  | Wkdy¦SmrDsn | 2014-01-01 | 2014-06-30 | Hourly | 0 | 0 | 0 | 0 | 0 | 0 | 0 | 0 | 0.95 | 0.95 | 0.95 | 0.95 | 0.95 | 0.95 | 0.95 | 0.95 | 0.95 | 0.15 | 0.15 | 0.15 | 0.15 | 0 | 0 | 0 | From DOE Prototype Buildings
SchoolPrimary walkin_occ_lght_SCH | Occupancy |  | Default | 2014-01-01 | 2014-12-31 | Constant | 0.1773 | [23 empty] | From DOE Prototype Buildings
SchoolPrimary walkin_occ_lght_SCH | Occupancy |  | WntrDsn | 2014-01-01 | 2014-12-31 | Constant | 0 | [23 empty] | From DOE Prototype Buildings
SchoolPrimary walkin_occ_lght_SCH | Occupancy |  | SmrDsn | 2014-01-01 | 2014-12-31 | Constant | 1 | [23 empty] | From DOE Prototype Buildings
SchoolPrimary walkin_occ_lght_SCH | Occupancy |  | Wkdy | 2014-09-01 | 2014-12-31 | Hourly | 0.1773 | 0.1773 | 0.1773 | 0.1773 | 0.1773 | 0.1773 | 0.1773 | 0.468 | 0.468 | 0.468 | 0.468 | 0.468 | 0.468 | 0.468 | 0.468 | 0.468 | 0.468 | 0.468 | 0.468 | 0.468 | 0.468 | 0.1773 | 0.1773 | 0.1773 | From DOE Prototype Buildings
SchoolPrimary walkin_occ_lght_SCH | Occupancy |  | Wknd | 2014-07-01 | 2014-09-01 | Constant | 0.1773 | [23 empty] | From DOE Prototype Buildings
SchoolPrimary walkin_occ_lght_SCH | Occupancy |  | Wkdy | 2014-07-01 | 2014-09-01 | Hourly | 0.1773 | 0.1773 | 0.1773 | 0.1773 | 0.1773 | 0.1773 | 0.1773 | 0.1773 | 0.26 | 0.26 | 0.26 | 0.26 | 0.26 | 0.26 | 0.26 | 0.26 | 0.26 | 0.26 | 0.26 | 0.26 | 0.1773 | 0.1773 | 0.1773 | 0.1773 | From DOE Prototype Buildings
SchoolPrimary walkin_occ_lght_SCH | Occupancy |  | Wknd | 2014-01-01 | 2014-06-30 | Constant | 0.1773 | [23 empty] | From DOE Prototype Buildings
SchoolPrimary walkin_occ_lght_SCH | Occupancy |  | Wkdy | 2014-01-01 | 2014-06-30 | Hourly | 0.1773 | 0.1773 | 0.1773 | 0.1773 | 0.1773 | 0.1773 | 0.1773 | 0.468 | 0.468 | 0.468 | 0.468 | 0.468 | 0.468 | 0.468 | 0.468 | 0.468 | 0.468 | 0.468 | 0.468 | 0.468 | 0.468 | 0.1773 | 0.1773 | 0.1773 | From DOE Prototype Buildings
SchoolSecondary BLDG_OCC_SCH | Occupancy |  | Default¦WntrDsn | 2014-01-01 | 2014-12-31 | Constant | 0 | [23 empty] | From DOE Prototype Buildings
SchoolSecondary BLDG_OCC_SCH | Occupancy |  | DummySmrDsn | 2014-01-01 | 2014-12-31 | Hourly | 0 | 0 | 0 | 0 | 0 | 0 | 0 | 0 | 0.15 | 0.15 | 0.15 | 0.15 | 0.15 | 0.15 | 0.15 | 0.15 | 0.15 | 0.15 | 0.15 | 0.15 | 0.15 | 0 | 0 | 0 | From DOE Prototype Buildings
SchoolSecondary BLDG_OCC_SCH | Occupancy |  | Wkdy¦SmrDsn | 2014-09-16 | 2014-12-31 | Hourly | 0 | 0 | 0 | 0 | 0 | 0 | 0 | 0 | 0.95 | 0.95 | 0.95 | 0.95 | 0.95 | 0.95 | 0.95 | 0.95 | 0.15 | 0.15 | 0.15 | 0.15 | 0.15 | 0 | 0 | 0 | From DOE Prototype Buildings
SchoolSecondary BLDG_OCC_SCH | Occupancy |  | Wknd | 2014-06-16 | 2014-09-15 | Constant | 0 | [23 empty] | From DOE Prototype Buildings
SchoolSecondary BLDG_OCC_SCH | Occupancy |  | Wkdy¦SmrDsn | 2014-06-16 | 2014-09-15 | Hourly | 0 | 0 | 0 | 0 | 0 | 0 | 0 | 0 | 0.15 | 0.15 | 0.15 | 0.15 | 0.15 | 0.15 | 0.15 | 0.15 | 0.15 | 0.15 | 0.15 | 0.15 | 0.15 | 0 | 0 | 0 | From DOE Prototype Buildings
SchoolSecondary BLDG_OCC_SCH | Occupancy |  | Wknd | 2014-01-01 | 2014-06-15 | Constant | 0 | [23 empty] | From DOE Prototype Buildings
SchoolSecondary BLDG_OCC_SCH | Occupancy |  | Wkdy¦SmrDsn | 2014-01-01 | 2014-06-15 | Hourly | 0 | 0 | 0 | 0 | 0 | 0 | 0 | 0 | 0.95 | 0.95 | 0.95 | 0.95 | 0.95 | 0.95 | 0.95 | 0.95 | 0.15 | 0.15 | 0.15 | 0.15 | 0.15 | 0 | 0 | 0 | From DOE Prototype Buildings
SchoolSecondary BLDG_OCC_SCH_Auditorium | Occupancy |  | Default¦WntrDsn | 2014-01-01 | 2014-12-31 | Constant | 0 | [23 empty] | From DOE Prototype Buildings
SchoolSecondary BLDG_OCC_SCH_Auditorium | Occupancy |  | DummySmrDsn | 2014-01-01 | 2014-12-31 | Hourly | 0 | 0 | 0 | 0 | 0 | 0 | 0 | 0 | 0.15 | 0.15 | 0.15 | 0.15 | 0.15 | 0.15 | 0.15 | 0.15 | 0.15 | 0.35 | 0.35 | 0 | 0 | 0 | 0 | 0 | From DOE Prototype Buildings
SchoolSecondary BLDG_OCC_SCH_Auditorium | Occupancy |  | Wkdy¦SmrDsn | 2014-09-01 | 2014-12-31 | Hourly | 0 | 0 | 0 | 0 | 0 | 0 | 0 | 0 | 0.25 | 0.25 | 0.25 | 0.25 | 0.25 | 0.25 | 0.25 | 0.95 | 0.95 | 0.95 | 0.95 | 0.95 | 0 | 0 | 0 | 0 | From DOE Prototype Buildings
SchoolSecondary BLDG_OCC_SCH_Auditorium | Occupancy |  | Wknd | 2014-07-01 | 2014-09-01 | Constant | 0 | [23 empty] | From DOE Prototype Buildings
SchoolSecondary BLDG_OCC_SCH_Auditorium | Occupancy |  | Wkdy¦SmrDsn | 2014-07-01 | 2014-09-01 | Hourly | 0 | 0 | 0 | 0 | 0 | 0 | 0 | 0 | 0.15 | 0.15 | 0.15 | 0.15 | 0.15 | 0.15 | 0.15 | 0.15 | 0.15 | 0.35 | 0.35 | 0 | 0 | 0 | 0 | 0 | From DOE Prototype Buildings
SchoolSecondary BLDG_OCC_SCH_Auditorium | Occupancy |  | Wknd | 2014-01-01 | 2014-06-30 | Constant | 0 | [23 empty] | From DOE Prototype Buildings
SchoolSecondary BLDG_OCC_SCH_Auditorium | Occupancy |  | Wkdy¦SmrDsn | 2014-01-01 | 2014-06-30 | Hourly | 0 | 0 | 0 | 0 | 0 | 0 | 0 | 0 | 0.25 | 0.25 | 0.25 | 0.25 | 0.25 | 0.25 | 0.25 | 0.95 | 0.95 | 0.95 | 0.95 | 0.95 | 0 | 0 | 0 | 0 | From DOE Prototype Buildings
SchoolSecondary BLDG_OCC_SCH_Cafeteria | Occupancy |  | Default¦WntrDsn | 2014-01-01 | 2014-12-31 | Constant | 0 | [23 empty] | From DOE Prototype Buildings
SchoolSecondary BLDG_OCC_SCH_Cafeteria | Occupancy |  | DummySmrDsn | 2014-01-01 | 2014-12-31 | Hourly | 0 | 0 | 0 | 0 | 0 | 0 | 0 | 0 | 0 | 0.15 | 0.15 | 0.15 | 0.15 | 0.15 | 0.15 | 0.15 | 0.15 | 0.35 | 0.35 | 0 | 0 | 0 | 0 | 0 | From DOE Prototype Buildings
SchoolSecondary BLDG_OCC_SCH_Cafeteria | Occupancy |  | Wkdy¦SmrDsn | 2014-09-01 | 2014-12-31 | Hourly | 0 | 0 | 0 | 0 | 0 | 0 | 0 | 0 | 0 | 0.95 | 0.95 | 0.95 | 0.95 | 0.95 | 0.95 | 0.35 | 0.35 | 0.35 | 0.35 | 0.35 | 0 | 0 | 0 | 0 | From DOE Prototype Buildings
SchoolSecondary BLDG_OCC_SCH_Cafeteria | Occupancy |  | Wknd | 2014-07-01 | 2014-09-01 | Constant | 0 | [23 empty] | From DOE Prototype Buildings
SchoolSecondary BLDG_OCC_SCH_Cafeteria | Occupancy |  | Wkdy¦SmrDsn | 2014-07-01 | 2014-09-01 | Hourly | 0 | 0 | 0 | 0 | 0 | 0 | 0 | 0 | 0 | 0.15 | 0.15 | 0.15 | 0.15 | 0.15 | 0.15 | 0.15 | 0.15 | 0.35 | 0.35 | 0 | 0 | 0 | 0 | 0 | From DOE Prototype Buildings
SchoolSecondary BLDG_OCC_SCH_Cafeteria | Occupancy |  | Wknd | 2014-01-01 | 2014-06-30 | Constant | 0 | [23 empty] | From DOE Prototype Buildings
SchoolSecondary BLDG_OCC_SCH_Cafeteria | Occupancy |  | Wkdy¦SmrDsn | 2014-01-01 | 2014-06-30 | Hourly | 0 | 0 | 0 | 0 | 0 | 0 | 0 | 0 | 0 | 0.95 | 0.95 | 0.95 | 0.95 | 0.95 | 0.95 | 0.35 | 0.35 | 0.35 | 0.35 | 0.35 | 0 | 0 | 0 | 0 | From DOE Prototype Buildings
SchoolSecondary BLDG_OCC_SCH_Extend | Occupancy |  | Default¦WntrDsn | 2014-01-01 | 2014-12-31 | Constant | 0 | [23 empty] | From DOE Prototype Buildings
SchoolSecondary BLDG_OCC_SCH_Extend | Occupancy |  | DummySmrDsn | 2014-01-01 | 2014-12-31 | Hourly | 0 | 0 | 0 | 0 | 0 | 0 | 0 | 0 | 0.5 | 0.5 | 0.5 | 0.5 | 0.5 | 0.5 | 0.5 | 0.5 | 0.5 | 0.5 | 0.5 | 0.5 | 0.5 | 0 | 0 | 0 | From DOE Prototype Buildings
SchoolSecondary BLDG_OCC_SCH_Extend | Occupancy |  | Wkdy¦SmrDsn | 2014-09-01 | 2014-12-31 | Hourly | 0 | 0 | 0 | 0 | 0 | 0 | 0 | 0 | 0.95 | 0.95 | 0.95 | 0.95 | 0.95 | 0.95 | 0.95 | 0.95 | 0.95 | 0.95 | 0.95 | 0.95 | 0.95 | 0 | 0 | 0 | From DOE Prototype Buildings
SchoolSecondary BLDG_OCC_SCH_Extend | Occupancy |  | Wknd | 2014-07-01 | 2014-09-01 | Constant | 0 | [23 empty] | From DOE Prototype Buildings
SchoolSecondary BLDG_OCC_SCH_Extend | Occupancy |  | Wkdy¦SmrDsn | 2014-07-01 | 2014-09-01 | Hourly | 0 | 0 | 0 | 0 | 0 | 0 | 0 | 0 | 0.5 | 0.5 | 0.5 | 0.5 | 0.5 | 0.5 | 0.5 | 0.5 | 0.5 | 0.5 | 0.5 | 0.5 | 0.5 | 0 | 0 | 0 | From DOE Prototype Buildings
SchoolSecondary BLDG_OCC_SCH_Extend | Occupancy |  | Wknd | 2014-01-01 | 2014-06-30 | Constant | 0 | [23 empty] | From DOE Prototype Buildings
SchoolSecondary BLDG_OCC_SCH_Extend | Occupancy |  | Wkdy¦SmrDsn | 2014-01-01 | 2014-06-30 | Hourly | 0 | 0 | 0 | 0 | 0 | 0 | 0 | 0 | 0.95 | 0.95 | 0.95 | 0.95 | 0.95 | 0.95 | 0.95 | 0.95 | 0.95 | 0.95 | 0.95 | 0.95 | 0.95 | 0 | 0 | 0 | From DOE Prototype Buildings
SchoolSecondary BLDG_OCC_SCH_Gym | Occupancy |  | Default¦WntrDsn | 2014-01-01 | 2014-12-31 | Constant | 0 | [23 empty] | From DOE Prototype Buildings
SchoolSecondary BLDG_OCC_SCH_Gym | Occupancy |  | DummySmrDsn | 2014-01-01 | 2014-12-31 | Hourly | 0 | 0 | 0 | 0 | 0 | 0 | 0 | 0 | 0.35 | 0.35 | 0.35 | 0.35 | 0.35 | 0.35 | 0.35 | 0.35 | 0.95 | 0.95 | 0.95 | 0.95 | 0.95 | 0 | 0 | 0 | From DOE Prototype Buildings
SchoolSecondary BLDG_OCC_SCH_Gym | Occupancy |  | Wkdy¦SmrDsn | 2014-09-01 | 2014-12-31 | Hourly | 0 | 0 | 0 | 0 | 0 | 0 | 0 | 0 | 0.35 | 0.35 | 0.35 | 0.35 | 0.35 | 0.35 | 0.35 | 0.35 | 0.95 | 0.95 | 0.95 | 0.95 | 0.95 | 0 | 0 | 0 | From DOE Prototype Buildings
SchoolSecondary BLDG_OCC_SCH_Gym | Occupancy |  | Wknd | 2014-07-01 | 2014-09-01 | Constant | 0 | [23 empty] | From DOE Prototype Buildings
SchoolSecondary BLDG_OCC_SCH_Gym | Occupancy |  | Wkdy¦SmrDsn | 2014-07-01 | 2014-09-01 | Hourly | 0 | 0 | 0 | 0 | 0 | 0 | 0 | 0 | 0.35 | 0.35 | 0.35 | 0.35 | 0.35 | 0.35 | 0.35 | 0.35 | 0.35 | 0.35 | 0.35 | 0.35 | 0.35 | 0 | 0 | 0 | From DOE Prototype Buildings
SchoolSecondary BLDG_OCC_SCH_Gym | Occupancy |  | Wknd | 2014-01-01 | 2014-06-30 | Constant | 0 | [23 empty] | From DOE Prototype Buildings
SchoolSecondary BLDG_OCC_SCH_Gym | Occupancy |  | Wkdy¦SmrDsn | 2014-01-01 | 2014-06-30 | Hourly | 0 | 0 | 0 | 0 | 0 | 0 | 0 | 0 | 0.35 | 0.35 | 0.35 | 0.35 | 0.35 | 0.35 | 0.35 | 0.35 | 0.95 | 0.95 | 0.95 | 0.95 | 0.95 | 0 | 0 | 0 | From DOE Prototype Buildings
SchoolSecondary BLDG_OCC_SCH_Offices | Occupancy |  | Default¦WntrDsn | 2014-01-01 | 2014-12-31 | Constant | 0 | [23 empty] | From DOE Prototype Buildings
SchoolSecondary BLDG_OCC_SCH_Offices | Occupancy |  | DummySmrDsn | 2014-01-01 | 2014-12-31 | Hourly | 0 | 0 | 0 | 0 | 0 | 0 | 0 | 0 | 0.5 | 0.5 | 0.5 | 0.5 | 0.5 | 0.5 | 0.5 | 0.5 | 0.5 | 0.15 | 0.15 | 0.15 | 0.15 | 0 | 0 | 0 | From DOE Prototype Buildings
SchoolSecondary BLDG_OCC_SCH_Offices | Occupancy |  | Wkdy¦SmrDsn | 2014-09-01 | 2014-12-31 | Hourly | 0 | 0 | 0 | 0 | 0 | 0 | 0 | 0 | 0.95 | 0.95 | 0.95 | 0.95 | 0.95 | 0.95 | 0.95 | 0.95 | 0.95 | 0.15 | 0.15 | 0.15 | 0.15 | 0 | 0 | 0 | From DOE Prototype Buildings
SchoolSecondary BLDG_OCC_SCH_Offices | Occupancy |  | Wknd | 2014-07-01 | 2014-09-01 | Constant | 0 | [23 empty] | From DOE Prototype Buildings
SchoolSecondary BLDG_OCC_SCH_Offices | Occupancy |  | Wkdy¦SmrDsn | 2014-07-01 | 2014-09-01 | Hourly | 0 | 0 | 0 | 0 | 0 | 0 | 0 | 0 | 0.5 | 0.5 | 0.5 | 0.5 | 0.5 | 0.5 | 0.5 | 0.5 | 0.5 | 0.15 | 0.15 | 0.15 | 0.15 | 0 | 0 | 0 | From DOE Prototype Buildings
SchoolSecondary BLDG_OCC_SCH_Offices | Occupancy |  | Wknd | 2014-01-01 | 2014-06-30 | Constant | 0 | [23 empty] | From DOE Prototype Buildings
SchoolSecondary BLDG_OCC_SCH_Offices | Occupancy |  | Wkdy¦SmrDsn | 2014-01-01 | 2014-06-30 | Hourly | 0 | 0 | 0 | 0 | 0 | 0 | 0 | 0 | 0.95 | 0.95 | 0.95 | 0.95 | 0.95 | 0.95 | 0.95 | 0.95 | 0.95 | 0.15 | 0.15 | 0.15 | 0.15 | 0 | 0 | 0 | From DOE Prototype Buildings
SchoolSecondary walkin_occ_lght_SCH | Occupancy |  | Default | 2014-01-01 | 2014-12-31 | Constant | 0.1773 | [23 empty] | From DOE Prototype Buildings
SchoolSecondary walkin_occ_lght_SCH | Occupancy |  | WntrDsn | 2014-01-01 | 2014-12-31 | Constant | 0 | [23 empty] | From DOE Prototype Buildings
SchoolSecondary walkin_occ_lght_SCH | Occupancy |  | SmrDsn | 2014-01-01 | 2014-12-31 | Constant | 1 | [23 empty] | From DOE Prototype Buildings
SchoolSecondary walkin_occ_lght_SCH | Occupancy |  | Wkdy | 2014-09-01 | 2014-12-31 | Hourly | 0.1773 | 0.1773 | 0.1773 | 0.1773 | 0.1773 | 0.1773 | 0.1773 | 0.468 | 0.468 | 0.468 | 0.468 | 0.468 | 0.468 | 0.468 | 0.468 | 0.468 | 0.468 | 0.468 | 0.468 | 0.468 | 0.468 | 0.1773 | 0.1773 | 0.1773 | From DOE Prototype Buildings
SchoolSecondary walkin_occ_lght_SCH | Occupancy |  | Wknd | 2014-07-01 | 2014-09-01 | Constant | 0.1773 | [23 empty] | From DOE Prototype Buildings
SchoolSecondary walkin_occ_lght_SCH | Occupancy |  | Wkdy | 2014-07-01 | 2014-09-01 | Hourly | 0.1773 | 0.1773 | 0.1773 | 0.1773 | 0.1773 | 0.1773 | 0.1773 | 0.1773 | 0.26 | 0.26 | 0.26 | 0.26 | 0.26 | 0.26 | 0.26 | 0.26 | 0.26 | 0.26 | 0.26 | 0.26 | 0.1773 | 0.1773 | 0.1773 | 0.1773 | From DOE Prototype Buildings
SchoolSecondary walkin_occ_lght_SCH | Occupancy |  | Wknd | 2014-01-01 | 2014-06-30 | Constant | 0.1773 | [23 empty] | From DOE Prototype Buildings
SchoolSecondary walkin_occ_lght_SCH | Occupancy |  | Wkdy | 2014-01-01 | 2014-06-30 | Hourly | 0.1773 | 0.1773 | 0.1773 | 0.1773 | 0.1773 | 0.1773 | 0.1773 | 0.468 | 0.468 | 0.468 | 0.468 | 0.468 | 0.468 | 0.468 | 0.468 | 0.468 | 0.468 | 0.468 | 0.468 | 0.468 | 0.468 | 0.1773 | 0.1773 | 0.1773 | From DOE Prototype Buildings
SecondarySchool Auditorium Occ | Occupancy |  | Default | 2014-01-01 | 2014-12-31 | Hourly | 0 | 0 | 0 | 0 | 0 | 0 | 0 | 0 | 0.25 | 0.25 | 0.25 | 0.25 | 0.25 | 0.25 | 0.25 | 0.95 | 0.95 | 0.1 | 0.1 | 0.1 | 0 | 0 | 0 | 0 | From DOE Reference Buildings
SecondarySchool Auditorium Occ | Occupancy |  | WntrDsn | 2014-01-01 | 2014-12-31 | Constant | 0 | [23 empty] | From DOE Reference Buildings
SecondarySchool Auditorium Occ | Occupancy |  | Wknd | 2014-09-01 | 2014-12-31 | Constant | 0 | [23 empty] | From DOE Reference Buildings
SecondarySchool Auditorium Occ | Occupancy |  | Wkdy | 2014-09-01 | 2014-12-31 | Hourly | 0 | 0 | 0 | 0 | 0 | 0 | 0 | 0 | 0.25 | 0.25 | 0.25 | 0.25 | 0.25 | 0.25 | 0.25 | 0.95 | 0.95 | 0.1 | 0.1 | 0.1 | 0 | 0 | 0 | 0 | From DOE Reference Buildings
SecondarySchool Auditorium Occ | Occupancy |  | Wknd | 2014-07-01 | 2014-09-01 | Constant | 0 | [23 empty] | From DOE Reference Buildings
SecondarySchool Auditorium Occ | Occupancy |  | Wkdy¦SmrDsn | 2014-07-01 | 2014-09-01 | Hourly | 0 | 0 | 0 | 0 | 0 | 0 | 0 | 0 | 0.15 | 0.15 | 0.15 | 0.15 | 0.15 | 0.15 | 0.15 | 0.15 | 0.15 | 0.35 | 0.35 | 0 | 0 | 0 | 0 | 0 | From DOE Reference Buildings
SecondarySchool Auditorium Occ | Occupancy |  | Wknd | 2014-01-01 | 2014-06-30 | Constant | 0 | [23 empty] | From DOE Reference Buildings
SecondarySchool Bldg Occ | Occupancy |  | Default | 2014-01-01 | 2014-12-31 | Hourly | 0 | 0 | 0 | 0 | 0 | 0 | 0 | 0 | 0.7 | 0.7 | 0.7 | 0.7 | 0.7 | 0.7 | 0.7 | 0.7 | 0.15 | 0.15 | 0.15 | 0.15 | 0.15 | 0 | 0 | 0 | From DOE Reference Buildings
SecondarySchool Bldg Occ | Occupancy |  | WntrDsn | 2014-01-01 | 2014-12-31 | Constant | 0 | [23 empty] | From DOE Reference Buildings
SecondarySchool Bldg Occ | Occupancy |  | Wknd | 2014-09-01 | 2014-12-31 | Constant | 0 | [23 empty] | From DOE Reference Buildings
SecondarySchool Bldg Occ | Occupancy |  | Wkdy | 2014-09-01 | 2014-12-31 | Hourly | 0 | 0 | 0 | 0 | 0 | 0 | 0 | 0 | 0.7 | 0.7 | 0.7 | 0.7 | 0.7 | 0.7 | 0.7 | 0.7 | 0.15 | 0.15 | 0.15 | 0.15 | 0.15 | 0 | 0 | 0 | From DOE Reference Buildings
SecondarySchool Bldg Occ | Occupancy |  | Wknd | 2014-07-01 | 2014-09-01 | Constant | 0 | [23 empty] | From DOE Reference Buildings
SecondarySchool Bldg Occ | Occupancy |  | Wkdy¦SmrDsn | 2014-07-01 | 2014-09-01 | Hourly | 0 | 0 | 0 | 0 | 0 | 0 | 0 | 0 | 0.15 | 0.15 | 0.15 | 0.15 | 0.15 | 0.15 | 0.15 | 0.15 | 0.15 | 0.15 | 0.15 | 0.15 | 0.15 | 0 | 0 | 0 | From DOE Reference Buildings
SecondarySchool Bldg Occ | Occupancy |  | Wknd | 2014-01-01 | 2014-06-30 | Constant | 0 | [23 empty] | From DOE Reference Buildings
SecondarySchool Cafeteria Bldg Occ | Occupancy |  | Default | 2014-01-01 | 2014-12-31 | Hourly | 0 | 0 | 0 | 0 | 0 | 0 | 0 | 0.15 | 0.15 | 0.05 | 0.05 | 0.95 | 0.95 | 0.15 | 0.15 | 0 | 0 | 0 | 0 | 0 | 0 | 0 | 0 | 0 | From DOE Reference Buildings
SecondarySchool Cafeteria Bldg Occ | Occupancy |  | WntrDsn | 2014-01-01 | 2014-12-31 | Constant | 0 | [23 empty] | From DOE Reference Buildings
SecondarySchool Cafeteria Bldg Occ | Occupancy |  | Wknd | 2014-09-01 | 2014-12-31 | Constant | 0 | [23 empty] | From DOE Reference Buildings
SecondarySchool Cafeteria Bldg Occ | Occupancy |  | Wkdy | 2014-09-01 | 2014-12-31 | Hourly | 0 | 0 | 0 | 0 | 0 | 0 | 0 | 0.15 | 0.15 | 0.05 | 0.05 | 0.95 | 0.95 | 0.15 | 0.15 | 0 | 0 | 0 | 0 | 0 | 0 | 0 | 0 | 0 | From DOE Reference Buildings
SecondarySchool Cafeteria Bldg Occ | Occupancy |  | Wknd | 2014-07-01 | 2014-09-01 | Constant | 0 | [23 empty] | From DOE Reference Buildings
SecondarySchool Cafeteria Bldg Occ | Occupancy |  | Wkdy¦SmrDsn | 2014-07-01 | 2014-09-01 | Hourly | 0 | 0 | 0 | 0 | 0 | 0 | 0 | 0 | 0 | 0.25 | 0.25 | 0.25 | 0.25 | 0.25 | 0.25 | 0 | 0 | 0 | 0 | 0 | 0 | 0 | 0 | 0 | From DOE Reference Buildings
SecondarySchool Cafeteria Bldg Occ | Occupancy |  | Wknd | 2014-01-01 | 2014-06-30 | Constant | 0 | [23 empty] | From DOE Reference Buildings
SecondarySchool Extend Bldg Occ | Occupancy |  | Default | 2014-01-01 | 2014-12-31 | Hourly | 0 | 0 | 0 | 0 | 0 | 0 | 0 | 0 | 0.7 | 0.7 | 0.7 | 0.7 | 0.7 | 0.7 | 0.7 | 0.7 | 0.7 | 0.7 | 0.7 | 0.7 | 0.7 | 0 | 0 | 0 | From DOE Reference Buildings
SecondarySchool Extend Bldg Occ | Occupancy |  | WntrDsn | 2014-01-01 | 2014-12-31 | Constant | 0 | [23 empty] | From DOE Reference Buildings
SecondarySchool Extend Bldg Occ | Occupancy |  | Wknd | 2014-09-01 | 2014-12-31 | Constant | 0 | [23 empty] | From DOE Reference Buildings
SecondarySchool Extend Bldg Occ | Occupancy |  | Wkdy | 2014-09-01 | 2014-12-31 | Hourly | 0 | 0 | 0 | 0 | 0 | 0 | 0 | 0 | 0.7 | 0.7 | 0.7 | 0.7 | 0.7 | 0.7 | 0.7 | 0.7 | 0.7 | 0.7 | 0.7 | 0.7 | 0.7 | 0 | 0 | 0 | From DOE Reference Buildings
SecondarySchool Extend Bldg Occ | Occupancy |  | Wknd | 2014-07-01 | 2014-09-01 | Constant | 0 | [23 empty] | From DOE Reference Buildings
SecondarySchool Extend Bldg Occ | Occupancy |  | Wkdy¦SmrDsn | 2014-07-01 | 2014-09-01 | Hourly | 0 | 0 | 0 | 0 | 0 | 0 | 0 | 0 | 0.5 | 0.5 | 0.5 | 0.5 | 0.5 | 0.5 | 0.5 | 0.5 | 0.5 | 0.5 | 0.5 | 0.5 | 0.5 | 0 | 0 | 0 | From DOE Reference Buildings
SecondarySchool Extend Bldg Occ | Occupancy |  | Wknd | 2014-01-01 | 2014-06-30 | Constant | 0 | [23 empty] | From DOE Reference Buildings
SecondarySchool Gym Occ | Occupancy |  | Default | 2014-01-01 | 2014-12-31 | Hourly | 0 | 0 | 0 | 0 | 0 | 0 | 0 | 0 | 0.35 | 0.35 | 0.35 | 0.35 | 0.35 | 0.35 | 0.35 | 0.35 | 0.95 | 0.95 | 0.95 | 0.95 | 0.95 | 0 | 0 | 0 | From DOE Reference Buildings
SecondarySchool Gym Occ | Occupancy |  | WntrDsn | 2014-01-01 | 2014-12-31 | Constant | 0 | [23 empty] | From DOE Reference Buildings
SecondarySchool Gym Occ | Occupancy |  | Wknd | 2014-09-01 | 2014-12-31 | Constant | 0 | [23 empty] | From DOE Reference Buildings
SecondarySchool Gym Occ | Occupancy |  | Wkdy | 2014-09-01 | 2014-12-31 | Hourly | 0 | 0 | 0 | 0 | 0 | 0 | 0 | 0 | 0.35 | 0.35 | 0.35 | 0.35 | 0.35 | 0.35 | 0.35 | 0.35 | 0.95 | 0.95 | 0.95 | 0.95 | 0.95 | 0 | 0 | 0 | From DOE Reference Buildings
SecondarySchool Gym Occ | Occupancy |  | Wknd | 2014-07-01 | 2014-09-01 | Constant | 0 | [23 empty] | From DOE Reference Buildings
SecondarySchool Gym Occ | Occupancy |  | Wkdy¦SmrDsn | 2014-07-01 | 2014-09-01 | Hourly | 0 | 0 | 0 | 0 | 0 | 0 | 0 | 0 | 0.35 | 0.35 | 0.35 | 0.35 | 0.35 | 0.35 | 0.35 | 0.35 | 0.35 | 0.35 | 0.35 | 0.35 | 0.35 | 0 | 0 | 0 | From DOE Reference Buildings
SecondarySchool Gym Occ | Occupancy |  | Wknd | 2014-01-01 | 2014-06-30 | Constant | 0 | [23 empty] | From DOE Reference Buildings
SecondarySchool Office Occ | Occupancy |  | Default | 2014-01-01 | 2014-12-31 | Hourly | 0 | 0 | 0 | 0 | 0 | 0 | 0 | 0 | 0.95 | 0.95 | 0.95 | 0.95 | 0.95 | 0.95 | 0.95 | 0.95 | 0.95 | 0.15 | 0.15 | 0.15 | 0.15 | 0 | 0 | 0 | From DOE Reference Buildings
SecondarySchool Office Occ | Occupancy |  | WntrDsn | 2014-01-01 | 2014-12-31 | Constant | 0 | [23 empty] | From DOE Reference Buildings
SecondarySchool Office Occ | Occupancy |  | Wknd | 2014-09-01 | 2014-12-31 | Constant | 0 | [23 empty] | From DOE Reference Buildings
SecondarySchool Office Occ | Occupancy |  | Wkdy | 2014-09-01 | 2014-12-31 | Hourly | 0 | 0 | 0 | 0 | 0 | 0 | 0 | 0 | 0.95 | 0.95 | 0.95 | 0.95 | 0.95 | 0.95 | 0.95 | 0.95 | 0.95 | 0.15 | 0.15 | 0.15 | 0.15 | 0 | 0 | 0 | From DOE Reference Buildings
SecondarySchool Office Occ | Occupancy |  | Wknd | 2014-07-01 | 2014-09-01 | Constant | 0 | [23 empty] | From DOE Reference Buildings
SecondarySchool Office Occ | Occupancy |  | Wkdy¦SmrDsn | 2014-07-01 | 2014-09-01 | Hourly | 0 | 0 | 0 | 0 | 0 | 0 | 0 | 0 | 0.5 | 0.5 | 0.5 | 0.5 | 0.5 | 0.5 | 0.5 | 0.5 | 0.5 | 0 | 0 | 0 | 0 | 0 | 0 | 0 | From DOE Reference Buildings
SecondarySchool Office Occ | Occupancy |  | Wknd | 2014-01-01 | 2014-06-30 | Constant | 0 | [23 empty] | From DOE Reference Buildings
Small Office Bldg Occ | Occupancy |  | Default | 2014-01-01 | 2014-12-31 | Hourly | 0 | 0 | 0 | 0 | 0 | 0 | 0.1 | 0.2 | 0.95 | 0.95 | 0.95 | 0.95 | 0.5 | 0.95 | 0.95 | 0.95 | 0.95 | 0.3 | 0.1 | 0.1 | 0.05 | 0.05 | 0.05 | 0.05 | From DOE Reference Buildings
Small Office Bldg Occ | Occupancy |  | WntrDsn¦Sun | 2014-01-01 | 2014-12-31 | Constant | 0 | [23 empty] | From DOE Reference Buildings
Small Office Bldg Occ | Occupancy |  | SmrDsn | 2014-01-01 | 2014-12-31 | Hourly | 0 | 0 | 0 | 0 | 0 | 0 | 1 | 1 | 1 | 1 | 1 | 1 | 1 | 1 | 1 | 1 | 1 | 1 | 1 | 1 | 1 | 1 | 0.05 | 0.05 | From DOE Reference Buildings
Small Office Bldg Occ | Occupancy |  | Sat | 2014-01-01 | 2014-12-31 | Hourly | 0 | 0 | 0 | 0 | 0 | 0 | 0.1 | 0.1 | 0.3 | 0.3 | 0.3 | 0.3 | 0.1 | 0.1 | 0.1 | 0.1 | 0.1 | 0 | 0 | 0 | 0 | 0 | 0 | 0 | From DOE Reference Buildings
SmallHotel Bldg Occ | Occupancy |  | Default | 2014-01-01 | 2014-12-31 | Hourly | 0.9 | 0.9 | 0.9 | 0.9 | 0.9 | 0.9 | 0.7 | 0.4 | 0.4 | 0.2 | 0.2 | 0.2 | 0.2 | 0.2 | 0.2 | 0.3 | 0.5 | 0.5 | 0.5 | 0.7 | 0.7 | 0.8 | 0.9 | 0.9 | From DOE Reference Buildings
SmallHotel Bldg Occ | Occupancy |  | WntrDsn | 2014-01-01 | 2014-12-31 | Constant | 0 | [23 empty] | From DOE Reference Buildings
SmallHotel Bldg Occ | Occupancy |  | SmrDsn | 2014-01-01 | 2014-12-31 | Constant | 1 | [23 empty] | From DOE Reference Buildings
SmallHotel Bldg Occ | Occupancy |  | Sun | 2014-01-01 | 2014-12-31 | Hourly | 0.7 | 0.7 | 0.7 | 0.7 | 0.7 | 0.7 | 0.7 | 0.7 | 0.5 | 0.5 | 0.5 | 0.3 | 0.3 | 0.2 | 0.2 | 0.2 | 0.3 | 0.4 | 0.4 | 0.6 | 0.6 | 0.8 | 0.8 | 0.8 | From DOE Reference Buildings
SmallHotel Bldg Occ | Occupancy |  | Sat | 2014-01-01 | 2014-12-31 | Hourly | 0.9 | 0.9 | 0.9 | 0.9 | 0.9 | 0.9 | 0.7 | 0.5 | 0.5 | 0.3 | 0.3 | 0.3 | 0.3 | 0.3 | 0.3 | 0.3 | 0.3 | 0.5 | 0.6 | 0.6 | 0.6 | 0.7 | 0.7 | 0.7 | From DOE Reference Buildings
SmallHotel Exercise Occ | Occupancy |  | Default¦WntrDsn¦SmrDsn | 2014-01-01 | 2014-12-31 | Hourly | 0 | 0 | 0 | 0 | 0 | 0 | 0.5 | 1 | 1 | 1 | 1 | 0.5 | 0 | 1 | 1 | 1 | 1 | 1 | 1 | 1 | 1 | 1 | 0.5 | 0 | From DOE Reference Buildings
SmallHotel GuestRoom Occ | Occupancy |  | Default | 2014-01-01 | 2014-12-31 | Hourly | 0.65 | 0.65 | 0.65 | 0.65 | 0.65 | 0.65 | 0.5 | 0.28 | 0.28 | 0.13 | 0.13 | 0.13 | 0.13 | 0.13 | 0.13 | 0.2 | 0.35 | 0.35 | 0.35 | 0.5 | 0.5 | 0.58 | 0.65 | 0.65 | From DOE Reference Buildings
SmallHotel GuestRoom Occ | Occupancy |  | WntrDsn | 2014-01-01 | 2014-12-31 | Constant | 0 | [23 empty] | From DOE Reference Buildings
SmallHotel GuestRoom Occ | Occupancy |  | SmrDsn | 2014-01-01 | 2014-12-31 | Constant | 1 | [23 empty] | From DOE Reference Buildings
SmallHotel GuestRoom Occ | Occupancy |  | Wknd | 2014-01-01 | 2014-12-31 | Hourly | 0.65 | 0.65 | 0.65 | 0.65 | 0.65 | 0.65 | 0.5 | 0.34 | 0.34 | 0.2 | 0.2 | 0.2 | 0.2 | 0.2 | 0.2 | 0.2 | 0.2 | 0.34 | 0.35 | 0.65 | 0.65 | 0.5 | 0.5 | 0.5 | From DOE Reference Buildings
SmallHotel Laundry Occ | Occupancy |  | Default¦Wknd | 2014-01-01 | 2014-12-31 | Hourly | 0 | 0 | 0 | 0 | 0 | 0 | 0 | 0 | 0.09 | 0.09 | 0.18 | 0.18 | 0 | 0.18 | 0.18 | 0.18 | 0.09 | 0 | 0 | 0 | 0 | 0 | 0 | 0 | From DOE Reference Buildings
SmallHotel Laundry Occ | Occupancy |  | WntrDsn | 2014-01-01 | 2014-12-31 | Constant | 0 | [23 empty] | From DOE Reference Buildings
SmallHotel Laundry Occ | Occupancy |  | SmrDsn | 2014-01-01 | 2014-12-31 | Constant | 1 | [23 empty] | From DOE Reference Buildings
SmallHotel Meeting Occ | Occupancy |  | Default¦Wknd | 2014-01-01 | 2014-12-31 | Hourly | 0 | 0 | 0 | 0 | 0 | 0 | 0 | 0.05 | 0.5 | 0.5 | 0.2 | 0.2 | 0.05 | 0.5 | 0.5 | 0.2 | 0.2 | 0.2 | 0.05 | 0.05 | 0 | 0 | 0 | 0 | From DOE Reference Buildings
SmallHotel Meeting Occ | Occupancy |  | WntrDsn | 2014-01-01 | 2014-12-31 | Constant | 0 | [23 empty] | From DOE Reference Buildings
SmallHotel Meeting Occ | Occupancy |  | SmrDsn | 2014-01-01 | 2014-12-31 | Constant | 1 | [23 empty] | From DOE Reference Buildings
SmallHotel Office Occ | Occupancy |  | Default | 2014-01-01 | 2014-12-31 | Hourly | 0.2 | 0.2 | 0.2 | 0.2 | 0.2 | 0.2 | 0.3 | 0.4 | 1 | 1 | 1 | 1 | 0.5 | 1 | 1 | 1 | 1 | 0.4 | 0.3 | 0.2 | 0.2 | 0.2 | 0.2 | 0.2 | From DOE Reference Buildings
SmallHotel Office Occ | Occupancy |  | WntrDsn | 2014-01-01 | 2014-12-31 | Constant | 0 | [23 empty] | From DOE Reference Buildings
SmallHotel Office Occ | Occupancy |  | SmrDsn | 2014-01-01 | 2014-12-31 | Constant | 1 | [23 empty] | From DOE Reference Buildings
SmallHotel Office Occ | Occupancy |  | Wknd | 2014-01-01 | 2014-12-31 | Hourly | 0.2 | 0.2 | 0.2 | 0.2 | 0.2 | 0.2 | 0.2 | 0.3 | 0.5 | 0.5 | 0.5 | 0.5 | 0.5 | 0.5 | 0.5 | 0.5 | 0.5 | 0.3 | 0.2 | 0.2 | 0.2 | 0.2 | 0.2 | 0.2 | From DOE Reference Buildings
SmallHotel StaffLounge Occ | Occupancy |  | Default | 2014-01-01 | 2014-12-31 | Hourly | 0 | 0 | 0 | 0 | 0 | 0.1 | 0.1 | 0.2 | 0.2 | 0.2 | 0.2 | 0.2 | 0.7 | 0.2 | 0.2 | 0.2 | 0.2 | 0.2 | 0.1 | 0.1 | 0 | 0 | 0 | 0 | From DOE Reference Buildings
SmallHotel StaffLounge Occ | Occupancy |  | WntrDsn | 2014-01-01 | 2014-12-31 | Constant | 0 | [23 empty] | From DOE Reference Buildings
SmallHotel StaffLounge Occ | Occupancy |  | SmrDsn | 2014-01-01 | 2014-12-31 | Constant | 1 | [23 empty] | From DOE Reference Buildings
SmallHotel StaffLounge Occ | Occupancy |  | Wknd | 2014-01-01 | 2014-12-31 | Hourly | 0 | 0 | 0 | 0 | 0 | 0.05 | 0.05 | 0.05 | 0.1 | 0.1 | 0.1 | 0.1 | 0.2 | 0.1 | 0.1 | 0.1 | 0.1 | 0.1 | 0.05 | 0.05 | 0 | 0 | 0 | 0 | From DOE Reference Buildings
StripMall Bldg Occ | Occupancy |  | Default | 2014-01-01 | 2014-12-31 | Hourly | 0 | 0 | 0 | 0 | 0 | 0 | 0 | 0.1 | 0.2 | 0.5 | 0.5 | 0.7 | 0.7 | 0.7 | 0.7 | 0.8 | 0.7 | 0.5 | 0.5 | 0.3 | 0.3 | 0 | 0 | 0 | From DOE Reference Buildings
StripMall Bldg Occ | Occupancy |  | WntrDsn¦SmrDsn | 2014-01-01 | 2014-12-31 | Constant | 1 | [23 empty] | From DOE Reference Buildings
StripMall Bldg Occ | Occupancy |  | Sun | 2014-01-01 | 2014-12-31 | Hourly | 0 | 0 | 0 | 0 | 0 | 0 | 0 | 0 | 0 | 0.1 | 0.2 | 0.2 | 0.4 | 0.4 | 0.4 | 0.4 | 0.4 | 0.2 | 0.1 | 0 | 0 | 0 | 0 | 0 | From DOE Reference Buildings
StripMall Bldg Occ | Occupancy |  | Sat | 2014-01-01 | 2014-12-31 | Hourly | 0 | 0 | 0 | 0 | 0 | 0 | 0 | 0.1 | 0.2 | 0.5 | 0.6 | 0.8 | 0.8 | 0.8 | 0.8 | 0.8 | 0.8 | 0.6 | 0.2 | 0.2 | 0.2 | 0.1 | 0 | 0 | From DOE Reference Buildings
SuperMarket Bldg Occ | Occupancy |  | Default | 2014-01-01 | 2014-12-31 | Hourly | 0 | 0 | 0 | 0 | 0 | 0 | 0.1 | 0.1 | 0.2 | 0.5 | 0.5 | 0.7 | 0.7 | 0.7 | 0.7 | 0.8 | 0.7 | 0.5 | 0.5 | 0.3 | 0.3 | 0.3 | 0 | 0 | From DOE Reference Buildings
SuperMarket Bldg Occ | Occupancy |  | WntrDsn | 2014-01-01 | 2014-12-31 | Constant | 0 | [23 empty] | From DOE Reference Buildings
SuperMarket Bldg Occ | Occupancy |  | SmrDsn | 2014-01-01 | 2014-12-31 | Constant | 1 | [23 empty] | From DOE Reference Buildings
SuperMarket Bldg Occ | Occupancy |  | Sun | 2014-01-01 | 2014-12-31 | Hourly | 0 | 0 | 0 | 0 | 0 | 0 | 0.1 | 0.1 | 0.1 | 0.1 | 0.2 | 0.2 | 0.4 | 0.4 | 0.4 | 0.4 | 0.4 | 0.2 | 0.1 | 0.1 | 0.1 | 0.1 | 0 | 0 | From DOE Reference Buildings
SuperMarket Bldg Occ | Occupancy |  | Sat | 2014-01-01 | 2014-12-31 | Hourly | 0 | 0 | 0 | 0 | 0 | 0 | 0.1 | 0.1 | 0.2 | 0.5 | 0.6 | 0.8 | 0.8 | 0.8 | 0.8 | 0.8 | 0.8 | 0.6 | 0.2 | 0.2 | 0.2 | 0.1 | 0 | 0 | From DOE Reference Buildings
Warehouse Bldg Occ | Occupancy |  | Default | 2014-01-01 | 2014-12-31 | Hourly | 0 | 0 | 0 | 0 | 0 | 0 | 0 | 0.15 | 0.7 | 0.9 | 0.9 | 0.9 | 0.5 | 0.85 | 0.85 | 0.85 | 0.2 | 0 | 0 | 0 | 0 | 0 | 0 | 0 | From DOE Reference Buildings
Warehouse Bldg Occ | Occupancy |  | WntrDsn¦Sun | 2014-01-01 | 2014-12-31 | Constant | 0 | [23 empty] | From DOE Reference Buildings
Warehouse Bldg Occ | Occupancy |  | SmrDsn | 2014-01-01 | 2014-12-31 | Constant | 1 | [23 empty] | From DOE Reference Buildings
Warehouse Bldg Occ | Occupancy |  | Sat | 2014-01-01 | 2014-12-31 | Hourly | 0 | 0 | 0 | 0 | 0 | 0 | 0 | 0 | 0.2 | 0.2 | 0.2 | 0.2 | 0.1 | 0.1 | 0.1 | 0.1 | 0 | 0 | 0 | 0 | 0 | 0 | 0 | 0 | From DOE Reference Buildings
Warehouse BLDG_OCC_SCH | Occupancy |  | Default | 2014-01-01 | 2014-12-31 | Constant | 0 | [23 empty] | From DOE Prototype Buildings
Warehouse BLDG_OCC_SCH | Occupancy |  | WntrDsn¦SmrDsn¦Sat¦Wkdy | 2014-01-01 | 2014-12-31 | Hourly | 0 | 0 | 0 | 0 | 0 | 0 | 0.11 | 0.21 | 1 | 1 | 1 | 1 | 0.53 | 1 | 1 | 1 | 1 | 0.32 | 0 | 0 | 0 | 0 | 0 | 0 | From DOE Prototype Buildings
MNECB-97 A-Office Occup Sched | Occupants | FRACTION | Default¦Wkdy | 2014-01-01 | 2014-12-31 | Constant | 0.1 | [23 empty] | From eQ_Lib.dat in MASControl 2017
MNECB-97 A-Office Occup Sched | Occupants | FRACTION | Wknd | 2014-01-01 | 2014-12-31 | Constant | 0 | [23 empty] | From eQ_Lib.dat in MASControl 2017
MNECB-97 B-Restrnt Occup Sched | Occupants | FRACTION | Default¦Wkdy | 2014-01-01 | 2014-12-31 | Constant | 0.1 | [23 empty] | From eQ_Lib.dat in MASControl 2017
MNECB-97 B-Restrnt Occup Sched | Occupants | FRACTION | Wknd | 2014-01-01 | 2014-12-31 | Constant | 0.3 | [23 empty] | From eQ_Lib.dat in MASControl 2017
MNECB-97 C-Retail Occup Sched | Occupants | FRACTION | Default¦SmrDsn¦WntrDsn¦Hol | 2014-01-01 | 2014-12-31 | Constant | 0.1 | [23 empty] | From eQ_Lib.dat in MASControl 2017
MNECB-97 D-School Occup Sched | Occupants | FRACTION | Default¦Wkdy | 2014-01-01 | 2014-12-31 | Constant | 0.1 | [23 empty] | From eQ_Lib.dat in MASControl 2017
MNECB-97 D-School Occup Sched | Occupants | FRACTION | Wknd | 2014-01-01 | 2014-12-31 | Constant | 0 | [23 empty] | From eQ_Lib.dat in MASControl 2017
MNECB-97 E-Storage Occup Sched | Occupants | FRACTION | Default¦Wkdy | 2014-01-01 | 2014-12-31 | Constant | 0.2 | [23 empty] | From eQ_Lib.dat in MASControl 2017
MNECB-97 E-Storage Occup Sched | Occupants | FRACTION | Sat | 2014-01-01 | 2014-12-31 | Constant | 0.2 | [23 empty] | From eQ_Lib.dat in MASControl 2017
MNECB-97 E-Storage Occup Sched | Occupants | FRACTION | Sun | 2014-01-01 | 2014-12-31 | Constant | 0 | [23 empty] | From eQ_Lib.dat in MASControl 2017
MNECB-97 F-Lodging Occup Sched | Occupants | FRACTION | Default¦Wkdy | 2014-01-01 | 2014-12-31 | Constant | 0.9 | [23 empty] | From eQ_Lib.dat in MASControl 2017
MNECB-97 F-Lodging Occup Sched | Occupants | FRACTION | Sat | 2014-01-01 | 2014-12-31 | Constant | 0.9 | [23 empty] | From eQ_Lib.dat in MASControl 2017
MNECB-97 F-Lodging Occup Sched | Occupants | FRACTION | Sun | 2014-01-01 | 2014-12-31 | Constant | 0.7 | [23 empty] | From eQ_Lib.dat in MASControl 2017
MNECB-97 G-Multfam Occup Sched | Occupants | FRACTION | Default¦SmrDsn¦WntrDsn¦Hol | 2014-01-01 | 2014-12-31 | Constant | 0.9 | [23 empty] | From eQ_Lib.dat in MASControl 2017
MNECB-97 H-Health Occup Sched | Occupants | FRACTION | Default¦SmrDsn¦WntrDsn¦Hol | 2014-01-01 | 2014-12-31 | Constant | 0.9 | [23 empty] | From eQ_Lib.dat in MASControl 2017
MNECB-97 I-Assmbly Occup Sched | Occupants | FRACTION | Default¦Wkdy | 2014-01-01 | 2014-12-31 | Constant | 0.1 | [23 empty] | From eQ_Lib.dat in MASControl 2017
MNECB-97 I-Assmbly Occup Sched | Occupants | FRACTION | Sat | 2014-01-01 | 2014-12-31 | Constant | 0.1 | [23 empty] | From eQ_Lib.dat in MASControl 2017
MNECB-97 I-Assmbly Occup Sched | Occupants | FRACTION | Sun | 2014-01-01 | 2014-12-31 | Constant | 0.2 | [23 empty] | From eQ_Lib.dat in MASControl 2017
Courthouse HVACOperationSched | Operation |  | Default | 2014-01-01 | 2014-12-31 | Constant | 0 | [23 empty] | From Medium Office Prototype
Courthouse HVACOperationSched | Operation |  | WntrDsn¦Sat | 2014-01-01 | 2014-12-31 | Hourly | 0 | 0 | 0 | 0 | 0 | 0 | 1 | 1 | 1 | 1 | 1 | 1 | 1 | 1 | 1 | 1 | 1 | 1 | 0 | 0 | 0 | 0 | 0 | 0 | From Medium Office Prototype
Courthouse HVACOperationSched | Operation |  | SmrDsn¦Wkdy | 2014-01-01 | 2014-12-31 | Hourly | 0 | 0 | 0 | 0 | 0 | 0 | 1 | 1 | 1 | 1 | 1 | 1 | 1 | 1 | 1 | 1 | 1 | 1 | 1 | 1 | 1 | 1 | 0 | 0 | From Medium Office Prototype
DataCenter Equipment_SCH | Operation |  | Wknd¦Wkdy | 2018-01-01 | 2018-01-31 | Constant | 0.25
DataCenter Equipment_SCH | Operation |  | Wknd¦Wkdy | 2018-02-01 | 2018-02-28 | Constant | 0.5
DataCenter Equipment_SCH | Operation |  | Wknd¦Wkdy | 2018-03-01 | 2018-03-31 | Constant | 0.75
DataCenter Equipment_SCH | Operation |  | Wknd¦Wkdy | 2018-04-01 | 2018-04-30 | Constant | 1
DataCenter Equipment_SCH | Operation |  | Wknd¦Wkdy | 2018-05-01 | 2018-05-31 | Constant | 0.25
DataCenter Equipment_SCH | Operation |  | Wknd¦Wkdy | 2018-06-01 | 2018-06-30 | Constant | 0.5
DataCenter Equipment_SCH | Operation |  | Wknd¦Wkdy | 2018-07-01 | 2018-07-31 | Constant | 0.75
DataCenter Equipment_SCH | Operation |  | Wknd¦Wkdy | 2018-08-01 | 2018-08-31 | Constant | 1
DataCenter Equipment_SCH | Operation |  | Wknd¦Wkdy | 2018-09-01 | 2018-09-30 | Constant | 0.25
DataCenter Equipment_SCH | Operation |  | Wknd¦Wkdy | 2018-10-01 | 2018-10-31 | Constant | 0.5
DataCenter Equipment_SCH | Operation |  | Wknd¦Wkdy | 2018-11-01 | 2018-11-30 | Constant | 0.75
DataCenter Equipment_SCH | Operation |  | Wknd¦Wkdy | 2018-12-01 | 2018-12-31 | Constant | 1
DataCenter Equipment_SCH | Operation |  | Default¦WntrDsn¦SmrDsn | 2018-01-01 | 2018-12-31 | Constant | 1
SmallDataCenterLowITE SupplyApproachTemp_SCH | Operation |  | Wknd¦Wkdy | 2018-01-01 | 2018-01-31 | Constant | 8.5764
SmallDataCenterLowITE SupplyApproachTemp_SCH | Operation |  | Wknd¦Wkdy | 2018-02-01 | 2018-02-28 | Constant | 8.4722
SmallDataCenterLowITE SupplyApproachTemp_SCH | Operation |  | Wknd¦Wkdy | 2018-03-01 | 2018-03-31 | Constant | 8.3681
SmallDataCenterLowITE SupplyApproachTemp_SCH | Operation |  | Wknd¦Wkdy | 2018-04-01 | 2018-04-30 | Constant | 8.2639
SmallDataCenterLowITE SupplyApproachTemp_SCH | Operation |  | Wknd¦Wkdy | 2018-05-01 | 2018-05-31 | Constant | 8.5764
SmallDataCenterLowITE SupplyApproachTemp_SCH | Operation |  | Wknd¦Wkdy | 2018-06-01 | 2018-06-30 | Constant | 8.4722
SmallDataCenterLowITE SupplyApproachTemp_SCH | Operation |  | Wknd¦Wkdy | 2018-07-01 | 2018-07-31 | Constant | 8.3681
SmallDataCenterLowITE SupplyApproachTemp_SCH | Operation |  | Wknd¦Wkdy | 2018-08-01 | 2018-08-31 | Constant | 8.2639
SmallDataCenterLowITE SupplyApproachTemp_SCH | Operation |  | Wknd¦Wkdy | 2018-09-01 | 2018-09-30 | Constant | 8.5764
SmallDataCenterLowITE SupplyApproachTemp_SCH | Operation |  | Wknd¦Wkdy | 2018-10-01 | 2018-10-31 | Constant | 8.4722
SmallDataCenterLowITE SupplyApproachTemp_SCH | Operation |  | Wknd¦Wkdy | 2018-11-01 | 2018-11-30 | Constant | 8.3681
SmallDataCenterLowITE SupplyApproachTemp_SCH | Operation |  | Wknd¦Wkdy | 2018-12-01 | 2018-12-31 | Constant | 8.2639
SmallDataCenterLowITE SupplyApproachTemp_SCH | Operation |  | Default¦WntrDsn¦SmrDsn | 2018-01-01 | 2018-12-31 | Constant | 8.5764
SmallDataCenterHighITE SupplyApproachTemp_SCH | Operation |  | Wknd¦Wkdy | 2018-01-01 | 2018-01-31 | Constant | 8.5417
SmallDataCenterHighITE SupplyApproachTemp_SCH | Operation |  | Wknd¦Wkdy | 2018-02-01 | 2018-02-28 | Constant | 8.2639
SmallDataCenterHighITE SupplyApproachTemp_SCH | Operation |  | Wknd¦Wkdy | 2018-03-01 | 2018-03-31 | Constant | 7.9861
SmallDataCenterHighITE SupplyApproachTemp_SCH | Operation |  | Wknd¦Wkdy | 2018-04-01 | 2018-04-30 | Constant | 7.7083
SmallDataCenterHighITE SupplyApproachTemp_SCH | Operation |  | Wknd¦Wkdy | 2018-05-01 | 2018-05-31 | Constant | 8.5417
SmallDataCenterHighITE SupplyApproachTemp_SCH | Operation |  | Wknd¦Wkdy | 2018-06-01 | 2018-06-30 | Constant | 8.2639
SmallDataCenterHighITE SupplyApproachTemp_SCH | Operation |  | Wknd¦Wkdy | 2018-07-01 | 2018-07-31 | Constant | 7.9861
SmallDataCenterHighITE SupplyApproachTemp_SCH | Operation |  | Wknd¦Wkdy | 2018-08-01 | 2018-08-31 | Constant | 7.7083
SmallDataCenterHighITE SupplyApproachTemp_SCH | Operation |  | Wknd¦Wkdy | 2018-09-01 | 2018-09-30 | Constant | 8.5417
SmallDataCenterHighITE SupplyApproachTemp_SCH | Operation |  | Wknd¦Wkdy | 2018-10-01 | 2018-10-31 | Constant | 8.2639
SmallDataCenterHighITE SupplyApproachTemp_SCH | Operation |  | Wknd¦Wkdy | 2018-11-01 | 2018-11-30 | Constant | 7.9861
SmallDataCenterHighITE SupplyApproachTemp_SCH | Operation |  | Wknd¦Wkdy | 2018-12-01 | 2018-12-31 | Constant | 7.7083
SmallDataCenterHighITE SupplyApproachTemp_SCH | Operation |  | Default¦WntrDsn¦SmrDsn | 2018-01-01 | 2018-12-31 | Constant | 8.5417
LargeDataCenterLowITE SupplyApproachTemp_SCH | Operation |  | Wknd¦Wkdy | 2018-01-01 | 2018-01-31 | Constant | 8.2986
LargeDataCenterLowITE SupplyApproachTemp_SCH | Operation |  | Wknd¦Wkdy | 2018-02-01 | 2018-02-28 | Constant | 7.9167
LargeDataCenterLowITE SupplyApproachTemp_SCH | Operation |  | Wknd¦Wkdy | 2018-03-01 | 2018-03-31 | Constant | 7.5347
LargeDataCenterLowITE SupplyApproachTemp_SCH | Operation |  | Wknd¦Wkdy | 2018-04-01 | 2018-04-30 | Constant | 7.1528
LargeDataCenterLowITE SupplyApproachTemp_SCH | Operation |  | Wknd¦Wkdy | 2018-05-01 | 2018-05-31 | Constant | 8.2986
LargeDataCenterLowITE SupplyApproachTemp_SCH | Operation |  | Wknd¦Wkdy | 2018-06-01 | 2018-06-30 | Constant | 7.9167
LargeDataCenterLowITE SupplyApproachTemp_SCH | Operation |  | Wknd¦Wkdy | 2018-07-01 | 2018-07-31 | Constant | 7.5347
LargeDataCenterLowITE SupplyApproachTemp_SCH | Operation |  | Wknd¦Wkdy | 2018-08-01 | 2018-08-31 | Constant | 7.1528
LargeDataCenterLowITE SupplyApproachTemp_SCH | Operation |  | Wknd¦Wkdy | 2018-09-01 | 2018-09-30 | Constant | 8.2986
LargeDataCenterLowITE SupplyApproachTemp_SCH | Operation |  | Wknd¦Wkdy | 2018-10-01 | 2018-10-31 | Constant | 7.9167
LargeDataCenterLowITE SupplyApproachTemp_SCH | Operation |  | Wknd¦Wkdy | 2018-11-01 | 2018-11-30 | Constant | 7.5347
LargeDataCenterLowITE SupplyApproachTemp_SCH | Operation |  | Wknd¦Wkdy | 2018-12-01 | 2018-12-31 | Constant | 7.1528
LargeDataCenterLowITE SupplyApproachTemp_SCH | Operation |  | Default¦WntrDsn¦SmrDsn | 2018-01-01 | 2018-12-31 | Constant | 8.2986
LargeDataCenterHighITE SupplyApproachTemp_SCH | Operation |  | Wknd¦Wkdy | 2018-01-01 | 2018-01-31 | Constant | 7.7431
LargeDataCenterHighITE SupplyApproachTemp_SCH | Operation |  | Wknd¦Wkdy | 2018-02-01 | 2018-02-28 | Constant | 7.3611
LargeDataCenterHighITE SupplyApproachTemp_SCH | Operation |  | Wknd¦Wkdy | 2018-03-01 | 2018-03-31 | Constant | 6.9792
LargeDataCenterHighITE SupplyApproachTemp_SCH | Operation |  | Wknd¦Wkdy | 2018-04-01 | 2018-04-30 | Constant | 6.5972
LargeDataCenterHighITE SupplyApproachTemp_SCH | Operation |  | Wknd¦Wkdy | 2018-05-01 | 2018-05-31 | Constant | 7.7431
LargeDataCenterHighITE SupplyApproachTemp_SCH | Operation |  | Wknd¦Wkdy | 2018-06-01 | 2018-06-30 | Constant | 7.3611
LargeDataCenterHighITE SupplyApproachTemp_SCH | Operation |  | Wknd¦Wkdy | 2018-07-01 | 2018-07-31 | Constant | 6.9792
LargeDataCenterHighITE SupplyApproachTemp_SCH | Operation |  | Wknd¦Wkdy | 2018-08-01 | 2018-08-31 | Constant | 6.5972
LargeDataCenterHighITE SupplyApproachTemp_SCH | Operation |  | Wknd¦Wkdy | 2018-09-01 | 2018-09-30 | Constant | 7.7431
LargeDataCenterHighITE SupplyApproachTemp_SCH | Operation |  | Wknd¦Wkdy | 2018-10-01 | 2018-10-31 | Constant | 7.3611
LargeDataCenterHighITE SupplyApproachTemp_SCH | Operation |  | Wknd¦Wkdy | 2018-11-01 | 2018-11-30 | Constant | 6.9792
LargeDataCenterHighITE SupplyApproachTemp_SCH | Operation |  | Wknd¦Wkdy | 2018-12-01 | 2018-12-31 | Constant | 6.5972
LargeDataCenterHighITE SupplyApproachTemp_SCH | Operation |  | Default¦WntrDsn¦SmrDsn | 2018-01-01 | 2018-12-31 | Constant | 7.7431
SmallDataCenterLowITE ReturnApproachTemp_SCH | Operation |  | Wknd¦Wkdy | 2018-01-01 | 2018-01-31 | Constant | -7.3264
SmallDataCenterLowITE ReturnApproachTemp_SCH | Operation |  | Wknd¦Wkdy | 2018-02-01 | 2018-02-28 | Constant | -7.2222
SmallDataCenterLowITE ReturnApproachTemp_SCH | Operation |  | Wknd¦Wkdy | 2018-03-01 | 2018-03-31 | Constant | -7.1181
SmallDataCenterLowITE ReturnApproachTemp_SCH | Operation |  | Wknd¦Wkdy | 2018-04-01 | 2018-04-30 | Constant | -7.0139
SmallDataCenterLowITE ReturnApproachTemp_SCH | Operation |  | Wknd¦Wkdy | 2018-05-01 | 2018-05-31 | Constant | -7.3264
SmallDataCenterLowITE ReturnApproachTemp_SCH | Operation |  | Wknd¦Wkdy | 2018-06-01 | 2018-06-30 | Constant | -7.2222
SmallDataCenterLowITE ReturnApproachTemp_SCH | Operation |  | Wknd¦Wkdy | 2018-07-01 | 2018-07-31 | Constant | -7.1181
SmallDataCenterLowITE ReturnApproachTemp_SCH | Operation |  | Wknd¦Wkdy | 2018-08-01 | 2018-08-31 | Constant | -7.0139
SmallDataCenterLowITE ReturnApproachTemp_SCH | Operation |  | Wknd¦Wkdy | 2018-09-01 | 2018-09-30 | Constant | -7.3264
SmallDataCenterLowITE ReturnApproachTemp_SCH | Operation |  | Wknd¦Wkdy | 2018-10-01 | 2018-10-31 | Constant | -7.2222
SmallDataCenterLowITE ReturnApproachTemp_SCH | Operation |  | Wknd¦Wkdy | 2018-11-01 | 2018-11-30 | Constant | -7.1181
SmallDataCenterLowITE ReturnApproachTemp_SCH | Operation |  | Wknd¦Wkdy | 2018-12-01 | 2018-12-31 | Constant | -7.0139
SmallDataCenterLowITE ReturnApproachTemp_SCH | Operation |  | Default¦WntrDsn¦SmrDsn | 2018-01-01 | 2018-12-31 | Constant | -7.3264
SmallDataCenterHighITE ReturnApproachTemp_SCH | Operation |  | Wknd¦Wkdy | 2018-01-01 | 2018-01-31 | Constant | -7.2917
SmallDataCenterHighITE ReturnApproachTemp_SCH | Operation |  | Wknd¦Wkdy | 2018-02-01 | 2018-02-28 | Constant | -7.0139
SmallDataCenterHighITE ReturnApproachTemp_SCH | Operation |  | Wknd¦Wkdy | 2018-03-01 | 2018-03-31 | Constant | -6.7361
SmallDataCenterHighITE ReturnApproachTemp_SCH | Operation |  | Wknd¦Wkdy | 2018-04-01 | 2018-04-30 | Constant | -6.4583
SmallDataCenterHighITE ReturnApproachTemp_SCH | Operation |  | Wknd¦Wkdy | 2018-05-01 | 2018-05-31 | Constant | -7.2917
SmallDataCenterHighITE ReturnApproachTemp_SCH | Operation |  | Wknd¦Wkdy | 2018-06-01 | 2018-06-30 | Constant | -7.0139
SmallDataCenterHighITE ReturnApproachTemp_SCH | Operation |  | Wknd¦Wkdy | 2018-07-01 | 2018-07-31 | Constant | -6.7361
SmallDataCenterHighITE ReturnApproachTemp_SCH | Operation |  | Wknd¦Wkdy | 2018-08-01 | 2018-08-31 | Constant | -6.4583
SmallDataCenterHighITE ReturnApproachTemp_SCH | Operation |  | Wknd¦Wkdy | 2018-09-01 | 2018-09-30 | Constant | -7.2917
SmallDataCenterHighITE ReturnApproachTemp_SCH | Operation |  | Wknd¦Wkdy | 2018-10-01 | 2018-10-31 | Constant | -7.0139
SmallDataCenterHighITE ReturnApproachTemp_SCH | Operation |  | Wknd¦Wkdy | 2018-11-01 | 2018-11-30 | Constant | -6.7361
SmallDataCenterHighITE ReturnApproachTemp_SCH | Operation |  | Wknd¦Wkdy | 2018-12-01 | 2018-12-31 | Constant | -6.4583
SmallDataCenterHighITE ReturnApproachTemp_SCH | Operation |  | Default¦WntrDsn¦SmrDsn | 2018-01-01 | 2018-12-31 | Constant | -7.2917
LargeDataCenterLowITE ReturnApproachTemp_SCH | Operation |  | Wknd¦Wkdy | 2018-01-01 | 2018-01-31 | Constant | -7.1528
LargeDataCenterLowITE ReturnApproachTemp_SCH | Operation |  | Wknd¦Wkdy | 2018-02-01 | 2018-02-28 | Constant | -6.8056
LargeDataCenterLowITE ReturnApproachTemp_SCH | Operation |  | Wknd¦Wkdy | 2018-03-01 | 2018-03-31 | Constant | -6.4583
LargeDataCenterLowITE ReturnApproachTemp_SCH | Operation |  | Wknd¦Wkdy | 2018-04-01 | 2018-04-30 | Constant | -6.1111
LargeDataCenterLowITE ReturnApproachTemp_SCH | Operation |  | Wknd¦Wkdy | 2018-05-01 | 2018-05-31 | Constant | -7.1528
LargeDataCenterLowITE ReturnApproachTemp_SCH | Operation |  | Wknd¦Wkdy | 2018-06-01 | 2018-06-30 | Constant | -6.8056
LargeDataCenterLowITE ReturnApproachTemp_SCH | Operation |  | Wknd¦Wkdy | 2018-07-01 | 2018-07-31 | Constant | -6.4583
LargeDataCenterLowITE ReturnApproachTemp_SCH | Operation |  | Wknd¦Wkdy | 2018-08-01 | 2018-08-31 | Constant | -6.1111
LargeDataCenterLowITE ReturnApproachTemp_SCH | Operation |  | Wknd¦Wkdy | 2018-09-01 | 2018-09-30 | Constant | -7.1528
LargeDataCenterLowITE ReturnApproachTemp_SCH | Operation |  | Wknd¦Wkdy | 2018-10-01 | 2018-10-31 | Constant | -6.8056
LargeDataCenterLowITE ReturnApproachTemp_SCH | Operation |  | Wknd¦Wkdy | 2018-11-01 | 2018-11-30 | Constant | -6.4583
LargeDataCenterLowITE ReturnApproachTemp_SCH | Operation |  | Wknd¦Wkdy | 2018-12-01 | 2018-12-31 | Constant | -6.1111
LargeDataCenterLowITE ReturnApproachTemp_SCH | Operation |  | Default¦WntrDsn¦SmrDsn | 2018-01-01 | 2018-12-31 | Constant | -7.1528
LargeDataCenterHighITE ReturnApproachTemp_SCH | Operation |  | Wknd¦Wkdy | 2018-01-01 | 2018-01-31 | Constant | -7.0486
LargeDataCenterHighITE ReturnApproachTemp_SCH | Operation |  | Wknd¦Wkdy | 2018-02-01 | 2018-02-28 | Constant | -6.6667
LargeDataCenterHighITE ReturnApproachTemp_SCH | Operation |  | Wknd¦Wkdy | 2018-03-01 | 2018-03-31 | Constant | -6.2847
LargeDataCenterHighITE ReturnApproachTemp_SCH | Operation |  | Wknd¦Wkdy | 2018-04-01 | 2018-04-30 | Constant | -5.9028
LargeDataCenterHighITE ReturnApproachTemp_SCH | Operation |  | Wknd¦Wkdy | 2018-05-01 | 2018-05-31 | Constant | -7.0486
LargeDataCenterHighITE ReturnApproachTemp_SCH | Operation |  | Wknd¦Wkdy | 2018-06-01 | 2018-06-30 | Constant | -6.6667
LargeDataCenterHighITE ReturnApproachTemp_SCH | Operation |  | Wknd¦Wkdy | 2018-07-01 | 2018-07-31 | Constant | -6.2847
LargeDataCenterHighITE ReturnApproachTemp_SCH | Operation |  | Wknd¦Wkdy | 2018-08-01 | 2018-08-31 | Constant | -5.9028
LargeDataCenterHighITE ReturnApproachTemp_SCH | Operation |  | Wknd¦Wkdy | 2018-09-01 | 2018-09-30 | Constant | -7.0486
LargeDataCenterHighITE ReturnApproachTemp_SCH | Operation |  | Wknd¦Wkdy | 2018-10-01 | 2018-10-31 | Constant | -6.6667
LargeDataCenterHighITE ReturnApproachTemp_SCH | Operation |  | Wknd¦Wkdy | 2018-11-01 | 2018-11-30 | Constant | -6.2847
LargeDataCenterHighITE ReturnApproachTemp_SCH | Operation |  | Wknd¦Wkdy | 2018-12-01 | 2018-12-31 | Constant | -5.9028
LargeDataCenterHighITE ReturnApproachTemp_SCH | Operation |  | Default¦WntrDsn¦SmrDsn | 2018-01-01 | 2018-12-31 | Constant | -7.0486
DataCenter Humidity Setpoint Schedule | Operation |  | Default¦WntrDsn¦SmrDsn | 2018-01-01 | 2018-12-31 | Constant | 8
DataCenter HVACOperationSchd | Operation |  | Default¦WntrDsn¦SmrDsn | 2018-01-01 | 2018-12-31 | Constant | 1
DataCenter Lighting_SCH | Operation |  | Default | 2018-01-01 | 2018-12-31 | Constant | 1
Hospital Hours_of_operation | Operation |  | Default¦WntrDsn¦SmrDsn | 2014-01-01 | 2014-12-31 | Constant | 1 | [23 empty] | From DOE Prototype Buildings
Hospital HVACOperationSchd | Operation |  | Default¦WntrDsn¦SmrDsn | 2014-01-01 | 2014-12-31 | Constant | 1 | [23 empty] | From DOE Prototype Buildings
HotelLarge Hours_of_operation | Operation |  | Default¦WntrDsn¦SmrDsn | 2014-01-01 | 2014-12-31 | Constant | 1 | [23 empty] | From DOE Prototype Buildings
HotelLarge HVACOperationSchd | Operation |  | Default¦WntrDsn¦SmrDsn | 2014-01-01 | 2014-12-31 | Constant | 1 | [23 empty] | From DOE Prototype Buildings
MidriseApartment Apartment Operation | Operation |  | Default¦WntrDsn¦SmrDsn | 2014-01-01 | 2014-12-31 | Constant | 0 | [23 empty] | From DOE Reference Buildings
MidriseApartment Office Operation | Operation |  | Default¦WntrDsn¦SmrDsn | 2014-01-01 | 2014-12-31 | Hourly | 0 | 0 | 0 | 0 | 0 | 0 | 0 | 0 | 1 | 1 | 1 | 1 | 1 | 1 | 1 | 1 | 1 | 0 | 0 | 0 | 0 | 0 | 0 | 0 | From DOE Reference Buildings
MidriseApartment Office Operation | Operation |  | Wknd | 2014-01-01 | 2014-12-31 | Constant | 0 | [23 empty] | From DOE Reference Buildings
OffDay | Operation |  | Default | 2017-01-01 | 2017-12-31 | Hourly | 0 | 0 | 0 | 0 | 0 | 0 | 0 | 0 | 0 | 0 | 0 | 0 | 0 | 0 | 0 | 0 | 0 | 0 | 0 | 0 | 0 | 0 | 0 | 0 | From Commercial Building Energy Saver (CBES) Prototype Models: cbes.lbl.gov
OfficeHVACAvail | Operation |  | Sat | 2017-01-01 | 2017-12-31 | Hourly | 0 | 0 | 0 | 0 | 0 | 1 | 1 | 1 | 1 | 1 | 1 | 1 | 1 | 1 | 1 | 1 | 1 | 1 | 1 | 0 | 0 | 0 | 0 | 0 | From Commercial Building Energy Saver (CBES) Prototype Models: cbes.lbl.gov
OfficeHVACAvail | Operation |  | Sun | 2017-01-01 | 2017-12-31 | Hourly | 0 | 0 | 0 | 0 | 0 | 1 | 1 | 1 | 1 | 1 | 1 | 1 | 1 | 1 | 1 | 1 | 1 | 1 | 0 | 0 | 0 | 0 | 0 | 0 | From Commercial Building Energy Saver (CBES) Prototype Models: cbes.lbl.gov
OfficeHVACAvail | Operation |  | Wkdy | 2017-01-01 | 2017-12-31 | Hourly | 0 | 0 | 0 | 0 | 0 | 1 | 1 | 1 | 1 | 1 | 1 | 1 | 1 | 1 | 1 | 1 | 1 | 1 | 1 | 1 | 1 | 1 | 1 | 1 | From Commercial Building Energy Saver (CBES) Prototype Models: cbes.lbl.gov
OfficeHVACAvail_reduced | Operation |  | Sat | 2017-01-01 | 2017-12-31 | Hourly | 0 | 0 | 0 | 0 | 0 | 0 | 0 | 1 | 1 | 1 | 1 | 1 | 0 | 0 | 0 | 0 | 0 | 0 | 0 | 0 | 0 | 0 | 0 | 0 | From Commercial Building Energy Saver (CBES) Prototype Models: cbes.lbl.gov
OfficeHVACAvail_reduced | Operation |  | Sun | 2017-01-01 | 2017-12-31 | Hourly | 0 | 0 | 0 | 0 | 0 | 0 | 0 | 0 | 0 | 0 | 0 | 0 | 0 | 0 | 0 | 0 | 0 | 0 | 0 | 0 | 0 | 0 | 0 | 0 | From Commercial Building Energy Saver (CBES) Prototype Models: cbes.lbl.gov
OfficeHVACAvail_reduced | Operation |  | Wkdy | 2017-01-01 | 2017-12-31 | Hourly | 0 | 0 | 0 | 0 | 0 | 0 | 1 | 1 | 1 | 1 | 1 | 1 | 1 | 1 | 1 | 1 | 1 | 1 | 0 | 0 | 0 | 0 | 0 | 0 | From Commercial Building Energy Saver (CBES) Prototype Models: cbes.lbl.gov
OfficeLarge Hours_of_operation | Operation |  | Default | 2014-01-01 | 2014-12-31 | Constant | 0 | [23 empty] | From DOE Prototype Buildings
OfficeLarge Hours_of_operation | Operation |  | WntrDsn¦Sat | 2014-01-01 | 2014-12-31 | Hourly | 0 | 0 | 0 | 0 | 0 | 0 | 1 | 1 | 1 | 1 | 1 | 1 | 1 | 1 | 1 | 1 | 1 | 1 | 0 | 0 | 0 | 0 | 0 | 0 | From DOE Prototype Buildings
OfficeLarge Hours_of_operation | Operation |  | SmrDsn¦Wkdy | 2014-01-01 | 2014-12-31 | Hourly | 0 | 0 | 0 | 0 | 0 | 0 | 1 | 1 | 1 | 1 | 1 | 1 | 1 | 1 | 1 | 1 | 1 | 1 | 1 | 1 | 1 | 1 | 0 | 0 | From DOE Prototype Buildings
OfficeLarge HVACOperationSchd | Operation |  | Default | 2014-01-01 | 2014-12-31 | Constant | 0 | [23 empty] | From DOE Prototype Buildings
OfficeLarge HVACOperationSchd | Operation |  | WntrDsn¦Sat | 2014-01-01 | 2014-12-31 | Hourly | 0 | 0 | 0 | 0 | 0 | 0 | 1 | 1 | 1 | 1 | 1 | 1 | 1 | 1 | 1 | 1 | 1 | 1 | 0 | 0 | 0 | 0 | 0 | 0 | From DOE Prototype Buildings
OfficeLarge HVACOperationSchd | Operation |  | SmrDsn¦Wkdy | 2014-01-01 | 2014-12-31 | Hourly | 0 | 0 | 0 | 0 | 0 | 0 | 1 | 1 | 1 | 1 | 1 | 1 | 1 | 1 | 1 | 1 | 1 | 1 | 1 | 1 | 1 | 1 | 0 | 0 | From DOE Prototype Buildings
OfficeMedium Hours_of_operation | Operation |  | Default | 2014-01-01 | 2014-12-31 | Constant | 0 | [23 empty] | From DOE Prototype Buildings
OfficeMedium Hours_of_operation | Operation |  | WntrDsn¦Sat | 2014-01-01 | 2014-12-31 | Hourly | 0 | 0 | 0 | 0 | 0 | 0 | 1 | 1 | 1 | 1 | 1 | 1 | 1 | 1 | 1 | 1 | 1 | 1 | 0 | 0 | 0 | 0 | 0 | 0 | From DOE Prototype Buildings
OfficeMedium Hours_of_operation | Operation |  | SmrDsn¦Wkdy | 2014-01-01 | 2014-12-31 | Hourly | 0 | 0 | 0 | 0 | 0 | 0 | 1 | 1 | 1 | 1 | 1 | 1 | 1 | 1 | 1 | 1 | 1 | 1 | 1 | 1 | 1 | 1 | 0 | 0 | From DOE Prototype Buildings
OfficeMedium HVACOperationSchd | Operation |  | Default | 2014-01-01 | 2014-12-31 | Constant | 0 | [23 empty] | From DOE Prototype Buildings
OfficeMedium HVACOperationSchd | Operation |  | WntrDsn¦Sat | 2014-01-01 | 2014-12-31 | Hourly | 0 | 0 | 0 | 0 | 0 | 0 | 1 | 1 | 1 | 1 | 1 | 1 | 1 | 1 | 1 | 1 | 1 | 1 | 0 | 0 | 0 | 0 | 0 | 0 | From DOE Prototype Buildings
OfficeMedium HVACOperationSchd | Operation |  | SmrDsn¦Wkdy | 2014-01-01 | 2014-12-31 | Hourly | 0 | 0 | 0 | 0 | 0 | 0 | 1 | 1 | 1 | 1 | 1 | 1 | 1 | 1 | 1 | 1 | 1 | 1 | 1 | 1 | 1 | 1 | 0 | 0 | From DOE Prototype Buildings
OfficeMedium VAV OA Damper | Operation | Dimensionless | Default¦SmrDsn | 2014-01-01 | 2014-12-31 | Hourly | 0% | 0% | 0% | 0% | 0% | 0% | 100% | 100% | 100% | 100% | 100% | 100% | 100% | 100% | 100% | 100% | 100% | 100% | 100% | 100% | 0% | 0% | 0% | 0%
OfficeMedium VAV OA Damper | Operation | Dimensionless | Sat¦Sun¦WntrDsn | 2014-01-01 | 2014-12-31 | Constant | 0%
OfficeMedium VAV Operation | Operation | Dimensionless | Default¦SmrDsn | 2014-01-01 | 2014-12-31 | Hourly | 0% | 0% | 0% | 0% | 0% | 0% | 100% | 100% | 100% | 100% | 100% | 100% | 100% | 100% | 100% | 100% | 100% | 100% | 100% | 100% | 0% | 0% | 0% | 0%
OfficeMedium VAV Operation | Operation | Dimensionless | Sat¦Sun¦WntrDsn | 2014-01-01 | 2014-12-31 | Constant | 0%
OfficeSmall HVACOperationSchd | Operation |  | Default¦WntrDsn | 2014-01-01 | 2014-12-31 | Constant | 0 | [23 empty] | From DOE Prototype Buildings
OfficeSmall HVACOperationSchd | Operation |  | SmrDsn¦Wkdy | 2014-01-01 | 2014-12-31 | Hourly | 0 | 0 | 0 | 0 | 0 | 0 | 1 | 1 | 1 | 1 | 1 | 1 | 1 | 1 | 1 | 1 | 1 | 1 | 1 | 0 | 0 | 0 | 0 | 0 | From DOE Prototype Buildings
OnDay | Operation |  | Default | 2017-01-01 | 2017-12-31 | Hourly | 1 | 1 | 1 | 1 | 1 | 1 | 1 | 1 | 1 | 1 | 1 | 1 | 1 | 1 | 1 | 1 | 1 | 1 | 1 | 1 | 1 | 1 | 1 | 1 | From Commercial Building Energy Saver (CBES) Prototype Models: cbes.lbl.gov
OutPatientHealthCare Hours_of_operation | Operation |  | Default¦WntrDsn¦SmrDsn | 2014-01-01 | 2014-12-31 | Constant | 1 | [23 empty] | From DOE Prototype Buildings
OutPatientHealthCare HVACOperationSchd | Operation |  | Default¦WntrDsn¦SmrDsn | 2014-01-01 | 2014-12-31 | Constant | 1 | [23 empty] | From DOE Prototype Buildings
PrimarySchool PSZ-AC OA Damper | Operation | Dimensionless | Default¦SmrDsn | 2014-01-01 | 2014-12-31 | Hourly | 0 | 0 | 0 | 0 | 0 | 0 | 1 | 1 | 1 | 1 | 1 | 1 | 1 | 1 | 1 | 1 | 1 | 1 | 1 | 1 | 0 | 0 | 0 | 0
PrimarySchool PSZ-AC OA Damper | Operation | Dimensionless | Sat¦Sun¦WntrDsn | 2014-01-01 | 2014-12-31 | Constant | 0
PrimarySchool PSZ-AC Operation | Operation | Dimensionless | Default¦SmrDsn | 2014-01-01 | 2014-12-31 | Hourly | 0 | 0 | 0 | 0 | 0 | 0 | 1 | 1 | 1 | 1 | 1 | 1 | 1 | 1 | 1 | 1 | 1 | 1 | 1 | 1 | 0 | 0 | 0 | 0
PrimarySchool PSZ-AC Operation | Operation | Dimensionless | Sat¦Sun¦WntrDsn | 2014-01-01 | 2014-12-31 | Constant | 0
PrimarySchool VAV OA Damper | Operation | Dimensionless | Default¦SmrDsn | 2014-01-01 | 2014-12-31 | Hourly | 0 | 0 | 0 | 0 | 0 | 0 | 1 | 1 | 1 | 1 | 1 | 1 | 1 | 1 | 1 | 1 | 1 | 1 | 1 | 1 | 0 | 0 | 0 | 0
PrimarySchool VAV OA Damper | Operation | Dimensionless | Sat¦Sun¦WntrDsn | 2014-01-01 | 2014-12-31 | Constant | 0
PrimarySchool VAV Operation | Operation | Dimensionless | Default¦SmrDsn | 2014-01-01 | 2014-12-31 | Hourly | 0 | 0 | 0 | 0 | 0 | 0 | 1 | 1 | 1 | 1 | 1 | 1 | 1 | 1 | 1 | 1 | 1 | 1 | 1 | 1 | 0 | 0 | 0 | 0
PrimarySchool VAV Operation | Operation | Dimensionless | Sat¦Sun¦WntrDsn | 2014-01-01 | 2014-12-31 | Constant | 0
RestaurantFastFood Hours_of_operation | Operation |  | Default¦WntrDsn¦SmrDsn¦Sun¦Wkdy | 2014-01-01 | 2014-12-31 | Hourly | 1 | 0 | 0 | 0 | 0 | 1 | 1 | 1 | 1 | 1 | 1 | 1 | 1 | 1 | 1 | 1 | 1 | 1 | 1 | 1 | 1 | 1 | 1 | 1 | From DOE Prototype Buildings
RestaurantFastFood HVACOperationSchd | Operation |  | Default¦WntrDsn¦SmrDsn¦Sun¦Wkdy | 2014-01-01 | 2014-12-31 | Hourly | 1 | 0 | 0 | 0 | 0 | 1 | 1 | 1 | 1 | 1 | 1 | 1 | 1 | 1 | 1 | 1 | 1 | 1 | 1 | 1 | 1 | 1 | 1 | 1 | From DOE Prototype Buildings
RestaurantSitDown Hours_of_operation | Operation |  | Default¦WntrDsn¦SmrDsn¦Sun¦Wkdy | 2014-01-01 | 2014-12-31 | Hourly | 1 | 0 | 0 | 0 | 0 | 1 | 1 | 1 | 1 | 1 | 1 | 1 | 1 | 1 | 1 | 1 | 1 | 1 | 1 | 1 | 1 | 1 | 1 | 1 | From DOE Prototype Buildings
RestaurantSitDown HVACOperationSchd | Operation |  | Default¦WntrDsn¦SmrDsn¦Sun¦Wkdy | 2014-01-01 | 2014-12-31 | Hourly | 1 | 0 | 0 | 0 | 0 | 1 | 1 | 1 | 1 | 1 | 1 | 1 | 1 | 1 | 1 | 1 | 1 | 1 | 1 | 1 | 1 | 1 | 1 | 1 | From DOE Prototype Buildings
RetailHVACAvail | Operation |  | Default¦WntrDsn¦SmrDsn | 2017-01-01 | 2017-12-31 | Hourly | 0 | 0 | 0 | 0 | 0 | 0 | 1 | 1 | 1 | 1 | 1 | 1 | 1 | 1 | 1 | 1 | 1 | 1 | 1 | 1 | 1 | 0 | 0 | 0 | From Commercial Building Energy Saver (CBES) Prototype Models: cbes.lbl.gov
RetailHVACAvail | Operation |  | Sun | 2017-01-01 | 2017-12-31 | Hourly | 0 | 0 | 0 | 0 | 0 | 0 | 0 | 0 | 1 | 1 | 1 | 1 | 1 | 1 | 1 | 1 | 1 | 1 | 1 | 0 | 0 | 0 | 0 | 0 | From Commercial Building Energy Saver (CBES) Prototype Models: cbes.lbl.gov
RetailHVACAvail | Operation |  | Sat | 2017-01-01 | 2017-12-31 | Hourly | 0 | 0 | 0 | 0 | 0 | 0 | 1 | 1 | 1 | 1 | 1 | 1 | 1 | 1 | 1 | 1 | 1 | 1 | 1 | 1 | 1 | 1 | 0 | 0 | From Commercial Building Energy Saver (CBES) Prototype Models: cbes.lbl.gov
RetailHVACAvail_reduced | Operation |  | Sat | 2017-01-01 | 2017-12-31 | Hourly | 0 | 0 | 0 | 0 | 0 | 0 | 0 | 1 | 1 | 1 | 1 | 1 | 1 | 1 | 1 | 1 | 1 | 1 | 1 | 1 | 1 | 0 | 0 | 0 | From Commercial Building Energy Saver (CBES) Prototype Models: cbes.lbl.gov
RetailHVACAvail_reduced | Operation |  | Sun | 2017-01-01 | 2017-12-31 | Hourly | 0 | 0 | 0 | 0 | 0 | 0 | 0 | 0 | 0 | 1 | 1 | 1 | 1 | 1 | 1 | 1 | 1 | 1 | 0 | 0 | 0 | 0 | 0 | 0 | From Commercial Building Energy Saver (CBES) Prototype Models: cbes.lbl.gov
RetailHVACAvail_reduced | Operation |  | Wkdy | 2017-01-01 | 2017-12-31 | Hourly | 0 | 0 | 0 | 0 | 0 | 0 | 0 | 1 | 1 | 1 | 1 | 1 | 1 | 1 | 1 | 1 | 1 | 1 | 1 | 1 | 1 | 0 | 0 | 0 | From Commercial Building Energy Saver (CBES) Prototype Models: cbes.lbl.gov
RetailStandalone Hours_of_operation | Operation |  | Default | 2014-01-01 | 2014-12-31 | Hourly | 0 | 0 | 0 | 0 | 0 | 0 | 0 | 0 | 1 | 1 | 1 | 1 | 1 | 1 | 1 | 1 | 1 | 1 | 1 | 0 | 0 | 0 | 0 | 0 | From DOE Prototype Buildings
RetailStandalone Hours_of_operation | Operation |  | WntrDsn¦Sat | 2014-01-01 | 2014-12-31 | Hourly | 0 | 0 | 0 | 0 | 0 | 0 | 1 | 1 | 1 | 1 | 1 | 1 | 1 | 1 | 1 | 1 | 1 | 1 | 1 | 1 | 1 | 1 | 0 | 0 | From DOE Prototype Buildings
RetailStandalone Hours_of_operation | Operation |  | SmrDsn¦Wkdy | 2014-01-01 | 2014-12-31 | Hourly | 0 | 0 | 0 | 0 | 0 | 0 | 1 | 1 | 1 | 1 | 1 | 1 | 1 | 1 | 1 | 1 | 1 | 1 | 1 | 1 | 1 | 0 | 0 | 0 | From DOE Prototype Buildings
RetailStandalone HVACOperationSchd | Operation |  | Default | 2014-01-01 | 2014-12-31 | Hourly | 0 | 0 | 0 | 0 | 0 | 0 | 0 | 0 | 1 | 1 | 1 | 1 | 1 | 1 | 1 | 1 | 1 | 1 | 1 | 0 | 0 | 0 | 0 | 0 | From DOE Prototype Buildings
RetailStandalone HVACOperationSchd | Operation |  | WntrDsn¦Sat | 2014-01-01 | 2014-12-31 | Hourly | 0 | 0 | 0 | 0 | 0 | 0 | 1 | 1 | 1 | 1 | 1 | 1 | 1 | 1 | 1 | 1 | 1 | 1 | 1 | 1 | 1 | 1 | 0 | 0 | From DOE Prototype Buildings
RetailStandalone HVACOperationSchd | Operation |  | SmrDsn¦Wkdy | 2014-01-01 | 2014-12-31 | Hourly | 0 | 0 | 0 | 0 | 0 | 0 | 1 | 1 | 1 | 1 | 1 | 1 | 1 | 1 | 1 | 1 | 1 | 1 | 1 | 1 | 1 | 0 | 0 | 0 | From DOE Prototype Buildings
SchoolPrimary Hours_of_operation | Operation |  | Default | 2014-01-01 | 2014-12-31 | Constant | 0 | [23 empty] | From DOE Prototype Buildings
SchoolPrimary Hours_of_operation | Operation |  | WntrDsn¦SmrDsn¦Wkdy | 2014-01-01 | 2014-12-31 | Hourly | 0 | 0 | 0 | 0 | 0 | 0 | 0 | 1 | 1 | 1 | 1 | 1 | 1 | 1 | 1 | 1 | 1 | 1 | 1 | 1 | 1 | 0 | 0 | 0 | From DOE Prototype Buildings
SchoolPrimary HVACOperationSchd | Operation |  | Default | 2014-01-01 | 2014-12-31 | Constant | 0 | [23 empty] | From DOE Prototype Buildings
SchoolPrimary HVACOperationSchd | Operation |  | WntrDsn¦SmrDsn¦Wkdy | 2014-01-01 | 2014-12-31 | Hourly | 0 | 0 | 0 | 0 | 0 | 0 | 0 | 1 | 1 | 1 | 1 | 1 | 1 | 1 | 1 | 1 | 1 | 1 | 1 | 1 | 1 | 0 | 0 | 0 | From DOE Prototype Buildings
SchoolSecondary Hours_of_operation | Operation |  | Default | 2014-01-01 | 2014-12-31 | Constant | 0 | [23 empty] | From DOE Prototype Buildings
SchoolSecondary Hours_of_operation | Operation |  | WntrDsn¦SmrDsn¦Wkdy | 2014-01-01 | 2014-12-31 | Hourly | 0 | 0 | 0 | 0 | 0 | 0 | 0 | 1 | 1 | 1 | 1 | 1 | 1 | 1 | 1 | 1 | 1 | 1 | 1 | 1 | 1 | 0 | 0 | 0 | From DOE Prototype Buildings
SchoolSecondary HVACOperationSchd | Operation |  | Default | 2014-01-01 | 2014-12-31 | Constant | 0 | [23 empty] | From DOE Prototype Buildings
SchoolSecondary HVACOperationSchd | Operation |  | WntrDsn¦SmrDsn¦Wkdy | 2014-01-01 | 2014-12-31 | Hourly | 0 | 0 | 0 | 0 | 0 | 0 | 0 | 1 | 1 | 1 | 1 | 1 | 1 | 1 | 1 | 1 | 1 | 1 | 1 | 1 | 1 | 0 | 0 | 0 | From DOE Prototype Buildings
SecondarySchool PSZ-AC OA Damper | Operation | Dimensionless | Default¦SmrDsn | 2014-01-01 | 2014-12-31 | Hourly | 0 | 0 | 0 | 0 | 0 | 0 | 1 | 1 | 1 | 1 | 1 | 1 | 1 | 1 | 1 | 1 | 1 | 1 | 1 | 0 | 0 | 0 | 0 | 0
SecondarySchool PSZ-AC OA Damper | Operation | Dimensionless | WntrDsn | 2014-01-01 | 2014-12-31 | Hourly | 0 | 0 | 0 | 0 | 0 | 0 | 1 | 1 | 1 | 1 | 1 | 1 | 1 | 1 | 1 | 1 | 1 | 1 | 1 | 0 | 0 | 0 | 0 | 0
SecondarySchool PSZ-AC OA Damper | Operation | Dimensionless | Sat¦Sun | 2014-01-01 | 2014-12-31 | Constant | 0
SecondarySchool PSZ-AC Operation | Operation | Dimensionless | Default¦SmrDsn | 2014-01-01 | 2014-12-31 | Hourly | 0 | 0 | 0 | 0 | 0 | 0 | 1 | 1 | 1 | 1 | 1 | 1 | 1 | 1 | 1 | 1 | 1 | 1 | 1 | 0 | 0 | 0 | 0 | 0
SecondarySchool PSZ-AC Operation | Operation | Dimensionless | WntrDsn | 2014-01-01 | 2014-12-31 | Hourly | 0 | 0 | 0 | 0 | 0 | 0 | 1 | 1 | 1 | 1 | 1 | 1 | 1 | 1 | 1 | 1 | 1 | 1 | 1 | 0 | 0 | 0 | 0 | 0
SecondarySchool PSZ-AC Operation | Operation | Dimensionless | Sat¦Sun | 2014-01-01 | 2014-12-31 | Constant | 0
SecondarySchool VAV OA Damper | Operation | Dimensionless | Default¦SmrDsn | 2014-01-01 | 2014-12-31 | Hourly | 0 | 0 | 0 | 0 | 0 | 0 | 1 | 1 | 1 | 1 | 1 | 1 | 1 | 1 | 1 | 1 | 1 | 1 | 1 | 1 | 1 | 1 | 0 | 0
SecondarySchool VAV OA Damper | Operation | Dimensionless | Sat¦Sun¦WntrDsn | 2014-01-01 | 2014-12-31 | Constant | 0
SecondarySchool VAV Operation | Operation | Dimensionless | Default¦SmrDsn | 2014-01-01 | 2014-12-31 | Hourly | 0 | 0 | 0 | 0 | 0 | 0 | 1 | 1 | 1 | 1 | 1 | 1 | 1 | 1 | 1 | 1 | 1 | 1 | 1 | 1 | 1 | 1 | 0 | 0
SecondarySchool VAV Operation | Operation | Dimensionless | Sat¦WntrDsn | 2014-01-01 | 2014-12-31 | Hourly | 0 | 0 | 0 | 0 | 0 | 0 | 1 | 1 | 1 | 1 | 1 | 1 | 1 | 1 | 1 | 1 | 1 | 1 | 0 | 0 | 0 | 0 | 0 | 0
SecondarySchool VAV Operation | Operation | Dimensionless | Sun | 2014-01-01 | 2014-12-31 | Constant | 0
SmallHotel PSZ-AC OA Damper | Operation | Dimensionless | Default | 2014-01-01 | 2014-12-31 | Constant | 1
SmallHotel PSZ-AC Operation | Operation | Dimensionless | Default | 2014-01-01 | 2014-12-31 | Constant | 1
SmallHotel PTAC OA Damper | Operation | Dimensionless | Default | 2014-01-01 | 2014-12-31 | Constant | 0
SmallHotel PTAC Operation | Operation | Dimensionless | Default | 2014-01-01 | 2014-12-31 | Constant | 1
SmallHotel Split-AC OA Damper | Operation | Dimensionless | Default | 2014-01-01 | 2014-12-31 | Constant | 1
SmallHotel Split-AC Operation | Operation | Dimensionless | Default | 2014-01-01 | 2014-12-31 | Constant | 1
SmallOffice PSZ-AC OA Damper | Operation | Dimensionless | Sat¦WntrDsn | 2014-01-01 | 2014-12-31 | Hourly | 0 | 0 | 0 | 0 | 0 | 0 | 0 | 1 | 1 | 1 | 1 | 1 | 1 | 1 | 1 | 1 | 1 | 1 | 0 | 0 | 0 | 0 | 0 | 0
SmallOffice PSZ-AC OA Damper | Operation | Dimensionless | Sun | 2014-01-01 | 2014-12-31 | Constant | 0
SmallOffice PSZ-AC Operation | Operation | Dimensionless | Default¦SmrDsn | 2014-01-01 | 2014-12-31 | Hourly | 0 | 0 | 0 | 0 | 0 | 0 | 1 | 1 | 1 | 1 | 1 | 1 | 1 | 1 | 1 | 1 | 1 | 1 | 1 | 0 | 0 | 0 | 0 | 0
SmallOffice PSZ-AC Operation | Operation | Dimensionless | Sat¦WntrDsn | 2014-01-01 | 2014-12-31 | Constant | 0
SuperMarket HVACOperationSchd | Operation |  | Default | 2014-01-01 | 2014-12-31 | Hourly | 0 | 0 | 0 | 0 | 0 | 0 | 1 | 1 | 1 | 1 | 1 | 1 | 1 | 1 | 1 | 1 | 1 | 1 | 1 | 1 | 1 | 1 | 0 | 0 | From DOE Reference Buildings
D_Asm_All_MinOA_Yr | OutdoorAir | FRAC/DESIGN | Default¦SmrDsn¦WntrDsn¦Hol | 2014-01-01 | 2014-12-31 | Hourly | 0 | 0 | 0 | 0 | 0 | 0 | 0 | 0 | -999 | -999 | -999 | -999 | -999 | -999 | -999 | -999 | -999 | -999 | -999 | -999 | -999 | -999 | 0 | 0 | From eQ_Lib.dat in MASControl 2017
D_ECC_All_MinOA_Yr | OutdoorAir | FRAC/DESIGN | Default¦SmrDsn¦WntrDsn | 2014-01-01 | 2014-01-11 | Constant | 0 | [23 empty] | From eQ_Lib.dat in MASControl 2017
D_ECC_All_MinOA_Yr | OutdoorAir | FRAC/DESIGN | Default¦Wkdy | 2014-01-12 | 2014-04-03 | Hourly | 0 | 0 | 0 | 0 | 0 | 0 | -999 | -999 | -999 | -999 | -999 | -999 | -999 | -999 | -999 | -999 | -999 | -999 | -999 | -999 | -999 | -999 | 0 | 0 | From eQ_Lib.dat in MASControl 2017
D_ECC_All_MinOA_Yr | OutdoorAir | FRAC/DESIGN | Sat | 2014-01-12 | 2014-04-03 | Hourly | 0 | 0 | 0 | 0 | 0 | 0 | -999 | -999 | -999 | -999 | -999 | -999 | -999 | -999 | -999 | -999 | -999 | 0 | 0 | 0 | 0 | 0 | 0 | 0 | From eQ_Lib.dat in MASControl 2017
D_ECC_All_MinOA_Yr | OutdoorAir | FRAC/DESIGN | Sun | 2014-01-12 | 2014-04-03 | Constant | 0 | [23 empty] | From eQ_Lib.dat in MASControl 2017
D_ECC_All_MinOA_Yr | OutdoorAir | FRAC/DESIGN | Default¦SmrDsn¦WntrDsn | 2014-04-04 | 2014-04-12 | Constant | 0 | [23 empty] | From eQ_Lib.dat in MASControl 2017
D_ECC_All_MinOA_Yr | OutdoorAir | FRAC/DESIGN | Default¦Wkdy | 2014-04-13 | 2014-05-22 | Hourly | 0 | 0 | 0 | 0 | 0 | 0 | -999 | -999 | -999 | -999 | -999 | -999 | -999 | -999 | -999 | -999 | -999 | -999 | -999 | -999 | -999 | -999 | 0 | 0 | From eQ_Lib.dat in MASControl 2017
D_ECC_All_MinOA_Yr | OutdoorAir | FRAC/DESIGN | Sat | 2014-04-13 | 2014-05-22 | Hourly | 0 | 0 | 0 | 0 | 0 | 0 | -999 | -999 | -999 | -999 | -999 | -999 | -999 | -999 | -999 | -999 | -999 | 0 | 0 | 0 | 0 | 0 | 0 | 0 | From eQ_Lib.dat in MASControl 2017
D_ECC_All_MinOA_Yr | OutdoorAir | FRAC/DESIGN | Sun | 2014-04-13 | 2014-05-22 | Constant | 0 | [23 empty] | From eQ_Lib.dat in MASControl 2017
D_ECC_All_MinOA_Yr | OutdoorAir | FRAC/DESIGN | Default¦SmrDsn¦WntrDsn | 2014-05-23 | 2014-05-31 | Constant | 0 | [23 empty] | From eQ_Lib.dat in MASControl 2017
D_ECC_All_MinOA_Yr | OutdoorAir | FRAC/DESIGN | Default¦Wkdy | 2014-06-01 | 2014-08-07 | Hourly | 0 | 0 | 0 | 0 | 0 | 0 | -999 | -999 | -999 | -999 | -999 | -999 | -999 | -999 | -999 | -999 | -999 | -999 | -999 | -999 | 0 | 0 | 0 | 0 | From eQ_Lib.dat in MASControl 2017
D_ECC_All_MinOA_Yr | OutdoorAir | FRAC/DESIGN | Sat | 2014-06-01 | 2014-08-07 | Hourly | 0 | 0 | 0 | 0 | 0 | 0 | -999 | -999 | -999 | -999 | -999 | -999 | -999 | -999 | -999 | 0 | 0 | 0 | 0 | 0 | 0 | 0 | 0 | 0 | From eQ_Lib.dat in MASControl 2017
D_ECC_All_MinOA_Yr | OutdoorAir | FRAC/DESIGN | Sun | 2014-06-01 | 2014-08-07 | Constant | 0 | [23 empty] | From eQ_Lib.dat in MASControl 2017
D_ECC_All_MinOA_Yr | OutdoorAir | FRAC/DESIGN | Default¦SmrDsn¦WntrDsn | 2014-08-08 | 2014-08-16 | Constant | 0 | [23 empty] | From eQ_Lib.dat in MASControl 2017
D_ECC_All_MinOA_Yr | OutdoorAir | FRAC/DESIGN | Default¦Wkdy | 2014-08-17 | 2014-12-11 | Hourly | 0 | 0 | 0 | 0 | 0 | 0 | -999 | -999 | -999 | -999 | -999 | -999 | -999 | -999 | -999 | -999 | -999 | -999 | -999 | -999 | -999 | -999 | 0 | 0 | From eQ_Lib.dat in MASControl 2017
D_ECC_All_MinOA_Yr | OutdoorAir | FRAC/DESIGN | Sat | 2014-08-17 | 2014-12-11 | Hourly | 0 | 0 | 0 | 0 | 0 | 0 | -999 | -999 | -999 | -999 | -999 | -999 | -999 | -999 | -999 | -999 | -999 | 0 | 0 | 0 | 0 | 0 | 0 | 0 | From eQ_Lib.dat in MASControl 2017
D_ECC_All_MinOA_Yr | OutdoorAir | FRAC/DESIGN | Sun | 2014-08-17 | 2014-12-11 | Constant | 0 | [23 empty] | From eQ_Lib.dat in MASControl 2017
D_ECC_All_MinOA_Yr | OutdoorAir | FRAC/DESIGN | Default¦SmrDsn¦WntrDsn | 2014-12-12 | 2014-12-31 | Constant | 0 | [23 empty] | From eQ_Lib.dat in MASControl 2017
D_ECC_All_MinOA_Yr | OutdoorAir | FRAC/DESIGN | WntrDsn | 2014-01-01 | 2014-12-31 | Hourly | 0 | 0 | 0 | 0 | 0 | 0 | -999 | -999 | -999 | -999 | -999 | -999 | -999 | -999 | -999 | -999 | -999 | -999 | -999 | -999 | -999 | -999 | 0 | 0 | From eQ_Lib.dat in MASControl 2017
D_ECC_All_MinOA_Yr | OutdoorAir | FRAC/DESIGN | SmrDsn | 2014-01-01 | 2014-12-31 | Hourly | 0 | 0 | 0 | 0 | 0 | 0 | -999 | -999 | -999 | -999 | -999 | -999 | -999 | -999 | -999 | -999 | -999 | -999 | -999 | -999 | 0 | 0 | 0 | 0 | From eQ_Lib.dat in MASControl 2017
D_ECC_All_MinOA_Yr | OutdoorAir | FRAC/DESIGN | Hol | 2014-01-01 | 2014-12-31 | Constant | 0 | [23 empty] | From eQ_Lib.dat in MASControl 2017
D_EPr_All_MinOA_Yr | OutdoorAir | FRAC/DESIGN | Default¦SmrDsn¦WntrDsn | 2014-01-01 | 2014-01-04 | Constant | 0 | [23 empty] | From eQ_Lib.dat in MASControl 2017
D_EPr_All_MinOA_Yr | OutdoorAir | FRAC/DESIGN | Default¦Wkdy | 2014-01-05 | 2014-04-03 | Hourly | 0 | 0 | 0 | 0 | 0 | 0 | 0 | -999 | -999 | -999 | -999 | -999 | -999 | -999 | -999 | -999 | -999 | -999 | -999 | 0 | 0 | 0 | 0 | 0 | From eQ_Lib.dat in MASControl 2017
D_EPr_All_MinOA_Yr | OutdoorAir | FRAC/DESIGN | Sat | 2014-01-05 | 2014-04-03 | Hourly | 0 | 0 | 0 | 0 | 0 | 0 | 0 | -999 | -999 | -999 | -999 | -999 | -999 | -999 | -999 | -999 | -999 | 0 | 0 | 0 | 0 | 0 | 0 | 0 | From eQ_Lib.dat in MASControl 2017
D_EPr_All_MinOA_Yr | OutdoorAir | FRAC/DESIGN | Sun | 2014-01-05 | 2014-04-03 | Constant | 0 | [23 empty] | From eQ_Lib.dat in MASControl 2017
D_EPr_All_MinOA_Yr | OutdoorAir | FRAC/DESIGN | Default¦SmrDsn¦WntrDsn | 2014-04-04 | 2014-04-12 | Constant | 0 | [23 empty] | From eQ_Lib.dat in MASControl 2017
D_EPr_All_MinOA_Yr | OutdoorAir | FRAC/DESIGN | Default¦Wkdy | 2014-04-13 | 2014-06-12 | Hourly | 0 | 0 | 0 | 0 | 0 | 0 | 0 | -999 | -999 | -999 | -999 | -999 | -999 | -999 | -999 | -999 | -999 | -999 | -999 | 0 | 0 | 0 | 0 | 0 | From eQ_Lib.dat in MASControl 2017
D_EPr_All_MinOA_Yr | OutdoorAir | FRAC/DESIGN | Sat | 2014-04-13 | 2014-06-12 | Hourly | 0 | 0 | 0 | 0 | 0 | 0 | 0 | -999 | -999 | -999 | -999 | -999 | -999 | -999 | -999 | -999 | -999 | 0 | 0 | 0 | 0 | 0 | 0 | 0 | From eQ_Lib.dat in MASControl 2017
D_EPr_All_MinOA_Yr | OutdoorAir | FRAC/DESIGN | Sun | 2014-04-13 | 2014-06-12 | Constant | 0 | [23 empty] | From eQ_Lib.dat in MASControl 2017
D_EPr_All_MinOA_Yr | OutdoorAir | FRAC/DESIGN | Default¦SmrDsn¦WntrDsn | 2014-06-13 | 2014-08-16 | Constant | 0 | [23 empty] | From eQ_Lib.dat in MASControl 2017
D_EPr_All_MinOA_Yr | OutdoorAir | FRAC/DESIGN | Default¦Wkdy | 2014-08-17 | 2014-12-11 | Hourly | 0 | 0 | 0 | 0 | 0 | 0 | 0 | -999 | -999 | -999 | -999 | -999 | -999 | -999 | -999 | -999 | -999 | -999 | -999 | 0 | 0 | 0 | 0 | 0 | From eQ_Lib.dat in MASControl 2017
D_EPr_All_MinOA_Yr | OutdoorAir | FRAC/DESIGN | Sat | 2014-08-17 | 2014-12-11 | Hourly | 0 | 0 | 0 | 0 | 0 | 0 | 0 | -999 | -999 | -999 | -999 | -999 | -999 | -999 | -999 | -999 | -999 | 0 | 0 | 0 | 0 | 0 | 0 | 0 | From eQ_Lib.dat in MASControl 2017
D_EPr_All_MinOA_Yr | OutdoorAir | FRAC/DESIGN | Sun | 2014-08-17 | 2014-12-11 | Constant | 0 | [23 empty] | From eQ_Lib.dat in MASControl 2017
D_EPr_All_MinOA_Yr | OutdoorAir | FRAC/DESIGN | Default¦SmrDsn¦WntrDsn | 2014-12-12 | 2014-12-31 | Constant | 0 | [23 empty] | From eQ_Lib.dat in MASControl 2017
D_EPr_All_MinOA_Yr | OutdoorAir | FRAC/DESIGN | WntrDsn | 2014-01-01 | 2014-12-31 | Hourly | 0 | 0 | 0 | 0 | 0 | 0 | 0 | -999 | -999 | -999 | -999 | -999 | -999 | -999 | -999 | -999 | -999 | -999 | -999 | 0 | 0 | 0 | 0 | 0 | From eQ_Lib.dat in MASControl 2017
D_EPr_All_MinOA_Yr | OutdoorAir | FRAC/DESIGN | SmrDsn | 2014-01-01 | 2014-12-31 | Hourly | 0 | 0 | 0 | 0 | 0 | 0 | 0 | -999 | -999 | -999 | -999 | -999 | -999 | -999 | -999 | -999 | -999 | -999 | -999 | 0 | 0 | 0 | 0 | 0 | From eQ_Lib.dat in MASControl 2017
D_EPr_All_MinOA_Yr | OutdoorAir | FRAC/DESIGN | Hol | 2014-01-01 | 2014-12-31 | Constant | 0 | [23 empty] | From eQ_Lib.dat in MASControl 2017
D_ERC_All_MinOA_Yr | OutdoorAir | FRAC/DESIGN | Default¦Wkdy | 2014-01-01 | 2014-01-04 | Constant | 0 | [23 empty] | From eQ_Lib.dat in MASControl 2017
D_ERC_All_MinOA_Yr | OutdoorAir | FRAC/DESIGN | Sat | 2014-01-01 | 2014-01-04 | Hourly | 0 | 0 | 0 | 0 | 0 | 0 | 0 | -999 | -999 | -999 | -999 | -999 | -999 | -999 | -999 | 0 | 0 | 0 | 0 | 0 | 0 | 0 | 0 | 0 | From eQ_Lib.dat in MASControl 2017
D_ERC_All_MinOA_Yr | OutdoorAir | FRAC/DESIGN | Sun | 2014-01-01 | 2014-01-04 | Constant | 0 | [23 empty] | From eQ_Lib.dat in MASControl 2017
D_ERC_All_MinOA_Yr | OutdoorAir | FRAC/DESIGN | Default¦Wkdy | 2014-01-05 | 2014-04-03 | Hourly | 0 | 0 | 0 | 0 | 0 | 0 | 0 | -999 | -999 | -999 | -999 | -999 | -999 | -999 | -999 | -999 | 0 | 0 | 0 | 0 | 0 | 0 | 0 | 0 | From eQ_Lib.dat in MASControl 2017
D_ERC_All_MinOA_Yr | OutdoorAir | FRAC/DESIGN | Sat | 2014-01-05 | 2014-04-03 | Hourly | 0 | 0 | 0 | 0 | 0 | 0 | 0 | 0 | -999 | -999 | -999 | -999 | -999 | -999 | -999 | 0 | 0 | 0 | 0 | 0 | 0 | 0 | 0 | 0 | From eQ_Lib.dat in MASControl 2017
D_ERC_All_MinOA_Yr | OutdoorAir | FRAC/DESIGN | Sun | 2014-01-05 | 2014-04-03 | Constant | 0 | [23 empty] | From eQ_Lib.dat in MASControl 2017
D_ERC_All_MinOA_Yr | OutdoorAir | FRAC/DESIGN | Default¦Wkdy | 2014-04-04 | 2014-04-12 | Constant | 0 | [23 empty] | From eQ_Lib.dat in MASControl 2017
D_ERC_All_MinOA_Yr | OutdoorAir | FRAC/DESIGN | Sat | 2014-04-04 | 2014-04-12 | Hourly | 0 | 0 | 0 | 0 | 0 | 0 | 0 | -999 | -999 | -999 | -999 | -999 | -999 | -999 | -999 | 0 | 0 | 0 | 0 | 0 | 0 | 0 | 0 | 0 | From eQ_Lib.dat in MASControl 2017
D_ERC_All_MinOA_Yr | OutdoorAir | FRAC/DESIGN | Sun | 2014-04-04 | 2014-04-12 | Constant | 0 | [23 empty] | From eQ_Lib.dat in MASControl 2017
D_ERC_All_MinOA_Yr | OutdoorAir | FRAC/DESIGN | Default¦Wkdy | 2014-04-13 | 2014-06-12 | Hourly | 0 | 0 | 0 | 0 | 0 | 0 | 0 | -999 | -999 | -999 | -999 | -999 | -999 | -999 | -999 | -999 | 0 | 0 | 0 | 0 | 0 | 0 | 0 | 0 | From eQ_Lib.dat in MASControl 2017
D_ERC_All_MinOA_Yr | OutdoorAir | FRAC/DESIGN | Sat | 2014-04-13 | 2014-06-12 | Hourly | 0 | 0 | 0 | 0 | 0 | 0 | 0 | 0 | -999 | -999 | -999 | -999 | -999 | -999 | -999 | 0 | 0 | 0 | 0 | 0 | 0 | 0 | 0 | 0 | From eQ_Lib.dat in MASControl 2017
D_ERC_All_MinOA_Yr | OutdoorAir | FRAC/DESIGN | Sun | 2014-04-13 | 2014-06-12 | Constant | 0 | [23 empty] | From eQ_Lib.dat in MASControl 2017
D_ERC_All_MinOA_Yr | OutdoorAir | FRAC/DESIGN | Default¦Wkdy | 2014-06-13 | 2014-08-16 | Constant | 0 | [23 empty] | From eQ_Lib.dat in MASControl 2017
D_ERC_All_MinOA_Yr | OutdoorAir | FRAC/DESIGN | Sat | 2014-06-13 | 2014-08-16 | Hourly | 0 | 0 | 0 | 0 | 0 | 0 | 0 | -999 | -999 | -999 | -999 | -999 | -999 | -999 | -999 | 0 | 0 | 0 | 0 | 0 | 0 | 0 | 0 | 0 | From eQ_Lib.dat in MASControl 2017
D_ERC_All_MinOA_Yr | OutdoorAir | FRAC/DESIGN | Sun | 2014-06-13 | 2014-08-16 | Constant | 0 | [23 empty] | From eQ_Lib.dat in MASControl 2017
D_ERC_All_MinOA_Yr | OutdoorAir | FRAC/DESIGN | Default¦Wkdy | 2014-08-17 | 2014-12-11 | Hourly | 0 | 0 | 0 | 0 | 0 | 0 | 0 | -999 | -999 | -999 | -999 | -999 | -999 | -999 | -999 | -999 | 0 | 0 | 0 | 0 | 0 | 0 | 0 | 0 | From eQ_Lib.dat in MASControl 2017
D_ERC_All_MinOA_Yr | OutdoorAir | FRAC/DESIGN | Sat | 2014-08-17 | 2014-12-11 | Hourly | 0 | 0 | 0 | 0 | 0 | 0 | 0 | 0 | -999 | -999 | -999 | -999 | -999 | -999 | -999 | 0 | 0 | 0 | 0 | 0 | 0 | 0 | 0 | 0 | From eQ_Lib.dat in MASControl 2017
D_ERC_All_MinOA_Yr | OutdoorAir | FRAC/DESIGN | Sun | 2014-08-17 | 2014-12-11 | Constant | 0 | [23 empty] | From eQ_Lib.dat in MASControl 2017
D_ERC_All_MinOA_Yr | OutdoorAir | FRAC/DESIGN | Default¦Wkdy | 2014-12-12 | 2014-12-31 | Constant | 0 | [23 empty] | From eQ_Lib.dat in MASControl 2017
D_ERC_All_MinOA_Yr | OutdoorAir | FRAC/DESIGN | Sat | 2014-12-12 | 2014-12-31 | Hourly | 0 | 0 | 0 | 0 | 0 | 0 | 0 | -999 | -999 | -999 | -999 | -999 | -999 | -999 | -999 | 0 | 0 | 0 | 0 | 0 | 0 | 0 | 0 | 0 | From eQ_Lib.dat in MASControl 2017
D_ERC_All_MinOA_Yr | OutdoorAir | FRAC/DESIGN | Sun | 2014-12-12 | 2014-12-31 | Constant | 0 | [23 empty] | From eQ_Lib.dat in MASControl 2017
D_ERC_All_MinOA_Yr | OutdoorAir | FRAC/DESIGN | WntrDsn | 2014-01-01 | 2014-12-31 | Hourly | 0 | 0 | 0 | 0 | 0 | 0 | 0 | -999 | -999 | -999 | -999 | -999 | -999 | -999 | -999 | -999 | 0 | 0 | 0 | 0 | 0 | 0 | 0 | 0 | From eQ_Lib.dat in MASControl 2017
D_ERC_All_MinOA_Yr | OutdoorAir | FRAC/DESIGN | SmrDsn | 2014-01-01 | 2014-12-31 | Constant | 0 | [23 empty] | From eQ_Lib.dat in MASControl 2017
D_ERC_All_MinOA_Yr | OutdoorAir | FRAC/DESIGN | Hol | 2014-01-01 | 2014-12-31 | Constant | 0 | [23 empty] | From eQ_Lib.dat in MASControl 2017
D_ESe_All_MinOA_Yr | OutdoorAir | FRAC/DESIGN | Default¦SmrDsn¦WntrDsn | 2014-01-01 | 2014-01-04 | Constant | 0 | [23 empty] | From eQ_Lib.dat in MASControl 2017
D_ESe_All_MinOA_Yr | OutdoorAir | FRAC/DESIGN | Default¦Wkdy | 2014-01-05 | 2014-04-03 | Hourly | 0 | 0 | 0 | 0 | 0 | 0 | -999 | -999 | -999 | -999 | -999 | -999 | -999 | -999 | -999 | -999 | -999 | -999 | -999 | 0 | 0 | 0 | 0 | 0 | From eQ_Lib.dat in MASControl 2017
D_ESe_All_MinOA_Yr | OutdoorAir | FRAC/DESIGN | Sat | 2014-01-05 | 2014-04-03 | Hourly | 0 | 0 | 0 | 0 | 0 | 0 | -999 | -999 | -999 | -999 | -999 | -999 | -999 | -999 | -999 | -999 | -999 | 0 | 0 | 0 | 0 | 0 | 0 | 0 | From eQ_Lib.dat in MASControl 2017
D_ESe_All_MinOA_Yr | OutdoorAir | FRAC/DESIGN | Sun | 2014-01-05 | 2014-04-03 | Constant | 0 | [23 empty] | From eQ_Lib.dat in MASControl 2017
D_ESe_All_MinOA_Yr | OutdoorAir | FRAC/DESIGN | Default¦SmrDsn¦WntrDsn | 2014-04-04 | 2014-04-12 | Constant | 0 | [23 empty] | From eQ_Lib.dat in MASControl 2017
D_ESe_All_MinOA_Yr | OutdoorAir | FRAC/DESIGN | Default¦Wkdy | 2014-04-13 | 2014-06-12 | Hourly | 0 | 0 | 0 | 0 | 0 | 0 | -999 | -999 | -999 | -999 | -999 | -999 | -999 | -999 | -999 | -999 | -999 | -999 | -999 | 0 | 0 | 0 | 0 | 0 | From eQ_Lib.dat in MASControl 2017
D_ESe_All_MinOA_Yr | OutdoorAir | FRAC/DESIGN | Sat | 2014-04-13 | 2014-06-12 | Hourly | 0 | 0 | 0 | 0 | 0 | 0 | -999 | -999 | -999 | -999 | -999 | -999 | -999 | -999 | -999 | -999 | -999 | 0 | 0 | 0 | 0 | 0 | 0 | 0 | From eQ_Lib.dat in MASControl 2017
D_ESe_All_MinOA_Yr | OutdoorAir | FRAC/DESIGN | Sun | 2014-04-13 | 2014-06-12 | Constant | 0 | [23 empty] | From eQ_Lib.dat in MASControl 2017
D_ESe_All_MinOA_Yr | OutdoorAir | FRAC/DESIGN | Default¦SmrDsn¦WntrDsn | 2014-06-13 | 2014-08-16 | Constant | 0 | [23 empty] | From eQ_Lib.dat in MASControl 2017
D_ESe_All_MinOA_Yr | OutdoorAir | FRAC/DESIGN | Default¦Wkdy | 2014-08-17 | 2014-12-11 | Hourly | 0 | 0 | 0 | 0 | 0 | 0 | -999 | -999 | -999 | -999 | -999 | -999 | -999 | -999 | -999 | -999 | -999 | -999 | -999 | 0 | 0 | 0 | 0 | 0 | From eQ_Lib.dat in MASControl 2017
D_ESe_All_MinOA_Yr | OutdoorAir | FRAC/DESIGN | Sat | 2014-08-17 | 2014-12-11 | Hourly | 0 | 0 | 0 | 0 | 0 | 0 | -999 | -999 | -999 | -999 | -999 | -999 | -999 | -999 | -999 | -999 | -999 | 0 | 0 | 0 | 0 | 0 | 0 | 0 | From eQ_Lib.dat in MASControl 2017
D_ESe_All_MinOA_Yr | OutdoorAir | FRAC/DESIGN | Sun | 2014-08-17 | 2014-12-11 | Constant | 0 | [23 empty] | From eQ_Lib.dat in MASControl 2017
D_ESe_All_MinOA_Yr | OutdoorAir | FRAC/DESIGN | Default¦SmrDsn¦WntrDsn | 2014-12-12 | 2014-12-31 | Constant | 0 | [23 empty] | From eQ_Lib.dat in MASControl 2017
D_ESe_All_MinOA_Yr | OutdoorAir | FRAC/DESIGN | WntrDsn | 2014-01-01 | 2014-12-31 | Hourly | 0 | 0 | 0 | 0 | 0 | 0 | -999 | -999 | -999 | -999 | -999 | -999 | -999 | -999 | -999 | -999 | -999 | -999 | -999 | 0 | 0 | 0 | 0 | 0 | From eQ_Lib.dat in MASControl 2017
D_ESe_All_MinOA_Yr | OutdoorAir | FRAC/DESIGN | SmrDsn | 2014-01-01 | 2014-12-31 | Hourly | 0 | 0 | 0 | 0 | 0 | 0 | -999 | -999 | -999 | -999 | -999 | -999 | -999 | -999 | -999 | -999 | -999 | -999 | -999 | 0 | 0 | 0 | 0 | 0 | From eQ_Lib.dat in MASControl 2017
D_ESe_All_MinOA_Yr | OutdoorAir | FRAC/DESIGN | Hol | 2014-01-01 | 2014-12-31 | Constant | 0 | [23 empty] | From eQ_Lib.dat in MASControl 2017
D_EUn_All_MinOA_Yr | OutdoorAir | FRAC/DESIGN | Default¦SmrDsn¦WntrDsn | 2014-01-01 | 2014-01-11 | Constant | 0 | [23 empty] | From eQ_Lib.dat in MASControl 2017
D_EUn_All_MinOA_Yr | OutdoorAir | FRAC/DESIGN | Default¦Wkdy | 2014-01-12 | 2014-04-03 | Hourly | 0 | 0 | 0 | 0 | 0 | 0 | -999 | -999 | -999 | -999 | -999 | -999 | -999 | -999 | -999 | -999 | -999 | -999 | -999 | -999 | -999 | -999 | 0 | 0 | From eQ_Lib.dat in MASControl 2017
D_EUn_All_MinOA_Yr | OutdoorAir | FRAC/DESIGN | Wknd | 2014-01-12 | 2014-04-03 | Hourly | 0 | 0 | 0 | 0 | 0 | 0 | 0 | 0 | -999 | -999 | -999 | -999 | -999 | -999 | -999 | -999 | -999 | -999 | -999 | 0 | 0 | 0 | 0 | 0 | From eQ_Lib.dat in MASControl 2017
D_EUn_All_MinOA_Yr | OutdoorAir | FRAC/DESIGN | Default¦SmrDsn¦WntrDsn | 2014-04-04 | 2014-04-12 | Constant | 0 | [23 empty] | From eQ_Lib.dat in MASControl 2017
D_EUn_All_MinOA_Yr | OutdoorAir | FRAC/DESIGN | Default¦Wkdy | 2014-04-13 | 2014-05-22 | Hourly | 0 | 0 | 0 | 0 | 0 | 0 | -999 | -999 | -999 | -999 | -999 | -999 | -999 | -999 | -999 | -999 | -999 | -999 | -999 | -999 | -999 | -999 | 0 | 0 | From eQ_Lib.dat in MASControl 2017
D_EUn_All_MinOA_Yr | OutdoorAir | FRAC/DESIGN | Wknd | 2014-04-13 | 2014-05-22 | Hourly | 0 | 0 | 0 | 0 | 0 | 0 | 0 | 0 | -999 | -999 | -999 | -999 | -999 | -999 | -999 | -999 | -999 | -999 | -999 | 0 | 0 | 0 | 0 | 0 | From eQ_Lib.dat in MASControl 2017
D_EUn_All_MinOA_Yr | OutdoorAir | FRAC/DESIGN | Default¦SmrDsn¦WntrDsn | 2014-05-23 | 2014-05-31 | Constant | 0 | [23 empty] | From eQ_Lib.dat in MASControl 2017
D_EUn_All_MinOA_Yr | OutdoorAir | FRAC/DESIGN | Default¦Wkdy | 2014-06-01 | 2014-08-07 | Hourly | 0 | 0 | 0 | 0 | 0 | 0 | -999 | -999 | -999 | -999 | -999 | -999 | -999 | -999 | -999 | -999 | -999 | -999 | -999 | -999 | -999 | 0 | 0 | 0 | From eQ_Lib.dat in MASControl 2017
D_EUn_All_MinOA_Yr | OutdoorAir | FRAC/DESIGN | Wknd | 2014-06-01 | 2014-08-07 | Hourly | 0 | 0 | 0 | 0 | 0 | 0 | 0 | 0 | -999 | -999 | -999 | -999 | -999 | -999 | -999 | 0 | 0 | 0 | 0 | 0 | 0 | 0 | 0 | 0 | From eQ_Lib.dat in MASControl 2017
D_EUn_All_MinOA_Yr | OutdoorAir | FRAC/DESIGN | Default¦SmrDsn¦WntrDsn | 2014-08-08 | 2014-08-16 | Constant | 0 | [23 empty] | From eQ_Lib.dat in MASControl 2017
D_EUn_All_MinOA_Yr | OutdoorAir | FRAC/DESIGN | Default¦Wkdy | 2014-08-17 | 2014-12-11 | Hourly | 0 | 0 | 0 | 0 | 0 | 0 | -999 | -999 | -999 | -999 | -999 | -999 | -999 | -999 | -999 | -999 | -999 | -999 | -999 | -999 | -999 | -999 | 0 | 0 | From eQ_Lib.dat in MASControl 2017
D_EUn_All_MinOA_Yr | OutdoorAir | FRAC/DESIGN | Wknd | 2014-08-17 | 2014-12-11 | Hourly | 0 | 0 | 0 | 0 | 0 | 0 | 0 | 0 | -999 | -999 | -999 | -999 | -999 | -999 | -999 | -999 | -999 | -999 | -999 | 0 | 0 | 0 | 0 | 0 | From eQ_Lib.dat in MASControl 2017
D_EUn_All_MinOA_Yr | OutdoorAir | FRAC/DESIGN | Default¦SmrDsn¦WntrDsn | 2014-12-12 | 2014-12-31 | Constant | 0 | [23 empty] | From eQ_Lib.dat in MASControl 2017
D_EUn_All_MinOA_Yr | OutdoorAir | FRAC/DESIGN | WntrDsn | 2014-01-01 | 2014-12-31 | Hourly | 0 | 0 | 0 | 0 | 0 | 0 | -999 | -999 | -999 | -999 | -999 | -999 | -999 | -999 | -999 | -999 | -999 | -999 | -999 | -999 | -999 | -999 | 0 | 0 | From eQ_Lib.dat in MASControl 2017
D_EUn_All_MinOA_Yr | OutdoorAir | FRAC/DESIGN | SmrDsn | 2014-01-01 | 2014-12-31 | Hourly | 0 | 0 | 0 | 0 | 0 | 0 | -999 | -999 | -999 | -999 | -999 | -999 | -999 | -999 | -999 | -999 | -999 | -999 | -999 | -999 | -999 | 0 | 0 | 0 | From eQ_Lib.dat in MASControl 2017
D_EUn_All_MinOA_Yr | OutdoorAir | FRAC/DESIGN | Hol | 2014-01-01 | 2014-12-31 | Hourly | 0 | 0 | 0 | 0 | 0 | 0 | 0 | 0 | -999 | -999 | -999 | -999 | -999 | -999 | -999 | -999 | -999 | -999 | -999 | 0 | 0 | 0 | 0 | 0 | From eQ_Lib.dat in MASControl 2017
D_EUn_Drm_MinOA_Yr | OutdoorAir | FRAC/DESIGN | Default¦SmrDsn¦WntrDsn | 2014-01-01 | 2014-01-11 | Constant | 0 | [23 empty] | From eQ_Lib.dat in MASControl 2017
D_EUn_Drm_MinOA_Yr | OutdoorAir | FRAC/DESIGN | Default¦SmrDsn¦WntrDsn | 2014-01-12 | 2014-04-03 | Constant | -999 | [23 empty] | From eQ_Lib.dat in MASControl 2017
D_EUn_Drm_MinOA_Yr | OutdoorAir | FRAC/DESIGN | Default¦SmrDsn¦WntrDsn | 2014-04-04 | 2014-04-12 | Constant | 0 | [23 empty] | From eQ_Lib.dat in MASControl 2017
D_EUn_Drm_MinOA_Yr | OutdoorAir | FRAC/DESIGN | Default¦SmrDsn¦WntrDsn | 2014-04-13 | 2014-05-22 | Constant | -999 | [23 empty] | From eQ_Lib.dat in MASControl 2017
D_EUn_Drm_MinOA_Yr | OutdoorAir | FRAC/DESIGN | Default¦SmrDsn¦WntrDsn | 2014-05-23 | 2014-05-31 | Constant | 0 | [23 empty] | From eQ_Lib.dat in MASControl 2017
D_EUn_Drm_MinOA_Yr | OutdoorAir | FRAC/DESIGN | Default¦SmrDsn¦WntrDsn | 2014-06-01 | 2014-08-07 | Constant | -999 | [23 empty] | From eQ_Lib.dat in MASControl 2017
D_EUn_Drm_MinOA_Yr | OutdoorAir | FRAC/DESIGN | Default¦SmrDsn¦WntrDsn | 2014-08-08 | 2014-08-16 | Constant | 0 | [23 empty] | From eQ_Lib.dat in MASControl 2017
D_EUn_Drm_MinOA_Yr | OutdoorAir | FRAC/DESIGN | Default¦SmrDsn¦WntrDsn | 2014-08-17 | 2014-12-11 | Constant | -999 | [23 empty] | From eQ_Lib.dat in MASControl 2017
D_EUn_Drm_MinOA_Yr | OutdoorAir | FRAC/DESIGN | Default¦SmrDsn¦WntrDsn | 2014-12-12 | 2014-12-31 | Constant | 0 | [23 empty] | From eQ_Lib.dat in MASControl 2017
D_Gro_All_MinOA_Yr | OutdoorAir | FRAC/DESIGN | Default¦SmrDsn¦WntrDsn¦Hol | 2014-01-01 | 2014-12-31 | Hourly | 0 | 0 | 0 | 0 | 0 | -999 | -999 | -999 | -999 | -999 | -999 | -999 | -999 | -999 | -999 | -999 | -999 | -999 | -999 | -999 | -999 | -999 | -999 | 0 | From eQ_Lib.dat in MASControl 2017
D_Hsp_All_MinOA_Yr | OutdoorAir | FRAC/DESIGN | Default¦SmrDsn¦WntrDsn¦Hol | 2014-01-01 | 2014-12-31 | Constant | -999 | [23 empty] | From eQ_Lib.dat in MASControl 2017
D_Htl_All_MinOA_Yr | OutdoorAir | FRAC/DESIGN | Default¦SmrDsn¦WntrDsn¦Hol | 2014-01-01 | 2014-12-31 | Hourly | 0 | 0 | 0 | 0 | 0 | -999 | -999 | -999 | -999 | -999 | -999 | -999 | -999 | -999 | -999 | -999 | -999 | -999 | -999 | -999 | -999 | -999 | -999 | 0 | From eQ_Lib.dat in MASControl 2017
D_Htl_Grm_MinOA_Yr | OutdoorAir | FRAC/DESIGN | Default¦SmrDsn¦WntrDsn¦Hol | 2014-01-01 | 2014-12-31 | Constant | -999 | [23 empty] | From eQ_Lib.dat in MASControl 2017
D_MBT_All_MinOA_Yr | OutdoorAir | FRAC/DESIGN | Default¦Wkdy | 2014-01-01 | 2014-12-31 | Hourly | 0 | 0 | 0 | 0 | 0 | 0 | -999 | -999 | -999 | -999 | -999 | -999 | -999 | -999 | -999 | -999 | -999 | -999 | -999 | -999 | 0 | 0 | 0 | 0 | From eQ_Lib.dat in MASControl 2017
D_MBT_All_MinOA_Yr | OutdoorAir | FRAC/DESIGN | Wknd | 2014-01-01 | 2014-12-31 | Constant | 0 | [23 empty] | From eQ_Lib.dat in MASControl 2017
D_MBT_All_MinOA_Yr | OutdoorAir | FRAC/DESIGN | WntrDsn | 2014-01-01 | 2014-12-31 | Hourly | 0 | 0 | 0 | 0 | 0 | 0 | -999 | -999 | -999 | -999 | -999 | -999 | -999 | -999 | -999 | -999 | -999 | -999 | -999 | -999 | 0 | 0 | 0 | 0 | From eQ_Lib.dat in MASControl 2017
D_MBT_All_MinOA_Yr | OutdoorAir | FRAC/DESIGN | SmrDsn | 2014-01-01 | 2014-12-31 | Hourly | 0 | 0 | 0 | 0 | 0 | 0 | -999 | -999 | -999 | -999 | -999 | -999 | -999 | -999 | -999 | -999 | -999 | -999 | -999 | -999 | 0 | 0 | 0 | 0 | From eQ_Lib.dat in MASControl 2017
D_MBT_All_MinOA_Yr | OutdoorAir | FRAC/DESIGN | Hol | 2014-01-01 | 2014-12-31 | Constant | 0 | [23 empty] | From eQ_Lib.dat in MASControl 2017
D_MLI_All_MinOA_Yr | OutdoorAir | FRAC/DESIGN | Default¦Wkdy | 2014-01-01 | 2014-12-31 | Hourly | 0 | 0 | 0 | 0 | 0 | -999 | -999 | -999 | -999 | -999 | -999 | -999 | -999 | -999 | -999 | -999 | -999 | -999 | -999 | 0 | 0 | 0 | 0 | 0 | From eQ_Lib.dat in MASControl 2017
D_MLI_All_MinOA_Yr | OutdoorAir | FRAC/DESIGN | Wknd | 2014-01-01 | 2014-12-31 | Constant | 0 | [23 empty] | From eQ_Lib.dat in MASControl 2017
D_MLI_All_MinOA_Yr | OutdoorAir | FRAC/DESIGN | WntrDsn | 2014-01-01 | 2014-12-31 | Hourly | 0 | 0 | 0 | 0 | 0 | -999 | -999 | -999 | -999 | -999 | -999 | -999 | -999 | -999 | -999 | -999 | -999 | -999 | -999 | 0 | 0 | 0 | 0 | 0 | From eQ_Lib.dat in MASControl 2017
D_MLI_All_MinOA_Yr | OutdoorAir | FRAC/DESIGN | SmrDsn | 2014-01-01 | 2014-12-31 | Hourly | 0 | 0 | 0 | 0 | 0 | -999 | -999 | -999 | -999 | -999 | -999 | -999 | -999 | -999 | -999 | -999 | -999 | -999 | -999 | 0 | 0 | 0 | 0 | 0 | From eQ_Lib.dat in MASControl 2017
D_MLI_All_MinOA_Yr | OutdoorAir | FRAC/DESIGN | Hol | 2014-01-01 | 2014-12-31 | Constant | 0 | [23 empty] | From eQ_Lib.dat in MASControl 2017
D_Mtl_All_MinOA_Yr | OutdoorAir | FRAC/DESIGN | Default¦SmrDsn¦WntrDsn¦Hol | 2014-01-01 | 2014-12-31 | Constant | -999 | [23 empty] | From eQ_Lib.dat in MASControl 2017
D_Nrs_All_MinOA_Yr | OutdoorAir | FRAC/DESIGN | Default¦SmrDsn¦WntrDsn¦Hol | 2014-01-01 | 2014-12-31 | Constant | -999 | [23 empty] | From eQ_Lib.dat in MASControl 2017
D_OfL_All_MinOA_Yr | OutdoorAir | FRAC/DESIGN | Default¦Wkdy | 2014-01-01 | 2014-12-31 | Hourly | 0 | 0 | 0 | 0 | 0 | 0 | 0 | -999 | -999 | -999 | -999 | -999 | -999 | -999 | -999 | -999 | -999 | -999 | 0 | 0 | 0 | 0 | 0 | 0 | From eQ_Lib.dat in MASControl 2017
D_OfL_All_MinOA_Yr | OutdoorAir | FRAC/DESIGN | Sat | 2014-01-01 | 2014-12-31 | Hourly | 0 | 0 | 0 | 0 | 0 | 0 | 0 | -999 | -999 | -999 | -999 | -999 | -999 | -999 | -999 | -999 | -999 | -999 | 0 | 0 | 0 | 0 | 0 | 0 | From eQ_Lib.dat in MASControl 2017
D_OfL_All_MinOA_Yr | OutdoorAir | FRAC/DESIGN | Sun | 2014-01-01 | 2014-12-31 | Constant | 0 | [23 empty] | From eQ_Lib.dat in MASControl 2017
D_OfL_All_MinOA_Yr | OutdoorAir | FRAC/DESIGN | WntrDsn | 2014-01-01 | 2014-12-31 | Hourly | 0 | 0 | 0 | 0 | 0 | 0 | 0 | -999 | -999 | -999 | -999 | -999 | -999 | -999 | -999 | -999 | -999 | -999 | 0 | 0 | 0 | 0 | 0 | 0 | From eQ_Lib.dat in MASControl 2017
D_OfL_All_MinOA_Yr | OutdoorAir | FRAC/DESIGN | SmrDsn | 2014-01-01 | 2014-12-31 | Hourly | 0 | 0 | 0 | 0 | 0 | 0 | 0 | -999 | -999 | -999 | -999 | -999 | -999 | -999 | -999 | -999 | -999 | -999 | 0 | 0 | 0 | 0 | 0 | 0 | From eQ_Lib.dat in MASControl 2017
D_OfL_All_MinOA_Yr | OutdoorAir | FRAC/DESIGN | Hol | 2014-01-01 | 2014-12-31 | Constant | 0 | [23 empty] | From eQ_Lib.dat in MASControl 2017
D_OfS_All_MinOA_Yr | OutdoorAir | FRAC/DESIGN | Default¦Wkdy | 2014-01-01 | 2014-12-31 | Hourly | 0 | 0 | 0 | 0 | 0 | 0 | 0 | -999 | -999 | -999 | -999 | -999 | -999 | -999 | -999 | -999 | -999 | -999 | 0 | 0 | 0 | 0 | 0 | 0 | From eQ_Lib.dat in MASControl 2017
D_OfS_All_MinOA_Yr | OutdoorAir | FRAC/DESIGN | Sat | 2014-01-01 | 2014-12-31 | Hourly | 0 | 0 | 0 | 0 | 0 | 0 | 0 | -999 | -999 | -999 | -999 | -999 | -999 | -999 | -999 | -999 | -999 | -999 | 0 | 0 | 0 | 0 | 0 | 0 | From eQ_Lib.dat in MASControl 2017
D_OfS_All_MinOA_Yr | OutdoorAir | FRAC/DESIGN | Sun | 2014-01-01 | 2014-12-31 | Constant | 0 | [23 empty] | From eQ_Lib.dat in MASControl 2017
D_OfS_All_MinOA_Yr | OutdoorAir | FRAC/DESIGN | WntrDsn | 2014-01-01 | 2014-12-31 | Hourly | 0 | 0 | 0 | 0 | 0 | 0 | 0 | -999 | -999 | -999 | -999 | -999 | -999 | -999 | -999 | -999 | -999 | -999 | 0 | 0 | 0 | 0 | 0 | 0 | From eQ_Lib.dat in MASControl 2017
D_OfS_All_MinOA_Yr | OutdoorAir | FRAC/DESIGN | SmrDsn | 2014-01-01 | 2014-12-31 | Hourly | 0 | 0 | 0 | 0 | 0 | 0 | 0 | -999 | -999 | -999 | -999 | -999 | -999 | -999 | -999 | -999 | -999 | -999 | 0 | 0 | 0 | 0 | 0 | 0 | From eQ_Lib.dat in MASControl 2017
D_OfS_All_MinOA_Yr | OutdoorAir | FRAC/DESIGN | Hol | 2014-01-01 | 2014-12-31 | Constant | 0 | [23 empty] | From eQ_Lib.dat in MASControl 2017
D_RFF_All_MinOA_Yr | OutdoorAir | FRAC/DESIGN | Default¦SmrDsn¦WntrDsn¦Hol | 2014-01-01 | 2014-12-31 | Hourly | 0 | 0 | 0 | 0 | 0 | -999 | -999 | -999 | -999 | -999 | -999 | -999 | -999 | -999 | -999 | -999 | -999 | -999 | -999 | -999 | -999 | -999 | -999 | -999 | From eQ_Lib.dat in MASControl 2017
D_RSD_All_MinOA_Yr | OutdoorAir | FRAC/DESIGN | Default¦SmrDsn¦WntrDsn¦Hol | 2014-01-01 | 2014-12-31 | Hourly | 0 | 0 | 0 | 0 | 0 | 0 | 0 | 0 | 0 | -999 | -999 | -999 | -999 | -999 | -999 | -999 | -999 | -999 | -999 | -999 | -999 | -999 | -999 | 0 | From eQ_Lib.dat in MASControl 2017
D_Rt3_All_MinOA_Yr | OutdoorAir | FRAC/DESIGN | Default¦Wkdy | 2014-01-01 | 2014-12-31 | Hourly | 0 | 0 | 0 | 0 | 0 | 0 | 0 | 0 | -999 | -999 | -999 | -999 | -999 | -999 | -999 | -999 | -999 | -999 | -999 | -999 | -999 | -999 | 0 | 0 | From eQ_Lib.dat in MASControl 2017
D_Rt3_All_MinOA_Yr | OutdoorAir | FRAC/DESIGN | Wknd | 2014-01-01 | 2014-12-31 | Hourly | 0 | 0 | 0 | 0 | 0 | 0 | 0 | 0 | -999 | -999 | -999 | -999 | -999 | -999 | -999 | -999 | -999 | -999 | -999 | -999 | 0 | 0 | 0 | 0 | From eQ_Lib.dat in MASControl 2017
D_Rt3_All_MinOA_Yr | OutdoorAir | FRAC/DESIGN | WntrDsn | 2014-01-01 | 2014-12-31 | Hourly | 0 | 0 | 0 | 0 | 0 | 0 | 0 | 0 | -999 | -999 | -999 | -999 | -999 | -999 | -999 | -999 | -999 | -999 | -999 | -999 | -999 | -999 | 0 | 0 | From eQ_Lib.dat in MASControl 2017
D_Rt3_All_MinOA_Yr | OutdoorAir | FRAC/DESIGN | SmrDsn | 2014-01-01 | 2014-12-31 | Hourly | 0 | 0 | 0 | 0 | 0 | 0 | 0 | 0 | -999 | -999 | -999 | -999 | -999 | -999 | -999 | -999 | -999 | -999 | -999 | -999 | -999 | -999 | 0 | 0 | From eQ_Lib.dat in MASControl 2017
D_Rt3_All_MinOA_Yr | OutdoorAir | FRAC/DESIGN | Hol | 2014-01-01 | 2014-12-31 | Hourly | 0 | 0 | 0 | 0 | 0 | 0 | 0 | 0 | -999 | -999 | -999 | -999 | -999 | -999 | -999 | -999 | -999 | -999 | -999 | -999 | 0 | 0 | 0 | 0 | From eQ_Lib.dat in MASControl 2017
D_RtL_All_MinOA_Yr | OutdoorAir | FRAC/DESIGN | Default¦SmrDsn¦WntrDsn¦Hol | 2014-01-01 | 2014-12-31 | Hourly | 0 | 0 | 0 | 0 | 0 | 0 | 0 | 0 | -999 | -999 | -999 | -999 | -999 | -999 | -999 | -999 | -999 | -999 | -999 | -999 | -999 | -999 | -999 | 0 | From eQ_Lib.dat in MASControl 2017
D_RtS_All_MinOA_Yr | OutdoorAir | FRAC/DESIGN | Default¦SmrDsn¦WntrDsn¦Hol | 2014-01-01 | 2014-12-31 | Hourly | 0 | 0 | 0 | 0 | 0 | 0 | 0 | 0 | -999 | -999 | -999 | -999 | -999 | -999 | -999 | -999 | -999 | -999 | -999 | -999 | -999 | 0 | 0 | 0 | From eQ_Lib.dat in MASControl 2017
D_SCn_All_MinOA_Yr | OutdoorAir | FRAC/DESIGN | Default¦Wkdy | 2014-01-01 | 2014-12-31 | Hourly | 0 | 0 | 0 | 0 | 0 | 0 | -999 | -999 | -999 | -999 | -999 | -999 | -999 | -999 | -999 | -999 | -999 | -999 | -999 | 0 | 0 | 0 | 0 | 0 | From eQ_Lib.dat in MASControl 2017
D_SCn_All_MinOA_Yr | OutdoorAir | FRAC/DESIGN | Wknd | 2014-01-01 | 2014-12-31 | Hourly | 0 | 0 | 0 | 0 | 0 | 0 | -999 | -999 | -999 | -999 | -999 | -999 | -999 | -999 | -999 | -999 | -999 | -999 | -999 | 0 | 0 | 0 | 0 | 0 | From eQ_Lib.dat in MASControl 2017
D_SCn_All_MinOA_Yr | OutdoorAir | FRAC/DESIGN | WntrDsn | 2014-01-01 | 2014-12-31 | Hourly | 0 | 0 | 0 | 0 | 0 | 0 | -999 | -999 | -999 | -999 | -999 | -999 | -999 | -999 | -999 | -999 | -999 | -999 | -999 | 0 | 0 | 0 | 0 | 0 | From eQ_Lib.dat in MASControl 2017
D_SCn_All_MinOA_Yr | OutdoorAir | FRAC/DESIGN | SmrDsn | 2014-01-01 | 2014-12-31 | Hourly | 0 | 0 | 0 | 0 | 0 | 0 | -999 | -999 | -999 | -999 | -999 | -999 | -999 | -999 | -999 | -999 | -999 | -999 | -999 | 0 | 0 | 0 | 0 | 0 | From eQ_Lib.dat in MASControl 2017
D_SCn_All_MinOA_Yr | OutdoorAir | FRAC/DESIGN | Hol | 2014-01-01 | 2014-12-31 | Hourly | 0 | 0 | 0 | 0 | 0 | 0 | 0 | 0 | -999 | -999 | -999 | -999 | -999 | -999 | -999 | -999 | -999 | 0 | 0 | 0 | 0 | 0 | 0 | 0 | From eQ_Lib.dat in MASControl 2017
D_SUn_All_MinOA_Yr | OutdoorAir | FRAC/DESIGN | Default¦Wkdy | 2014-01-01 | 2014-12-31 | Hourly | 0 | 0 | 0 | 0 | 0 | 0 | -999 | -999 | -999 | -999 | -999 | -999 | -999 | -999 | -999 | -999 | -999 | -999 | -999 | 0 | 0 | 0 | 0 | 0 | From eQ_Lib.dat in MASControl 2017
D_SUn_All_MinOA_Yr | OutdoorAir | FRAC/DESIGN | Wknd | 2014-01-01 | 2014-12-31 | Hourly | 0 | 0 | 0 | 0 | 0 | 0 | -999 | -999 | -999 | -999 | -999 | -999 | -999 | -999 | -999 | -999 | -999 | -999 | -999 | 0 | 0 | 0 | 0 | 0 | From eQ_Lib.dat in MASControl 2017
D_SUn_All_MinOA_Yr | OutdoorAir | FRAC/DESIGN | WntrDsn | 2014-01-01 | 2014-12-31 | Hourly | 0 | 0 | 0 | 0 | 0 | 0 | -999 | -999 | -999 | -999 | -999 | -999 | -999 | -999 | -999 | -999 | -999 | -999 | -999 | 0 | 0 | 0 | 0 | 0 | From eQ_Lib.dat in MASControl 2017
D_SUn_All_MinOA_Yr | OutdoorAir | FRAC/DESIGN | SmrDsn | 2014-01-01 | 2014-12-31 | Hourly | 0 | 0 | 0 | 0 | 0 | 0 | -999 | -999 | -999 | -999 | -999 | -999 | -999 | -999 | -999 | -999 | -999 | -999 | -999 | 0 | 0 | 0 | 0 | 0 | From eQ_Lib.dat in MASControl 2017
D_SUn_All_MinOA_Yr | OutdoorAir | FRAC/DESIGN | Hol | 2014-01-01 | 2014-12-31 | Hourly | 0 | 0 | 0 | 0 | 0 | 0 | 0 | 0 | -999 | -999 | -999 | -999 | -999 | -999 | -999 | -999 | -999 | 0 | 0 | 0 | 0 | 0 | 0 | 0 | From eQ_Lib.dat in MASControl 2017
D_WRf_All_MinOA_Yr | OutdoorAir | FRAC/DESIGN | Default¦Wkdy | 2014-01-01 | 2014-12-31 | Hourly | 0 | 0 | 0 | 0 | 0 | 0 | 0 | -999 | -999 | -999 | -999 | -999 | -999 | -999 | -999 | -999 | -999 | -999 | -999 | 0 | 0 | 0 | 0 | 0 | From eQ_Lib.dat in MASControl 2017
D_WRf_All_MinOA_Yr | OutdoorAir | FRAC/DESIGN | Wknd | 2014-01-01 | 2014-12-31 | Hourly | 0 | 0 | 0 | 0 | 0 | 0 | 0 | 0 | -999 | -999 | -999 | -999 | -999 | -999 | -999 | -999 | -999 | 0 | 0 | 0 | 0 | 0 | 0 | 0 | From eQ_Lib.dat in MASControl 2017
D_WRf_All_MinOA_Yr | OutdoorAir | FRAC/DESIGN | WntrDsn | 2014-01-01 | 2014-12-31 | Hourly | 0 | 0 | 0 | 0 | 0 | 0 | 0 | -999 | -999 | -999 | -999 | -999 | -999 | -999 | -999 | -999 | -999 | -999 | -999 | 0 | 0 | 0 | 0 | 0 | From eQ_Lib.dat in MASControl 2017
D_WRf_All_MinOA_Yr | OutdoorAir | FRAC/DESIGN | SmrDsn | 2014-01-01 | 2014-12-31 | Hourly | 0 | 0 | 0 | 0 | 0 | 0 | 0 | -999 | -999 | -999 | -999 | -999 | -999 | -999 | -999 | -999 | -999 | -999 | -999 | 0 | 0 | 0 | 0 | 0 | From eQ_Lib.dat in MASControl 2017
D_WRf_All_MinOA_Yr | OutdoorAir | FRAC/DESIGN | Hol | 2014-01-01 | 2014-12-31 | Hourly | 0 | 0 | 0 | 0 | 0 | 0 | 0 | 0 | -999 | -999 | -999 | -999 | -999 | -999 | -999 | -999 | -999 | 0 | 0 | 0 | 0 | 0 | 0 | 0 | From eQ_Lib.dat in MASControl 2017
MNECB-97 A-Office Procss Sched | Process | FRACTION | Default¦SmrDsn¦WntrDsn¦Hol | 2014-01-01 | 2014-12-31 | Constant | 0.2 | [23 empty] | From eQ_Lib.dat in MASControl 2017
MNECB-97 B-Restrnt Procss Sched | Process | FRACTION | Default¦SmrDsn¦WntrDsn¦Hol | 2014-01-01 | 2014-12-31 | Constant | 0.5 | [23 empty] | From eQ_Lib.dat in MASControl 2017
MNECB-97 C-Retail Procss Sched | Process | FRACTION | Default¦SmrDsn¦WntrDsn¦Hol | 2014-01-01 | 2014-12-31 | Constant | 0.05 | [23 empty] | From eQ_Lib.dat in MASControl 2017
MNECB-97 D-School Procss Sched | Process | FRACTION | Default¦SmrDsn¦WntrDsn¦Hol | 2014-01-01 | 2014-12-31 | Constant | 0.05 | [23 empty] | From eQ_Lib.dat in MASControl 2017
MNECB-97 E-Storage Procss Sched | Process | FRACTION | Default¦SmrDsn¦WntrDsn¦Hol | 2014-01-01 | 2014-12-31 | Constant | 0.05 | [23 empty] | From eQ_Lib.dat in MASControl 2017
MNECB-97 F-Lodging Procss Sched | Process | FRACTION | Default¦Wkdy | 2014-01-01 | 2014-12-31 | Constant | 0.2 | [23 empty] | From eQ_Lib.dat in MASControl 2017
MNECB-97 F-Lodging Procss Sched | Process | FRACTION | Sat | 2014-01-01 | 2014-12-31 | Constant | 0.2 | [23 empty] | From eQ_Lib.dat in MASControl 2017
MNECB-97 F-Lodging Procss Sched | Process | FRACTION | Sun | 2014-01-01 | 2014-12-31 | Constant | 0.3 | [23 empty] | From eQ_Lib.dat in MASControl 2017
MNECB-97 G-Multfam Procss Sched | Process | FRACTION | Default¦SmrDsn¦WntrDsn¦Hol | 2014-01-01 | 2014-12-31 | Constant | 0.2 | [23 empty] | From eQ_Lib.dat in MASControl 2017
MNECB-97 H-Health Procss Sched | Process | FRACTION | Default¦SmrDsn¦WntrDsn¦Hol | 2014-01-01 | 2014-12-31 | Constant | 0.9 | [23 empty] | From eQ_Lib.dat in MASControl 2017
MNECB-97 I-Assmbly Procss Sched | Process | FRACTION | Default¦SmrDsn¦WntrDsn¦Hol | 2014-01-01 | 2014-12-31 | Constant | 0.1 | [23 empty] | From eQ_Lib.dat in MASControl 2017
D_Gro_RfgFdPrep_Proc_Yr | Processes | FRACTION | Default¦SmrDsn¦WntrDsn¦Hol | 2014-01-01 | 2014-12-31 | Hourly | 0.25 | 0.25 | 0.25 | 0.25 | 1 | 1 | 1 | 1 | 1 | 0.75 | 0.75 | 0.75 | 0.75 | 0.75 | 0.5 | 0.5 | 0.5 | 0.5 | 0.5 | 0.5 | 0.5 | 0.5 | 0.5 | 0.5 | From eQ_Lib.dat in MASControl 2017
D_Gro_RfgW_Proc_Yr | Processes | FRACTION | Default¦SmrDsn¦WntrDsn¦Hol | 2014-01-01 | 2014-12-31 | Hourly | 0.25 | 0.25 | 0.25 | 0.25 | 1 | 1 | 1 | 1 | 1 | 0.75 | 0.75 | 0.75 | 0.75 | 0.75 | 0.5 | 0.5 | 0.5 | 0.5 | 0.5 | 0.5 | 0.5 | 0.5 | 0.5 | 0.5 | From eQ_Lib.dat in MASControl 2017
D_WRf_IndDock_Proc_Yr | Processes | FRACTION | Default¦SmrDsn¦WntrDsn¦Hol | 2014-01-01 | 2014-12-31 | Hourly | 0 | 0 | 0 | 0 | 0 | 0 | 1 | 1 | 1 | 1 | 1 | 1 | 1 | 1 | 1 | 1 | 1 | 0 | 0 | 0 | 0 | 0 | 0 | 0 | From eQ_Lib.dat in MASControl 2017
D_WRf_RfgClr_Proc_Yr | Processes | FRACTION | Default¦SmrDsn¦WntrDsn¦Hol | 2014-01-01 | 2014-12-31 | Constant | 1 | [23 empty] | From eQ_Lib.dat in MASControl 2017
D_WRf_RfgFrz_Proc_Yr | Processes | FRACTION | Default¦SmrDsn¦WntrDsn¦Hol | 2014-01-01 | 2014-12-31 | Constant | 1 | [23 empty] | From eQ_Lib.dat in MASControl 2017
NECB-A-Processes | Processes | FRACTION | Default¦Wkdy | 2014-01-01 | 2014-12-31 | Hourly | 0.2 | 0.2 | 0.2 | 0.2 | 0.2 | 0.2 | 0.2 | 0.3 | 0.8 | 0.9 | 0.9 | 0.9 | 0.9 | 0.9 | 0.9 | 0.9 | 0.9 | 0.9 | 0.5 | 0.3 | 0.3 | 0.2 | 0.2 | 0.2
NECB-A-Processes | Processes | FRACTION | Sat | 2014-01-01 | 2014-12-31 | Hourly | 0.2 | 0.2 | 0.2 | 0.2 | 0.2 | 0.2 | 0.2 | 0.2 | 0.2 | 0.2 | 0.2 | 0.2 | 0.2 | 0.2 | 0.2 | 0.2 | 0.2 | 0.2 | 0.2 | 0.2 | 0.2 | 0.2 | 0.2 | 0.2
NECB-A-Processes | Processes | FRACTION | Sun¦Hol | 2014-01-01 | 2014-12-31 | Hourly | 0.2 | 0.2 | 0.2 | 0.2 | 0.2 | 0.2 | 0.2 | 0.2 | 0.2 | 0.2 | 0.2 | 0.2 | 0.2 | 0.2 | 0.2 | 0.2 | 0.2 | 0.2 | 0.2 | 0.2 | 0.2 | 0.2 | 0.2 | 0.2
NECB-B-Processes | Processes | FRACTION | Default¦Wkdy | 2014-01-01 | 2014-12-31 | Hourly | 0.9 | 0.5 | 0.1 | 0.1 | 0.1 | 0.1 | 0.1 | 0.1 | 0.1 | 0.5 | 0.7 | 0.9 | 0.9 | 0.9 | 0.9 | 0.9 | 0.9 | 0.9 | 0.9 | 0.9 | 0.9 | 0.9 | 0.9 | 0.9
NECB-B-Processes | Processes | FRACTION | Sat | 2014-01-01 | 2014-12-31 | Hourly | 0.9 | 0.5 | 0.1 | 0.1 | 0.1 | 0.1 | 0.1 | 0.1 | 0.1 | 0.5 | 0.7 | 0.9 | 0.9 | 0.9 | 0.9 | 0.9 | 0.9 | 0.9 | 0.9 | 0.9 | 0.9 | 0.9 | 0.9 | 0.9
NECB-B-Processes | Processes | FRACTION | Sun¦Hol | 2014-01-01 | 2014-12-31 | Hourly | 0.5 | 0.5 | 0.1 | 0.1 | 0.1 | 0.1 | 0.1 | 0.1 | 0.1 | 0.1 | 0.5 | 0.9 | 0.9 | 0.9 | 0.9 | 0.9 | 0.9 | 0.9 | 0.9 | 0.9 | 0.9 | 0.9 | 0.9 | 0.5
NECB-C-Processes | Processes | FRACTION | Default¦Wkdy | 2014-01-01 | 2014-12-31 | Hourly | 0.05 | 0.05 | 0.05 | 0.05 | 0.05 | 0.05 | 0.05 | 0.05 | 0.5 | 0.9 | 0.9 | 0.9 | 0.9 | 0.9 | 0.9 | 0.9 | 0.9 | 0.9 | 0.9 | 0.6 | 0.5 | 0.05 | 0.05 | 0.05
NECB-C-Processes | Processes | FRACTION | Sat | 2014-01-01 | 2014-12-31 | Hourly | 0.05 | 0.05 | 0.05 | 0.05 | 0.05 | 0.05 | 0.05 | 0.05 | 0.5 | 0.9 | 0.9 | 0.9 | 0.9 | 0.9 | 0.9 | 0.9 | 0.9 | 0.9 | 0.9 | 0.6 | 0.5 | 0.05 | 0.05 | 0.05
NECB-C-Processes | Processes | FRACTION | Sun¦Hol | 2014-01-01 | 2014-12-31 | Hourly | 0.05 | 0.05 | 0.05 | 0.05 | 0.05 | 0.05 | 0.05 | 0.05 | 0.05 | 0.05 | 0.5 | 0.9 | 0.9 | 0.9 | 0.9 | 0.9 | 0.9 | 0.9 | 0.6 | 0.05 | 0.05 | 0.05 | 0.05 | 0.05
NECB-D-Processes | Processes | FRACTION | Default¦Wkdy | 2014-01-01 | 2014-12-31 | Hourly | 0.05 | 0.05 | 0.05 | 0.05 | 0.05 | 0.05 | 0.05 | 0.05 | 0.3 | 0.9 | 0.9 | 0.9 | 0.9 | 0.9 | 0.9 | 0.9 | 0.7 | 0.5 | 0.5 | 0.7 | 0.7 | 0.7 | 0.3 | 0.05
NECB-D-Processes | Processes | FRACTION | Sat | 2014-01-01 | 2014-12-31 | Hourly | 0.05 | 0.05 | 0.05 | 0.05 | 0.05 | 0.05 | 0.05 | 0.05 | 0.05 | 0.05 | 0.05 | 0.05 | 0.05 | 0.05 | 0.05 | 0.05 | 0.05 | 0.05 | 0.05 | 0.05 | 0.05 | 0.05 | 0.05 | 0.05
NECB-D-Processes | Processes | FRACTION | Sun¦Hol | 2014-01-01 | 2014-12-31 | Hourly | 0.05 | 0.05 | 0.05 | 0.05 | 0.05 | 0.05 | 0.05 | 0.05 | 0.05 | 0.05 | 0.05 | 0.05 | 0.05 | 0.05 | 0.05 | 0.05 | 0.05 | 0.05 | 0.05 | 0.05 | 0.05 | 0.05 | 0.05 | 0.05
NECB-E-Processes | Processes | FRACTION | Default¦Wkdy | 2014-01-01 | 2014-12-31 | Hourly | 0.05 | 0.05 | 0.05 | 0.05 | 0.05 | 0.05 | 0.05 | 0.05 | 0.4 | 0.7 | 0.9 | 0.9 | 0.9 | 0.9 | 0.9 | 0.9 | 0.9 | 0.9 | 0.4 | 0.05 | 0.05 | 0.05 | 0.05 | 0.05
NECB-E-Processes | Processes | FRACTION | Sat | 2014-01-01 | 2014-12-31 | Hourly | 0.05 | 0.05 | 0.05 | 0.05 | 0.05 | 0.05 | 0.05 | 0.05 | 0.05 | 0.5 | 0.9 | 0.9 | 0.9 | 0.9 | 0.9 | 0.7 | 0.5 | 0.05 | 0.05 | 0.05 | 0.05 | 0.05 | 0.05 | 0.05
NECB-E-Processes | Processes | FRACTION | Sun¦Hol | 2014-01-01 | 2014-12-31 | Hourly | 0.05 | 0.05 | 0.05 | 0.05 | 0.05 | 0.05 | 0.05 | 0.05 | 0.05 | 0.05 | 0.05 | 0.05 | 0.05 | 0.05 | 0.05 | 0.05 | 0.05 | 0.05 | 0.05 | 0.05 | 0.05 | 0.05 | 0.05 | 0.05
NECB-F-Processes | Processes | FRACTION | Default¦Wkdy | 2014-01-01 | 2014-12-31 | Hourly | 0.3 | 0.2 | 0.2 | 0.1 | 0.1 | 0.1 | 0.2 | 0.4 | 0.5 | 0.4 | 0.4 | 0.3 | 0.2 | 0.2 | 0.2 | 0.2 | 0.2 | 0.2 | 0.2 | 0.6 | 0.8 | 0.9 | 0.8 | 0.6
NECB-F-Processes | Processes | FRACTION | Sat | 2014-01-01 | 2014-12-31 | Hourly | 0.3 | 0.2 | 0.2 | 0.1 | 0.1 | 0.1 | 0.1 | 0.3 | 0.3 | 0.4 | 0.4 | 0.3 | 0.2 | 0.2 | 0.2 | 0.2 | 0.2 | 0.2 | 0.2 | 0.6 | 0.7 | 0.7 | 0.7 | 0.6
NECB-F-Processes | Processes | FRACTION | Sun¦Hol | 2014-01-01 | 2014-12-31 | Hourly | 0.3 | 0.3 | 0.3 | 0.2 | 0.2 | 0.2 | 0.2 | 0.3 | 0.4 | 0.4 | 0.3 | 0.3 | 0.3 | 0.3 | 0.2 | 0.2 | 0.2 | 0.2 | 0.2 | 0.5 | 0.7 | 0.8 | 0.6 | 0.5
NECB-G-Processes | Processes | FRACTION | Default¦Wkdy | 2014-01-01 | 2014-12-31 | Hourly | 0.3 | 0.2 | 0.2 | 0.2 | 0.2 | 0.2 | 0.2 | 0.8 | 0.8 | 0.4 | 0.4 | 0.4 | 0.4 | 0.4 | 0.4 | 0.4 | 0.5 | 0.2 | 0.9 | 0.9 | 0.7 | 0.5 | 0.5 | 0.5
NECB-G-Processes | Processes | FRACTION | Sat | 2014-01-01 | 2014-12-31 | Hourly | 0.3 | 0.2 | 0.2 | 0.2 | 0.2 | 0.2 | 0.2 | 0.8 | 0.8 | 0.4 | 0.4 | 0.4 | 0.4 | 0.4 | 0.4 | 0.4 | 0.5 | 0.2 | 0.9 | 0.9 | 0.7 | 0.5 | 0.5 | 0.5
NECB-G-Processes | Processes | FRACTION | Sun¦Hol | 2014-01-01 | 2014-12-31 | Hourly | 0.3 | 0.2 | 0.2 | 0.2 | 0.2 | 0.2 | 0.2 | 0.8 | 0.8 | 0.4 | 0.4 | 0.4 | 0.4 | 0.4 | 0.4 | 0.4 | 0.5 | 0.2 | 0.9 | 0.9 | 0.7 | 0.5 | 0.5 | 0.5
NECB-H-Processes | Processes | FRACTION | Default¦Wkdy | 2014-01-01 | 2014-12-31 | Hourly | 0.9 | 0.9 | 0.9 | 0.9 | 0.9 | 0.9 | 0.9 | 0.9 | 0.9 | 0.9 | 0.9 | 0.9 | 0.9 | 0.9 | 0.9 | 0.9 | 0.9 | 0.9 | 0.9 | 0.9 | 0.9 | 0.9 | 0.9 | 0.9
NECB-H-Processes | Processes | FRACTION | Sat | 2014-01-01 | 2014-12-31 | Hourly | 0.9 | 0.9 | 0.9 | 0.9 | 0.9 | 0.9 | 0.9 | 0.9 | 0.9 | 0.9 | 0.9 | 0.9 | 0.9 | 0.9 | 0.9 | 0.9 | 0.9 | 0.9 | 0.9 | 0.9 | 0.9 | 0.9 | 0.9 | 0.9
NECB-H-Processes | Processes | FRACTION | Sun¦Hol | 2014-01-01 | 2014-12-31 | Hourly | 0.9 | 0.9 | 0.9 | 0.9 | 0.9 | 0.9 | 0.9 | 0.9 | 0.9 | 0.9 | 0.9 | 0.9 | 0.9 | 0.9 | 0.9 | 0.9 | 0.9 | 0.9 | 0.9 | 0.9 | 0.9 | 0.9 | 0.9 | 0.9
NECB-I-Processes | Processes | FRACTION | Default¦Wkdy | 2014-01-01 | 2014-12-31 | Hourly | 0.1 | 0.1 | 0.1 | 0.1 | 0.1 | 0.1 | 0.1 | 0.1 | 0.1 | 0.1 | 0.1 | 0.1 | 0.1 | 0.1 | 0.1 | 0.2 | 0.2 | 0.2 | 0.8 | 0.8 | 0.8 | 0.8 | 0.8 | 0.8
NECB-I-Processes | Processes | FRACTION | Sat | 2014-01-01 | 2014-12-31 | Hourly | 0.1 | 0.1 | 0.1 | 0.1 | 0.1 | 0.1 | 0.1 | 0.1 | 0.1 | 0.1 | 0.2 | 0.2 | 0.2 | 0.8 | 0.8 | 0.8 | 0.8 | 0.8 | 0.8 | 0.8 | 0.8 | 0.8 | 0.8 | 0.8
NECB-I-Processes | Processes | FRACTION | Sun¦Hol | 2014-01-01 | 2014-12-31 | Hourly | 0.1 | 0.1 | 0.1 | 0.1 | 0.1 | 0.1 | 0.1 | 0.1 | 0.8 | 0.8 | 0.8 | 0.8 | 0.8 | 0.2 | 0.1 | 0.1 | 0.1 | 0.1 | 0.1 | 0.1 | 0.1 | 0.1 | 0.1 | 0.1
MNECB-97 A-Office Recept Sched | Receptacle | FRACTION | Default¦SmrDsn¦WntrDsn¦Hol | 2014-01-01 | 2014-12-31 | Constant | 0.2 | [23 empty] | From eQ_Lib.dat in MASControl 2017
MNECB-97 B-Restrnt Recept Sched | Receptacle | FRACTION | Default¦SmrDsn¦WntrDsn¦Hol | 2014-01-01 | 2014-12-31 | Constant | 0.5 | [23 empty] | From eQ_Lib.dat in MASControl 2017
MNECB-97 C-Retail Recept Sched | Receptacle | FRACTION | Default¦SmrDsn¦WntrDsn¦Hol | 2014-01-01 | 2014-12-31 | Constant | 0.05 | [23 empty] | From eQ_Lib.dat in MASControl 2017
MNECB-97 D-School Recept Sched | Receptacle | FRACTION | Default¦SmrDsn¦WntrDsn¦Hol | 2014-01-01 | 2014-12-31 | Constant | 0.05 | [23 empty] | From eQ_Lib.dat in MASControl 2017
MNECB-97 E-Storage Recept Sched | Receptacle | FRACTION | Default¦SmrDsn¦WntrDsn¦Hol | 2014-01-01 | 2014-12-31 | Constant | 0.05 | [23 empty] | From eQ_Lib.dat in MASControl 2017
MNECB-97 F-Lodging Recept Sched | Receptacle | FRACTION | Default¦Wkdy | 2014-01-01 | 2014-12-31 | Constant | 0.2 | [23 empty] | From eQ_Lib.dat in MASControl 2017
MNECB-97 F-Lodging Recept Sched | Receptacle | FRACTION | Sat | 2014-01-01 | 2014-12-31 | Constant | 0.2 | [23 empty] | From eQ_Lib.dat in MASControl 2017
MNECB-97 F-Lodging Recept Sched | Receptacle | FRACTION | Sun | 2014-01-01 | 2014-12-31 | Constant | 0.3 | [23 empty] | From eQ_Lib.dat in MASControl 2017
MNECB-97 G-Multfam Recept Sched | Receptacle | FRACTION | Default¦SmrDsn¦WntrDsn¦Hol | 2014-01-01 | 2014-12-31 | Constant | 0.2 | [23 empty] | From eQ_Lib.dat in MASControl 2017
MNECB-97 H-Health Recept Sched | Receptacle | FRACTION | Default¦SmrDsn¦WntrDsn¦Hol | 2014-01-01 | 2014-12-31 | Constant | 0.9 | [23 empty] | From eQ_Lib.dat in MASControl 2017
MNECB-97 I-Assmbly Recept Sched | Receptacle | FRACTION | Default¦SmrDsn¦WntrDsn¦Hol | 2014-01-01 | 2014-12-31 | Constant | 0.1 | [23 empty] | From eQ_Lib.dat in MASControl 2017
Hourly Report Schedule | Reports | ON_OFF | Default¦Wkdy | 2014-01-01 | 2014-12-31 | Constant | 1 | [23 empty] | From eQ_Lib.dat in MASControl 2017
Hourly Report Schedule | Reports | ON_OFF | Wknd | 2014-01-01 | 2014-12-31 | Constant | 1 | [23 empty] | From eQ_Lib.dat in MASControl 2017
Hourly Report Schedule | Reports | ON_OFF | WntrDsn | 2014-01-01 | 2014-12-31 | Constant | 0 | [23 empty] | From eQ_Lib.dat in MASControl 2017
Hourly Report Schedule | Reports | ON_OFF | SmrDsn | 2014-01-01 | 2014-12-31 | Constant | 0 | [23 empty] | From eQ_Lib.dat in MASControl 2017
Hourly Report Schedule | Reports | ON_OFF | Hol | 2014-01-01 | 2014-12-31 | Constant | 1 | [23 empty] | From eQ_Lib.dat in MASControl 2017
D_DMo_Living_SCRef_Yr | SCRef | FRACTION | Default¦SmrDsn¦WntrDsn¦Hol | 2014-01-01 | 2014-12-31 | Constant | 1 | [23 empty] | From eQ_Lib.dat in MASControl 2017
D_MFm_Living_SCRef_Yr | SCRef | FRACTION | Default¦SmrDsn¦WntrDsn¦Hol | 2014-01-01 | 2014-12-31 | Constant | 1 | [23 empty] | From eQ_Lib.dat in MASControl 2017
D_SFm_Gar_SCRef_Yr | SCRef | FRACTION | Default¦SmrDsn¦WntrDsn¦Hol | 2014-01-01 | 2014-12-31 | Constant | 1 | [23 empty] | From eQ_Lib.dat in MASControl 2017
D_SFm_Living_SCRef_Yr | SCRef | FRACTION | Default¦SmrDsn¦WntrDsn¦Hol | 2014-01-01 | 2014-12-31 | Constant | 1 | [23 empty] | From eQ_Lib.dat in MASControl 2017
ApartmentHighRise SHW Latent fract sched | Service Water Heating |  | Default¦WntrDsn¦SmrDsn | 2014-01-01 | 2014-12-31 | Constant | 0.05 | [23 empty] | From DOE Prototype Buildings
ApartmentHighRise SHW Sensible fract sched | Service Water Heating |  | Default¦WntrDsn¦SmrDsn | 2014-01-01 | 2014-12-31 | Constant | 0.2 | [23 empty] | From DOE Prototype Buildings
ApartmentHighRise SHW SUPPLY TEMP SCHED | Service Water Heating | C | Default¦WntrDsn¦SmrDsn | 2014-01-01 | 2014-12-31 | Constant | 55 | [23 empty] | From DOE Prototype Buildings
ApartmentHighRise SHW TARGET TEMP SCHED | Service Water Heating | C | Default¦WntrDsn¦SmrDsn | 2014-01-01 | 2014-12-31 | Constant | 60 | [23 empty] | From DOE Prototype Buildings
ApartmentHighRise SHWSys1 Water Heater Ambient Temperature Schedule | Service Water Heating | C | Default¦WntrDsn¦SmrDsn | 2014-01-01 | 2014-12-31 | Constant | 22 | [23 empty] | From DOE Prototype Buildings
ApartmentHighRise SHWSys1 Water Heater Setpoint Temperature Schedule | Service Water Heating | C | Default¦WntrDsn¦SmrDsn | 2014-01-01 | 2014-12-31 | Constant | 60 | [23 empty] | From DOE Prototype Buildings
ApartmentHighRise SHWSys1-Loop-Temp-Schedule | Service Water Heating | C | Default¦WntrDsn¦SmrDsn | 2014-01-01 | 2014-12-31 | Constant | 60 | [23 empty] | From DOE Prototype Buildings
Courthouse BLDG_SWH_SCH | Service Water Heating |  | Default | 2014-01-01 | 2014-12-31 | Hourly | 0 | 0 | 0 | 0 | 0 | 0 | 0.04 | 0.04 | 0.04 | 0.04 | 0.04 | 0.06 | 0.06 | 0.09 | 0.06 | 0.04 | 0.04 | 0.04 | 0 | 0 | 0 | 0 | 0 | 0 | Used OfficeMedium BLDG_SWH_SCH
Courthouse BLDG_SWH_SCH | Service Water Heating |  | WntrDsn¦Sat | 2014-01-01 | 2014-12-31 | Hourly | 0 | 0 | 0 | 0 | 0 | 0 | 0.07 | 0.11 | 0.15 | 0.21 | 0.19 | 0.23 | 0.2 | 0.19 | 0.15 | 0.13 | 0.14 | 0.07 | 0.07 | 0 | 0 | 0 | 0 | 0 | Used OfficeMedium BLDG_SWH_SCH
Courthouse BLDG_SWH_SCH | Service Water Heating |  | SmrDsn¦Wkdy | 2014-01-01 | 2014-12-31 | Hourly | 0 | 0 | 0 | 0 | 0 | 0 | 0.07 | 0.19 | 0.35 | 0.38 | 0.39 | 0.47 | 0.57 | 0.54 | 0.34 | 0.33 | 0.44 | 0.26 | 0.21 | 0.15 | 0.17 | 0.08 | 0.05 | 0.05 | Used OfficeMedium BLDG_SWH_SCH
D_Asm_All_DHW_DHW_Yr | Service Water Heating | FRACTION | Default¦Wkdy | 2014-01-01 | 2014-12-31 | Hourly | 0 | 0 | 0 | 0 | 0 | 0 | 0 | 0.1125 | 0.2875 | 0.625 | 0.7 | 0.875 | 0.7 | 0.875 | 0.625 | 0.625 | 0.85 | 0.75 | 0.65 | 0.575 | 0.525 | 0 | 0 | 0 | From eQ_Lib.dat in MASControl 2017
D_Asm_All_DHW_DHW_Yr | Service Water Heating | FRACTION | Wknd | 2014-01-01 | 2014-12-31 | Hourly | 0 | 0 | 0 | 0 | 0 | 0 | 0 | 0.0625 | 0.1 | 0.4375 | 0.5125 | 0.725 | 0.625 | 0.725 | 0.4375 | 0.4375 | 0.6625 | 0.7 | 0.6125 | 0.5375 | 0.525 | 0 | 0 | 0 | From eQ_Lib.dat in MASControl 2017
D_Asm_All_DHW_DHW_Yr | Service Water Heating | FRACTION | WntrDsn | 2014-01-01 | 2014-12-31 | Hourly | 0 | 0 | 0 | 0 | 0 | 0 | 0 | 0.1125 | 0.2875 | 0.625 | 0.7 | 0.875 | 0.7 | 0.875 | 0.625 | 0.625 | 0.85 | 0.75 | 0.65 | 0.575 | 0.525 | 0 | 0 | 0 | From eQ_Lib.dat in MASControl 2017
D_Asm_All_DHW_DHW_Yr | Service Water Heating | FRACTION | SmrDsn | 2014-01-01 | 2014-12-31 | Hourly | 0 | 0 | 0 | 0 | 0 | 0 | 0 | 0.1125 | 0.2875 | 0.625 | 0.7 | 0.875 | 0.7 | 0.875 | 0.625 | 0.625 | 0.85 | 0.75 | 0.65 | 0.575 | 0.525 | 0 | 0 | 0 | From eQ_Lib.dat in MASControl 2017
D_Asm_All_DHW_DHW_Yr | Service Water Heating | FRACTION | Hol | 2014-01-01 | 2014-12-31 | Hourly | 0 | 0 | 0 | 0 | 0 | 0 | 0 | 0.0625 | 0.1 | 0.4375 | 0.5125 | 0.725 | 0.625 | 0.725 | 0.4375 | 0.4375 | 0.6625 | 0.7 | 0.6125 | 0.5375 | 0.525 | 0 | 0 | 0 | From eQ_Lib.dat in MASControl 2017
D_DMo_All_DHW_Bath_Yr | Service Water Heating | FRACTION | Default¦SmrDsn¦WntrDsn¦Hol | 2014-01-01 | 2014-12-31 | Hourly | 0.0077 | 0.0039 | 0.0039 | 0.0039 | 0.0077 | 0.0193 | 0.0463 | 0.0579 | 0.0656 | 0.0579 | 0.0463 | 0.0347 | 0.0309 | 0.0232 | 0.0232 | 0.0232 | 0.0386 | 0.0463 | 0.0772 | 0.1004 | 0.1004 | 0.0772 | 0.0656 | 0.0386 | From eQ_Lib.dat in MASControl 2017
D_DMo_All_DHW_Shwr_Yr | Service Water Heating | FRACTION | Default¦SmrDsn¦WntrDsn¦Hol | 2014-01-01 | 2014-12-31 | Hourly | 0.0107 | 0.0049 | 0.0034 | 0.0049 | 0.0136 | 0.0515 | 0.1176 | 0.1166 | 0.0948 | 0.0743 | 0.0598 | 0.0471 | 0.034 | 0.0292 | 0.0253 | 0.0262 | 0.0301 | 0.0389 | 0.0423 | 0.0423 | 0.0418 | 0.0408 | 0.0292 | 0.0209 | From eQ_Lib.dat in MASControl 2017
D_DMo_All_DHW_Sink_Yr | Service Water Heating | FRACTION | Default¦SmrDsn¦WntrDsn¦Hol | 2014-01-01 | 2014-12-31 | Hourly | 0.0142 | 0.0068 | 0.0051 | 0.0051 | 0.0068 | 0.0181 | 0.0425 | 0.0623 | 0.0657 | 0.0618 | 0.0544 | 0.0499 | 0.0487 | 0.0453 | 0.0414 | 0.0431 | 0.0482 | 0.0652 | 0.0748 | 0.0691 | 0.0567 | 0.0482 | 0.0397 | 0.0272 | From eQ_Lib.dat in MASControl 2017
D_ECC_All_DHW_DHW_Yr | Service Water Heating | FRACTION | Default¦SmrDsn¦WntrDsn | 2014-01-01 | 2014-01-11 | Constant | 0 | [23 empty] | From eQ_Lib.dat in MASControl 2017
D_ECC_All_DHW_DHW_Yr | Service Water Heating | FRACTION | Default¦Wkdy | 2014-01-12 | 2014-04-03 | Hourly | 0 | 0 | 0 | 0 | 0 | 0 | 0 | 0.9 | 0.9 | 0.9 | 0.9 | 0.9 | 0.6 | 0.6 | 0.6 | 0.6 | 0.6 | 1 | 1 | 1 | 1 | 0 | 0 | 0 | From eQ_Lib.dat in MASControl 2017
D_ECC_All_DHW_DHW_Yr | Service Water Heating | FRACTION | Sat | 2014-01-12 | 2014-04-03 | Hourly | 0 | 0 | 0 | 0 | 0 | 0 | 0 | 0.5 | 0.5 | 0.5 | 0.5 | 0.5 | 0.5 | 0.5 | 0.5 | 0.5 | 0 | 0 | 0 | 0 | 0 | 0 | 0 | 0 | From eQ_Lib.dat in MASControl 2017
D_ECC_All_DHW_DHW_Yr | Service Water Heating | FRACTION | Sun | 2014-01-12 | 2014-04-03 | Constant | 0 | [23 empty] | From eQ_Lib.dat in MASControl 2017
D_ECC_All_DHW_DHW_Yr | Service Water Heating | FRACTION | Default¦SmrDsn¦WntrDsn | 2014-04-04 | 2014-04-12 | Constant | 0 | [23 empty] | From eQ_Lib.dat in MASControl 2017
D_ECC_All_DHW_DHW_Yr | Service Water Heating | FRACTION | Default¦Wkdy | 2014-04-13 | 2014-05-22 | Hourly | 0 | 0 | 0 | 0 | 0 | 0 | 0 | 0.9 | 0.9 | 0.9 | 0.9 | 0.9 | 0.6 | 0.6 | 0.6 | 0.6 | 0.6 | 1 | 1 | 1 | 1 | 0 | 0 | 0 | From eQ_Lib.dat in MASControl 2017
D_ECC_All_DHW_DHW_Yr | Service Water Heating | FRACTION | Sat | 2014-04-13 | 2014-05-22 | Hourly | 0 | 0 | 0 | 0 | 0 | 0 | 0 | 0.5 | 0.5 | 0.5 | 0.5 | 0.5 | 0.5 | 0.5 | 0.5 | 0.5 | 0 | 0 | 0 | 0 | 0 | 0 | 0 | 0 | From eQ_Lib.dat in MASControl 2017
D_ECC_All_DHW_DHW_Yr | Service Water Heating | FRACTION | Sun | 2014-04-13 | 2014-05-22 | Constant | 0 | [23 empty] | From eQ_Lib.dat in MASControl 2017
D_ECC_All_DHW_DHW_Yr | Service Water Heating | FRACTION | Default¦SmrDsn¦WntrDsn | 2014-05-23 | 2014-05-31 | Constant | 0 | [23 empty] | From eQ_Lib.dat in MASControl 2017
D_ECC_All_DHW_DHW_Yr | Service Water Heating | FRACTION | Default¦Wkdy | 2014-06-01 | 2014-08-07 | Hourly | 0 | 0 | 0 | 0 | 0 | 0 | 0 | 0.35 | 0.35 | 0.35 | 0.35 | 0.35 | 0.25 | 0.25 | 0.25 | 0.25 | 0.25 | 0.4 | 0.4 | 0.4 | 0.4 | 0 | 0 | 0 | From eQ_Lib.dat in MASControl 2017
D_ECC_All_DHW_DHW_Yr | Service Water Heating | FRACTION | Wknd | 2014-06-01 | 2014-08-07 | Constant | 0 | [23 empty] | From eQ_Lib.dat in MASControl 2017
D_ECC_All_DHW_DHW_Yr | Service Water Heating | FRACTION | Default¦SmrDsn¦WntrDsn | 2014-08-08 | 2014-08-16 | Constant | 0 | [23 empty] | From eQ_Lib.dat in MASControl 2017
D_ECC_All_DHW_DHW_Yr | Service Water Heating | FRACTION | Default¦Wkdy | 2014-08-17 | 2014-12-11 | Hourly | 0 | 0 | 0 | 0 | 0 | 0 | 0 | 0.9 | 0.9 | 0.9 | 0.9 | 0.9 | 0.6 | 0.6 | 0.6 | 0.6 | 0.6 | 1 | 1 | 1 | 1 | 0 | 0 | 0 | From eQ_Lib.dat in MASControl 2017
D_ECC_All_DHW_DHW_Yr | Service Water Heating | FRACTION | Sat | 2014-08-17 | 2014-12-11 | Hourly | 0 | 0 | 0 | 0 | 0 | 0 | 0 | 0.5 | 0.5 | 0.5 | 0.5 | 0.5 | 0.5 | 0.5 | 0.5 | 0.5 | 0 | 0 | 0 | 0 | 0 | 0 | 0 | 0 | From eQ_Lib.dat in MASControl 2017
D_ECC_All_DHW_DHW_Yr | Service Water Heating | FRACTION | Sun | 2014-08-17 | 2014-12-11 | Constant | 0 | [23 empty] | From eQ_Lib.dat in MASControl 2017
D_ECC_All_DHW_DHW_Yr | Service Water Heating | FRACTION | Default¦SmrDsn¦WntrDsn | 2014-12-12 | 2014-12-31 | Constant | 0 | [23 empty] | From eQ_Lib.dat in MASControl 2017
D_ECC_All_DHW_DHW_Yr | Service Water Heating | FRACTION | WntrDsn | 2014-01-01 | 2014-12-31 | Hourly | 0 | 0 | 0 | 0 | 0 | 0 | 0 | 0.35 | 0.35 | 0.35 | 0.35 | 0.35 | 0.25 | 0.25 | 0.25 | 0.25 | 0.25 | 0.4 | 0.4 | 0.4 | 0.4 | 0 | 0 | 0 | From eQ_Lib.dat in MASControl 2017
D_ECC_All_DHW_DHW_Yr | Service Water Heating | FRACTION | SmrDsn | 2014-01-01 | 2014-12-31 | Hourly | 0 | 0 | 0 | 0 | 0 | 0 | 0 | 0.9 | 0.9 | 0.9 | 0.9 | 0.9 | 0.6 | 0.6 | 0.6 | 0.6 | 0.6 | 1 | 1 | 1 | 1 | 0 | 0 | 0 | From eQ_Lib.dat in MASControl 2017
D_ECC_All_DHW_DHW_Yr | Service Water Heating | FRACTION | Hol | 2014-01-01 | 2014-12-31 | Constant | 0 | [23 empty] | From eQ_Lib.dat in MASControl 2017
D_EPr_All_DHW_DHW_Yr | Service Water Heating | FRACTION | Default¦SmrDsn¦WntrDsn | 2014-01-01 | 2014-01-04 | Constant | 0 | [23 empty] | From eQ_Lib.dat in MASControl 2017
D_EPr_All_DHW_DHW_Yr | Service Water Heating | FRACTION | Default¦Wkdy | 2014-01-05 | 2014-04-03 | Hourly | 0 | 0 | 0 | 0 | 0 | 0 | 0 | 0.6 | 0.6 | 1 | 1 | 1 | 1 | 1 | 0.5 | 0.5 | 0.5 | 0.5 | 0.1 | 0 | 0 | 0 | 0 | 0 | From eQ_Lib.dat in MASControl 2017
D_EPr_All_DHW_DHW_Yr | Service Water Heating | FRACTION | Sat | 2014-01-05 | 2014-04-03 | Hourly | 0 | 0 | 0 | 0 | 0 | 0 | 0 | 0.3 | 0.3 | 0.3 | 0.3 | 0.3 | 0.3 | 0.3 | 0.3 | 0.3 | 0 | 0 | 0 | 0 | 0 | 0 | 0 | 0 | From eQ_Lib.dat in MASControl 2017
D_EPr_All_DHW_DHW_Yr | Service Water Heating | FRACTION | Sun | 2014-01-05 | 2014-04-03 | Constant | 0 | [23 empty] | From eQ_Lib.dat in MASControl 2017
D_EPr_All_DHW_DHW_Yr | Service Water Heating | FRACTION | Default¦SmrDsn¦WntrDsn | 2014-04-04 | 2014-04-12 | Constant | 0 | [23 empty] | From eQ_Lib.dat in MASControl 2017
D_EPr_All_DHW_DHW_Yr | Service Water Heating | FRACTION | Default¦Wkdy | 2014-04-13 | 2014-06-12 | Hourly | 0 | 0 | 0 | 0 | 0 | 0 | 0 | 0.6 | 0.6 | 1 | 1 | 1 | 1 | 1 | 0.5 | 0.5 | 0.5 | 0.5 | 0.1 | 0 | 0 | 0 | 0 | 0 | From eQ_Lib.dat in MASControl 2017
D_EPr_All_DHW_DHW_Yr | Service Water Heating | FRACTION | Sat | 2014-04-13 | 2014-06-12 | Hourly | 0 | 0 | 0 | 0 | 0 | 0 | 0 | 0.3 | 0.3 | 0.3 | 0.3 | 0.3 | 0.3 | 0.3 | 0.3 | 0.3 | 0 | 0 | 0 | 0 | 0 | 0 | 0 | 0 | From eQ_Lib.dat in MASControl 2017
D_EPr_All_DHW_DHW_Yr | Service Water Heating | FRACTION | Sun | 2014-04-13 | 2014-06-12 | Constant | 0 | [23 empty] | From eQ_Lib.dat in MASControl 2017
D_EPr_All_DHW_DHW_Yr | Service Water Heating | FRACTION | Default¦SmrDsn¦WntrDsn | 2014-06-13 | 2014-08-16 | Constant | 0 | [23 empty] | From eQ_Lib.dat in MASControl 2017
D_EPr_All_DHW_DHW_Yr | Service Water Heating | FRACTION | Default¦Wkdy | 2014-08-17 | 2014-12-11 | Hourly | 0 | 0 | 0 | 0 | 0 | 0 | 0 | 0.6 | 0.6 | 1 | 1 | 1 | 1 | 1 | 0.5 | 0.5 | 0.5 | 0.5 | 0.1 | 0 | 0 | 0 | 0 | 0 | From eQ_Lib.dat in MASControl 2017
D_EPr_All_DHW_DHW_Yr | Service Water Heating | FRACTION | Sat | 2014-08-17 | 2014-12-11 | Hourly | 0 | 0 | 0 | 0 | 0 | 0 | 0 | 0.3 | 0.3 | 0.3 | 0.3 | 0.3 | 0.3 | 0.3 | 0.3 | 0.3 | 0 | 0 | 0 | 0 | 0 | 0 | 0 | 0 | From eQ_Lib.dat in MASControl 2017
D_EPr_All_DHW_DHW_Yr | Service Water Heating | FRACTION | Sun | 2014-08-17 | 2014-12-11 | Constant | 0 | [23 empty] | From eQ_Lib.dat in MASControl 2017
D_EPr_All_DHW_DHW_Yr | Service Water Heating | FRACTION | Default¦SmrDsn¦WntrDsn | 2014-12-12 | 2014-12-31 | Constant | 0 | [23 empty] | From eQ_Lib.dat in MASControl 2017
D_EPr_All_DHW_DHW_Yr | Service Water Heating | FRACTION | WntrDsn | 2014-01-01 | 2014-12-31 | Hourly | 0 | 0 | 0 | 0 | 0 | 0 | 0 | 0.6 | 0.6 | 1 | 1 | 1 | 1 | 1 | 0.5 | 0.5 | 0.5 | 0.5 | 0.1 | 0 | 0 | 0 | 0 | 0 | From eQ_Lib.dat in MASControl 2017
D_EPr_All_DHW_DHW_Yr | Service Water Heating | FRACTION | SmrDsn | 2014-01-01 | 2014-12-31 | Hourly | 0 | 0 | 0 | 0 | 0 | 0 | 0 | 0.6 | 0.6 | 1 | 1 | 1 | 1 | 1 | 0.5 | 0.5 | 0.5 | 0.5 | 0.1 | 0 | 0 | 0 | 0 | 0 | From eQ_Lib.dat in MASControl 2017
D_EPr_All_DHW_DHW_Yr | Service Water Heating | FRACTION | Hol | 2014-01-01 | 2014-12-31 | Constant | 0 | [23 empty] | From eQ_Lib.dat in MASControl 2017
D_ERC_All_DHW_DHW_Yr | Service Water Heating | FRACTION | Default¦SmrDsn¦WntrDsn | 2014-01-01 | 2014-01-04 | Constant | 0 | [23 empty] | From eQ_Lib.dat in MASControl 2017
D_ERC_All_DHW_DHW_Yr | Service Water Heating | FRACTION | Default¦Wkdy | 2014-01-05 | 2014-04-03 | Hourly | 0 | 0 | 0 | 0 | 0 | 0 | 0 | 0.6 | 0.6 | 1 | 1 | 1 | 1 | 1 | 0.5 | 0.5 | 0.5 | 0.5 | 0.1 | 0 | 0 | 0 | 0 | 0 | From eQ_Lib.dat in MASControl 2017
D_ERC_All_DHW_DHW_Yr | Service Water Heating | FRACTION | Sat | 2014-01-05 | 2014-04-03 | Hourly | 0 | 0 | 0 | 0 | 0 | 0 | 0 | 0.3 | 0.3 | 0.3 | 0.3 | 0.3 | 0.3 | 0.3 | 0.3 | 0.3 | 0 | 0 | 0 | 0 | 0 | 0 | 0 | 0 | From eQ_Lib.dat in MASControl 2017
D_ERC_All_DHW_DHW_Yr | Service Water Heating | FRACTION | Sun | 2014-01-05 | 2014-04-03 | Constant | 0 | [23 empty] | From eQ_Lib.dat in MASControl 2017
D_ERC_All_DHW_DHW_Yr | Service Water Heating | FRACTION | Default¦SmrDsn¦WntrDsn | 2014-04-04 | 2014-04-12 | Constant | 0 | [23 empty] | From eQ_Lib.dat in MASControl 2017
D_ERC_All_DHW_DHW_Yr | Service Water Heating | FRACTION | Default¦Wkdy | 2014-04-13 | 2014-06-12 | Hourly | 0 | 0 | 0 | 0 | 0 | 0 | 0 | 0.6 | 0.6 | 1 | 1 | 1 | 1 | 1 | 0.5 | 0.5 | 0.5 | 0.5 | 0.1 | 0 | 0 | 0 | 0 | 0 | From eQ_Lib.dat in MASControl 2017
D_ERC_All_DHW_DHW_Yr | Service Water Heating | FRACTION | Sat | 2014-04-13 | 2014-06-12 | Hourly | 0 | 0 | 0 | 0 | 0 | 0 | 0 | 0.3 | 0.3 | 0.3 | 0.3 | 0.3 | 0.3 | 0.3 | 0.3 | 0.3 | 0 | 0 | 0 | 0 | 0 | 0 | 0 | 0 | From eQ_Lib.dat in MASControl 2017
D_ERC_All_DHW_DHW_Yr | Service Water Heating | FRACTION | Sun | 2014-04-13 | 2014-06-12 | Constant | 0 | [23 empty] | From eQ_Lib.dat in MASControl 2017
D_ERC_All_DHW_DHW_Yr | Service Water Heating | FRACTION | Default¦SmrDsn¦WntrDsn | 2014-06-13 | 2014-08-16 | Constant | 0 | [23 empty] | From eQ_Lib.dat in MASControl 2017
D_ERC_All_DHW_DHW_Yr | Service Water Heating | FRACTION | Default¦Wkdy | 2014-08-17 | 2014-12-11 | Hourly | 0 | 0 | 0 | 0 | 0 | 0 | 0 | 0.6 | 0.6 | 1 | 1 | 1 | 1 | 1 | 0.5 | 0.5 | 0.5 | 0.5 | 0.1 | 0 | 0 | 0 | 0 | 0 | From eQ_Lib.dat in MASControl 2017
D_ERC_All_DHW_DHW_Yr | Service Water Heating | FRACTION | Sat | 2014-08-17 | 2014-12-11 | Hourly | 0 | 0 | 0 | 0 | 0 | 0 | 0 | 0.3 | 0.3 | 0.3 | 0.3 | 0.3 | 0.3 | 0.3 | 0.3 | 0.3 | 0 | 0 | 0 | 0 | 0 | 0 | 0 | 0 | From eQ_Lib.dat in MASControl 2017
D_ERC_All_DHW_DHW_Yr | Service Water Heating | FRACTION | Sun | 2014-08-17 | 2014-12-11 | Constant | 0 | [23 empty] | From eQ_Lib.dat in MASControl 2017
D_ERC_All_DHW_DHW_Yr | Service Water Heating | FRACTION | Default¦SmrDsn¦WntrDsn | 2014-12-12 | 2014-12-31 | Constant | 0 | [23 empty] | From eQ_Lib.dat in MASControl 2017
D_ERC_All_DHW_DHW_Yr | Service Water Heating | FRACTION | WntrDsn | 2014-01-01 | 2014-12-31 | Hourly | 0 | 0 | 0 | 0 | 0 | 0 | 0 | 0.6 | 0.6 | 1 | 1 | 1 | 1 | 1 | 0.5 | 0.5 | 0.5 | 0.5 | 0.1 | 0 | 0 | 0 | 0 | 0 | From eQ_Lib.dat in MASControl 2017
D_ERC_All_DHW_DHW_Yr | Service Water Heating | FRACTION | SmrDsn | 2014-01-01 | 2014-12-31 | Hourly | 0 | 0 | 0 | 0 | 0 | 0 | 0 | 0.6 | 0.6 | 1 | 1 | 1 | 1 | 1 | 0.5 | 0.5 | 0.5 | 0.5 | 0.1 | 0 | 0 | 0 | 0 | 0 | From eQ_Lib.dat in MASControl 2017
D_ERC_All_DHW_DHW_Yr | Service Water Heating | FRACTION | Hol | 2014-01-01 | 2014-12-31 | Constant | 0 | [23 empty] | From eQ_Lib.dat in MASControl 2017
D_ESe_All_DHW_DHW_Yr | Service Water Heating | FRACTION | Default¦SmrDsn¦WntrDsn | 2014-01-01 | 2014-01-04 | Constant | 0 | [23 empty] | From eQ_Lib.dat in MASControl 2017
D_ESe_All_DHW_DHW_Yr | Service Water Heating | FRACTION | Default¦Wkdy | 2014-01-05 | 2014-04-03 | Hourly | 0 | 0 | 0 | 0 | 0 | 0 | 0 | 0.6 | 0.6 | 1 | 1 | 1 | 1 | 1 | 0.5 | 0.5 | 0.5 | 0.5 | 0.1 | 0 | 0 | 0 | 0 | 0 | From eQ_Lib.dat in MASControl 2017
D_ESe_All_DHW_DHW_Yr | Service Water Heating | FRACTION | Sat | 2014-01-05 | 2014-04-03 | Hourly | 0 | 0 | 0 | 0 | 0 | 0 | 0 | 0.3 | 0.3 | 0.3 | 0.3 | 0.3 | 0.3 | 0.3 | 0.3 | 0.3 | 0 | 0 | 0 | 0 | 0 | 0 | 0 | 0 | From eQ_Lib.dat in MASControl 2017
D_ESe_All_DHW_DHW_Yr | Service Water Heating | FRACTION | Sun | 2014-01-05 | 2014-04-03 | Constant | 0 | [23 empty] | From eQ_Lib.dat in MASControl 2017
D_ESe_All_DHW_DHW_Yr | Service Water Heating | FRACTION | Default¦SmrDsn¦WntrDsn | 2014-04-04 | 2014-04-12 | Constant | 0 | [23 empty] | From eQ_Lib.dat in MASControl 2017
D_ESe_All_DHW_DHW_Yr | Service Water Heating | FRACTION | Default¦Wkdy | 2014-04-13 | 2014-06-12 | Hourly | 0 | 0 | 0 | 0 | 0 | 0 | 0 | 0.6 | 0.6 | 1 | 1 | 1 | 1 | 1 | 0.5 | 0.5 | 0.5 | 0.5 | 0.1 | 0 | 0 | 0 | 0 | 0 | From eQ_Lib.dat in MASControl 2017
D_ESe_All_DHW_DHW_Yr | Service Water Heating | FRACTION | Sat | 2014-04-13 | 2014-06-12 | Hourly | 0 | 0 | 0 | 0 | 0 | 0 | 0 | 0.3 | 0.3 | 0.3 | 0.3 | 0.3 | 0.3 | 0.3 | 0.3 | 0.3 | 0 | 0 | 0 | 0 | 0 | 0 | 0 | 0 | From eQ_Lib.dat in MASControl 2017
D_ESe_All_DHW_DHW_Yr | Service Water Heating | FRACTION | Sun | 2014-04-13 | 2014-06-12 | Constant | 0 | [23 empty] | From eQ_Lib.dat in MASControl 2017
D_ESe_All_DHW_DHW_Yr | Service Water Heating | FRACTION | Default¦SmrDsn¦WntrDsn | 2014-06-13 | 2014-08-16 | Constant | 0 | [23 empty] | From eQ_Lib.dat in MASControl 2017
D_ESe_All_DHW_DHW_Yr | Service Water Heating | FRACTION | Default¦Wkdy | 2014-08-17 | 2014-12-11 | Hourly | 0 | 0 | 0 | 0 | 0 | 0 | 0 | 0.6 | 0.6 | 1 | 1 | 1 | 1 | 1 | 0.5 | 0.5 | 0.5 | 0.5 | 0.1 | 0 | 0 | 0 | 0 | 0 | From eQ_Lib.dat in MASControl 2017
D_ESe_All_DHW_DHW_Yr | Service Water Heating | FRACTION | Sat | 2014-08-17 | 2014-12-11 | Hourly | 0 | 0 | 0 | 0 | 0 | 0 | 0 | 0.3 | 0.3 | 0.3 | 0.3 | 0.3 | 0.3 | 0.3 | 0.3 | 0.3 | 0 | 0 | 0 | 0 | 0 | 0 | 0 | 0 | From eQ_Lib.dat in MASControl 2017
D_ESe_All_DHW_DHW_Yr | Service Water Heating | FRACTION | Sun | 2014-08-17 | 2014-12-11 | Constant | 0 | [23 empty] | From eQ_Lib.dat in MASControl 2017
D_ESe_All_DHW_DHW_Yr | Service Water Heating | FRACTION | Default¦SmrDsn¦WntrDsn | 2014-12-12 | 2014-12-31 | Constant | 0 | [23 empty] | From eQ_Lib.dat in MASControl 2017
D_ESe_All_DHW_DHW_Yr | Service Water Heating | FRACTION | WntrDsn | 2014-01-01 | 2014-12-31 | Hourly | 0 | 0 | 0 | 0 | 0 | 0 | 0 | 0.6 | 0.6 | 1 | 1 | 1 | 1 | 1 | 0.5 | 0.5 | 0.5 | 0.5 | 0.1 | 0 | 0 | 0 | 0 | 0 | From eQ_Lib.dat in MASControl 2017
D_ESe_All_DHW_DHW_Yr | Service Water Heating | FRACTION | SmrDsn | 2014-01-01 | 2014-12-31 | Hourly | 0 | 0 | 0 | 0 | 0 | 0 | 0 | 0.6 | 0.6 | 1 | 1 | 1 | 1 | 1 | 0.5 | 0.5 | 0.5 | 0.5 | 0.1 | 0 | 0 | 0 | 0 | 0 | From eQ_Lib.dat in MASControl 2017
D_ESe_All_DHW_DHW_Yr | Service Water Heating | FRACTION | Hol | 2014-01-01 | 2014-12-31 | Constant | 0 | [23 empty] | From eQ_Lib.dat in MASControl 2017
D_EUn_All_DHW_DHW_Yr | Service Water Heating | FRACTION | Default¦SmrDsn¦WntrDsn | 2014-01-01 | 2014-01-11 | Constant | 0 | [23 empty] | From eQ_Lib.dat in MASControl 2017
D_EUn_All_DHW_DHW_Yr | Service Water Heating | FRACTION | Default¦Wkdy | 2014-01-12 | 2014-04-03 | Hourly | 0.0175 | 0.0175 | 0.0175 | 0.0175 | 0.0175 | 0.07 | 0.28 | 0.545 | 1 | 1 | 1 | 0.854 | 0.654 | 0.861 | 1 | 1 | 1 | 0.736 | 0.892 | 0.904 | 0.702 | 0.372 | 0.125 | 0.085 | From eQ_Lib.dat in MASControl 2017
D_EUn_All_DHW_DHW_Yr | Service Water Heating | FRACTION | Sat | 2014-01-12 | 2014-04-03 | Hourly | 0.0175 | 0.0175 | 0.0175 | 0.0175 | 0.0175 | 0.0175 | 0.07 | 0.255 | 0.515 | 0.855 | 0.7325 | 0.6525 | 0.5725 | 0.6125 | 0.7625 | 0.7975 | 0.5225 | 0.396 | 0.248 | 0.105 | 0.084 | 0.063 | 0.07 | 0.035 | From eQ_Lib.dat in MASControl 2017
D_EUn_All_DHW_DHW_Yr | Service Water Heating | FRACTION | Sun | 2014-01-12 | 2014-04-03 | Hourly | 0.0175 | 0.0175 | 0.0175 | 0.0175 | 0.0175 | 0.0175 | 0.0175 | 0.07 | 0.105 | 0.105 | 0.19 | 0.155 | 0.0525 | 0.07 | 0.0875 | 0.105 | 0.1225 | 0.07 | 0.0525 | 0.035 | 0.035 | 0.035 | 0.07 | 0.035 | From eQ_Lib.dat in MASControl 2017
D_EUn_All_DHW_DHW_Yr | Service Water Heating | FRACTION | Default¦SmrDsn¦WntrDsn | 2014-04-04 | 2014-04-12 | Constant | 0 | [23 empty] | From eQ_Lib.dat in MASControl 2017
D_EUn_All_DHW_DHW_Yr | Service Water Heating | FRACTION | Default¦Wkdy | 2014-04-13 | 2014-05-22 | Hourly | 0.0175 | 0.0175 | 0.0175 | 0.0175 | 0.0175 | 0.07 | 0.28 | 0.545 | 1 | 1 | 1 | 0.854 | 0.654 | 0.861 | 1 | 1 | 1 | 0.736 | 0.892 | 0.904 | 0.702 | 0.372 | 0.125 | 0.085 | From eQ_Lib.dat in MASControl 2017
D_EUn_All_DHW_DHW_Yr | Service Water Heating | FRACTION | Sat | 2014-04-13 | 2014-05-22 | Hourly | 0.0175 | 0.0175 | 0.0175 | 0.0175 | 0.0175 | 0.0175 | 0.07 | 0.255 | 0.515 | 0.855 | 0.7325 | 0.6525 | 0.5725 | 0.6125 | 0.7625 | 0.7975 | 0.5225 | 0.396 | 0.248 | 0.105 | 0.084 | 0.063 | 0.07 | 0.035 | From eQ_Lib.dat in MASControl 2017
D_EUn_All_DHW_DHW_Yr | Service Water Heating | FRACTION | Sun | 2014-04-13 | 2014-05-22 | Hourly | 0.0175 | 0.0175 | 0.0175 | 0.0175 | 0.0175 | 0.0175 | 0.0175 | 0.07 | 0.105 | 0.105 | 0.19 | 0.155 | 0.0525 | 0.07 | 0.0875 | 0.105 | 0.1225 | 0.07 | 0.0525 | 0.035 | 0.035 | 0.035 | 0.07 | 0.035 | From eQ_Lib.dat in MASControl 2017
D_EUn_All_DHW_DHW_Yr | Service Water Heating | FRACTION | Default¦SmrDsn¦WntrDsn | 2014-05-23 | 2014-05-31 | Constant | 0 | [23 empty] | From eQ_Lib.dat in MASControl 2017
D_EUn_All_DHW_DHW_Yr | Service Water Heating | FRACTION | Default¦Wkdy | 2014-06-01 | 2014-08-07 | Hourly | 0.01 | 0.01 | 0.01 | 0.01 | 0.01 | 0.035 | 0.14 | 0.4345 | 0.3775 | 0.374 | 0.367 | 0.359 | 0.2264 | 0.2477 | 0.2575 | 0.2575 | 0.2645 | 0.442 | 0.384 | 0.37 | 0.349 | 0.025 | 0.0215 | 0.0215 | From eQ_Lib.dat in MASControl 2017
D_EUn_All_DHW_DHW_Yr | Service Water Heating | FRACTION | Sat | 2014-06-01 | 2014-08-07 | Hourly | 0.01 | 0.01 | 0.01 | 0.01 | 0.01 | 0.01 | 0.035 | 0.2515 | 0.2555 | 0.2575 | 0.1963 | 0.1977 | 0.1996 | 0.1903 | 0.2253 | 0.2428 | 0.0653 | 0.0653 | 0.0565 | 0.0438 | 0.035 | 0.0263 | 0.028 | 0.014 | From eQ_Lib.dat in MASControl 2017
D_EUn_All_DHW_DHW_Yr | Service Water Heating | FRACTION | Sun | 2014-06-01 | 2014-08-07 | Hourly | 0.01 | 0.01 | 0.01 | 0.01 | 0.01 | 0.01 | 0.01 | 0.035 | 0.0525 | 0.0525 | 0.039 | 0.0215 | 0.0263 | 0.035 | 0.0438 | 0.0525 | 0.0613 | 0.035 | 0.0263 | 0.0175 | 0.0175 | 0.0175 | 0.035 | 0.0175 | From eQ_Lib.dat in MASControl 2017
D_EUn_All_DHW_DHW_Yr | Service Water Heating | FRACTION | Default¦SmrDsn¦WntrDsn | 2014-08-08 | 2014-08-16 | Constant | 0 | [23 empty] | From eQ_Lib.dat in MASControl 2017
D_EUn_All_DHW_DHW_Yr | Service Water Heating | FRACTION | Default¦Wkdy | 2014-08-17 | 2014-12-11 | Hourly | 0.0175 | 0.0175 | 0.0175 | 0.0175 | 0.0175 | 0.07 | 0.28 | 0.545 | 1 | 1 | 1 | 0.854 | 0.654 | 0.861 | 1 | 1 | 1 | 0.736 | 0.892 | 0.904 | 0.702 | 0.372 | 0.125 | 0.085 | From eQ_Lib.dat in MASControl 2017
D_EUn_All_DHW_DHW_Yr | Service Water Heating | FRACTION | Sat | 2014-08-17 | 2014-12-11 | Hourly | 0.0175 | 0.0175 | 0.0175 | 0.0175 | 0.0175 | 0.0175 | 0.07 | 0.255 | 0.515 | 0.855 | 0.7325 | 0.6525 | 0.5725 | 0.6125 | 0.7625 | 0.7975 | 0.5225 | 0.396 | 0.248 | 0.105 | 0.084 | 0.063 | 0.07 | 0.035 | From eQ_Lib.dat in MASControl 2017
D_EUn_All_DHW_DHW_Yr | Service Water Heating | FRACTION | Sun | 2014-08-17 | 2014-12-11 | Hourly | 0.0175 | 0.0175 | 0.0175 | 0.0175 | 0.0175 | 0.0175 | 0.0175 | 0.07 | 0.105 | 0.105 | 0.19 | 0.155 | 0.0525 | 0.07 | 0.0875 | 0.105 | 0.1225 | 0.07 | 0.0525 | 0.035 | 0.035 | 0.035 | 0.07 | 0.035 | From eQ_Lib.dat in MASControl 2017
D_EUn_All_DHW_DHW_Yr | Service Water Heating | FRACTION | Default¦SmrDsn¦WntrDsn | 2014-12-12 | 2014-12-31 | Constant | 0 | [23 empty] | From eQ_Lib.dat in MASControl 2017
D_EUn_All_DHW_DHW_Yr | Service Water Heating | FRACTION | WntrDsn | 2014-01-01 | 2014-12-31 | Hourly | 0.01 | 0.01 | 0.01 | 0.01 | 0.01 | 0.035 | 0.14 | 0.4345 | 0.3775 | 0.374 | 0.367 | 0.359 | 0.2264 | 0.2477 | 0.2575 | 0.2575 | 0.2645 | 0.442 | 0.384 | 0.37 | 0.349 | 0.025 | 0.0215 | 0.0215 | From eQ_Lib.dat in MASControl 2017
D_EUn_All_DHW_DHW_Yr | Service Water Heating | FRACTION | SmrDsn | 2014-01-01 | 2014-12-31 | Hourly | 0.0175 | 0.0175 | 0.0175 | 0.0175 | 0.0175 | 0.07 | 0.28 | 0.545 | 1 | 1 | 1 | 0.854 | 0.654 | 0.861 | 1 | 1 | 1 | 0.736 | 0.892 | 0.904 | 0.702 | 0.372 | 0.125 | 0.085 | From eQ_Lib.dat in MASControl 2017
D_EUn_All_DHW_DHW_Yr | Service Water Heating | FRACTION | Hol | 2014-01-01 | 2014-12-31 | Hourly | 0.01 | 0.01 | 0.01 | 0.01 | 0.01 | 0.01 | 0.01 | 0.035 | 0.0525 | 0.0525 | 0.039 | 0.0215 | 0.0263 | 0.035 | 0.0438 | 0.0525 | 0.0613 | 0.035 | 0.0263 | 0.0175 | 0.0175 | 0.0175 | 0.035 | 0.0175 | From eQ_Lib.dat in MASControl 2017
D_Gro_All_DHW_DHW_Yr | Service Water Heating | FRACTION | Default¦SmrDsn¦WntrDsn¦Hol | 2014-01-01 | 2014-12-31 | Hourly | 0.1 | 0.1 | 0.1 | 0.1 | 0.1 | 0.1 | 0.2 | 0.5 | 0.5 | 0.3 | 0.6 | 0.6 | 0.6 | 0.6 | 0.6 | 0.6 | 0.7 | 0.8 | 0.8 | 0.8 | 0.5 | 0.2 | 0.1 | 0.1 | From eQ_Lib.dat in MASControl 2017
D_Hsp_All_DHW_DHW_Yr | Service Water Heating | FRACTION | Default¦SmrDsn¦WntrDsn¦Hol | 2014-01-01 | 2014-12-31 | Hourly | 0.18 | 0.18 | 0.18 | 0.25 | 0.25 | 0.65 | 1 | 0.86 | 0.8 | 0.69 | 0.69 | 0.73 | 0.73 | 0.57 | 0.69 | 0.84 | 0.73 | 0.66 | 0.5 | 0.48 | 0.46 | 0.42 | 0.43 | 0.33 | From eQ_Lib.dat in MASControl 2017
D_Htl_All_DHW_DHW_Yr | Service Water Heating | FRACTION | Default¦SmrDsn¦WntrDsn¦Hol | 2014-01-01 | 2014-12-31 | Hourly | 0.32 | 0.31 | 0.28 | 0.28 | 0.3 | 0.31 | 0.35 | 0.43 | 0.5 | 0.57 | 0.68 | 0.71 | 0.76 | 0.8 | 0.77 | 0.76 | 0.69 | 0.67 | 0.57 | 0.57 | 0.5 | 0.49 | 0.39 | 0.37 | From eQ_Lib.dat in MASControl 2017
D_Htl_Grm_DHW_DHW_Yr | Service Water Heating | FRACTION | Default¦Wkdy | 2014-01-01 | 2014-12-31 | Hourly | 0.3 | 0.2 | 0.1 | 0.1 | 0.2 | 0.4 | 0.6 | 0.9 | 0.7 | 0.5 | 0.5 | 0.4 | 0.5 | 0.4 | 0.3 | 0.3 | 0.3 | 0.3 | 0.5 | 0.7 | 0.7 | 0.7 | 0.7 | 0.5 | From eQ_Lib.dat in MASControl 2017
D_Htl_Grm_DHW_DHW_Yr | Service Water Heating | FRACTION | Sat | 2014-01-01 | 2014-12-31 | Hourly | 0.3 | 0.2 | 0.1 | 0.1 | 0.2 | 0.4 | 0.5 | 0.8 | 0.6 | 0.5 | 0.5 | 0.5 | 0.5 | 0.5 | 0.4 | 0.3 | 0.3 | 0.3 | 0.5 | 0.7 | 0.7 | 0.7 | 0.7 | 0.5 | From eQ_Lib.dat in MASControl 2017
D_Htl_Grm_DHW_DHW_Yr | Service Water Heating | FRACTION | Sun | 2014-01-01 | 2014-12-31 | Hourly | 0.3 | 0.2 | 0.1 | 0.1 | 0.2 | 0.4 | 0.4 | 0.6 | 0.9 | 0.7 | 0.5 | 0.5 | 0.5 | 0.4 | 0.3 | 0.3 | 0.3 | 0.3 | 0.4 | 0.6 | 0.6 | 0.6 | 0.6 | 0.5 | From eQ_Lib.dat in MASControl 2017
D_Htl_Grm_DHW_DHW_Yr | Service Water Heating | FRACTION | WntrDsn | 2014-01-01 | 2014-12-31 | Hourly | 0.3 | 0.2 | 0.1 | 0.1 | 0.2 | 0.4 | 0.6 | 0.9 | 0.7 | 0.5 | 0.5 | 0.4 | 0.5 | 0.4 | 0.3 | 0.3 | 0.3 | 0.3 | 0.5 | 0.7 | 0.7 | 0.7 | 0.7 | 0.5 | From eQ_Lib.dat in MASControl 2017
D_Htl_Grm_DHW_DHW_Yr | Service Water Heating | FRACTION | SmrDsn | 2014-01-01 | 2014-12-31 | Hourly | 0.3 | 0.2 | 0.1 | 0.1 | 0.2 | 0.4 | 0.6 | 0.9 | 0.7 | 0.5 | 0.5 | 0.4 | 0.5 | 0.4 | 0.3 | 0.3 | 0.3 | 0.3 | 0.5 | 0.7 | 0.7 | 0.7 | 0.7 | 0.5 | From eQ_Lib.dat in MASControl 2017
D_Htl_Grm_DHW_DHW_Yr | Service Water Heating | FRACTION | Hol | 2014-01-01 | 2014-12-31 | Hourly | 0.3 | 0.2 | 0.1 | 0.1 | 0.2 | 0.4 | 0.4 | 0.6 | 0.9 | 0.7 | 0.5 | 0.5 | 0.5 | 0.4 | 0.3 | 0.3 | 0.3 | 0.3 | 0.4 | 0.6 | 0.6 | 0.6 | 0.6 | 0.5 | From eQ_Lib.dat in MASControl 2017
D_MBT_All_DHW_DHW_Yr | Service Water Heating | FRACTION | Default¦Wkdy | 2014-01-01 | 2014-12-31 | Hourly | 0 | 0 | 0 | 0 | 0 | 0 | 0.15 | 0.65 | 0.75 | 0.8 | 0.8 | 0.8 | 0.35 | 0.75 | 0.8 | 0.8 | 0.65 | 0.3 | 0.1 | 0.1 | 0.1 | 0 | 0 | 0 | From eQ_Lib.dat in MASControl 2017
D_MBT_All_DHW_DHW_Yr | Service Water Heating | FRACTION | Wknd | 2014-01-01 | 2014-12-31 | Constant | 0 | [23 empty] | From eQ_Lib.dat in MASControl 2017
D_MBT_All_DHW_DHW_Yr | Service Water Heating | FRACTION | WntrDsn | 2014-01-01 | 2014-12-31 | Hourly | 0 | 0 | 0 | 0 | 0 | 0 | 0.15 | 0.65 | 0.75 | 0.8 | 0.8 | 0.8 | 0.35 | 0.75 | 0.8 | 0.8 | 0.65 | 0.3 | 0.1 | 0.1 | 0.1 | 0 | 0 | 0 | From eQ_Lib.dat in MASControl 2017
D_MBT_All_DHW_DHW_Yr | Service Water Heating | FRACTION | SmrDsn | 2014-01-01 | 2014-12-31 | Hourly | 0 | 0 | 0 | 0 | 0 | 0 | 0.15 | 0.65 | 0.75 | 0.8 | 0.8 | 0.8 | 0.35 | 0.75 | 0.8 | 0.8 | 0.65 | 0.3 | 0.1 | 0.1 | 0.1 | 0 | 0 | 0 | From eQ_Lib.dat in MASControl 2017
D_MBT_All_DHW_DHW_Yr | Service Water Heating | FRACTION | Hol | 2014-01-01 | 2014-12-31 | Constant | 0 | [23 empty] | From eQ_Lib.dat in MASControl 2017
D_MFm_All_DHW_Bath_Yr | Service Water Heating | FRACTION | Default¦SmrDsn¦WntrDsn¦Hol | 2014-01-01 | 2014-12-31 | Hourly | 0.0077 | 0.0039 | 0.0039 | 0.0039 | 0.0077 | 0.0193 | 0.0463 | 0.0579 | 0.0656 | 0.0579 | 0.0463 | 0.0347 | 0.0309 | 0.0232 | 0.0232 | 0.0232 | 0.0386 | 0.0463 | 0.0772 | 0.1004 | 0.1004 | 0.0772 | 0.0656 | 0.0386 | From eQ_Lib.dat in MASControl 2017
D_MFm_All_DHW_Shwr_Yr | Service Water Heating | FRACTION | Default¦SmrDsn¦WntrDsn¦Hol | 2014-01-01 | 2014-12-31 | Hourly | 0.0107 | 0.0049 | 0.0034 | 0.0049 | 0.0136 | 0.0515 | 0.1176 | 0.1166 | 0.0948 | 0.0743 | 0.0598 | 0.0471 | 0.034 | 0.0292 | 0.0253 | 0.0262 | 0.0301 | 0.0389 | 0.0423 | 0.0423 | 0.0418 | 0.0408 | 0.0292 | 0.0209 | From eQ_Lib.dat in MASControl 2017
D_MFm_All_DHW_Sink_Yr | Service Water Heating | FRACTION | Default¦SmrDsn¦WntrDsn¦Hol | 2014-01-01 | 2014-12-31 | Hourly | 0.0142 | 0.0068 | 0.0051 | 0.0051 | 0.0068 | 0.0181 | 0.0425 | 0.0623 | 0.0657 | 0.0618 | 0.0544 | 0.0499 | 0.0487 | 0.0453 | 0.0414 | 0.0431 | 0.0482 | 0.0652 | 0.0748 | 0.0691 | 0.0567 | 0.0482 | 0.0397 | 0.0272 | From eQ_Lib.dat in MASControl 2017
D_MLI_All_DHW_DHW_Yr | Service Water Heating | FRACTION | Default¦Wkdy | 2014-01-01 | 2014-12-31 | Hourly | 0 | 0 | 0 | 0 | 0 | 0 | 0.15 | 0.65 | 0.75 | 0.8 | 0.8 | 0.8 | 0.35 | 0.75 | 0.8 | 0.8 | 0.65 | 0.3 | 0.1 | 0.1 | 0.1 | 0 | 0 | 0 | From eQ_Lib.dat in MASControl 2017
D_MLI_All_DHW_DHW_Yr | Service Water Heating | FRACTION | Wknd | 2014-01-01 | 2014-12-31 | Constant | 0 | [23 empty] | From eQ_Lib.dat in MASControl 2017
D_MLI_All_DHW_DHW_Yr | Service Water Heating | FRACTION | WntrDsn | 2014-01-01 | 2014-12-31 | Hourly | 0 | 0 | 0 | 0 | 0 | 0 | 0.15 | 0.65 | 0.75 | 0.8 | 0.8 | 0.8 | 0.35 | 0.75 | 0.8 | 0.8 | 0.65 | 0.3 | 0.1 | 0.1 | 0.1 | 0 | 0 | 0 | From eQ_Lib.dat in MASControl 2017
D_MLI_All_DHW_DHW_Yr | Service Water Heating | FRACTION | SmrDsn | 2014-01-01 | 2014-12-31 | Hourly | 0 | 0 | 0 | 0 | 0 | 0 | 0.15 | 0.65 | 0.75 | 0.8 | 0.8 | 0.8 | 0.35 | 0.75 | 0.8 | 0.8 | 0.65 | 0.3 | 0.1 | 0.1 | 0.1 | 0 | 0 | 0 | From eQ_Lib.dat in MASControl 2017
D_MLI_All_DHW_DHW_Yr | Service Water Heating | FRACTION | Hol | 2014-01-01 | 2014-12-31 | Constant | 0 | [23 empty] | From eQ_Lib.dat in MASControl 2017
D_Mtl_All_DHW_DHW_Yr | Service Water Heating | FRACTION | Default¦SmrDsn¦WntrDsn¦Hol | 2014-01-01 | 2014-12-31 | Hourly | 0.05 | 0.05 | 0.05 | 0.05 | 0.05 | 0.05 | 0.2 | 0.5 | 0.5 | 0.25 | 0.2 | 0.1 | 0.1 | 0.1 | 0.1 | 0.1 | 0.2 | 0.3 | 0.4 | 0.3 | 0.25 | 0.2 | 0.1 | 0.05 | From eQ_Lib.dat in MASControl 2017
D_Nrs_All_DHW_DHW_Yr | Service Water Heating | FRACTION | Default¦SmrDsn¦WntrDsn¦Hol | 2014-01-01 | 2014-12-31 | Hourly | 0.21 | 0.2 | 0.2 | 0.2 | 0.22 | 0.2 | 0.51 | 0.61 | 0.59 | 0.48 | 0.42 | 0.48 | 0.45 | 0.4 | 0.35 | 0.35 | 0.33 | 0.45 | 0.6 | 0.65 | 0.55 | 0.5 | 0.48 | 0.2 | From eQ_Lib.dat in MASControl 2017
D_OfL_All_DHW_DHW_Yr | Service Water Heating | FRACTION | Default¦Wkdy | 2014-01-01 | 2014-12-31 | Hourly | 0 | 0 | 0 | 0 | 0 | 0 | 0 | 0.3 | 1 | 1 | 1 | 0.8 | 0.4 | 0.8 | 1 | 1 | 1 | 0.3 | 0.1 | 0.1 | 0.1 | 0.05 | 0.05 | 0.05 | From eQ_Lib.dat in MASControl 2017
D_OfL_All_DHW_DHW_Yr | Service Water Heating | FRACTION | Sat | 2014-01-01 | 2014-12-31 | Hourly | 0 | 0 | 0 | 0 | 0 | 0 | 0 | 0.09 | 0.3 | 0.3 | 0.3 | 0.24 | 0.12 | 0.24 | 0.3 | 0.3 | 0.3 | 0 | 0 | 0 | 0 | 0 | 0 | 0 | From eQ_Lib.dat in MASControl 2017
D_OfL_All_DHW_DHW_Yr | Service Water Heating | FRACTION | Sun | 2014-01-01 | 2014-12-31 | Constant | 0 | [23 empty] | From eQ_Lib.dat in MASControl 2017
D_OfL_All_DHW_DHW_Yr | Service Water Heating | FRACTION | WntrDsn | 2014-01-01 | 2014-12-31 | Hourly | 0 | 0 | 0 | 0 | 0 | 0 | 0 | 0.3 | 1 | 1 | 1 | 0.8 | 0.4 | 0.8 | 1 | 1 | 1 | 0.3 | 0.1 | 0.1 | 0.1 | 0.05 | 0.05 | 0.05 | From eQ_Lib.dat in MASControl 2017
D_OfL_All_DHW_DHW_Yr | Service Water Heating | FRACTION | SmrDsn | 2014-01-01 | 2014-12-31 | Hourly | 0 | 0 | 0 | 0 | 0 | 0 | 0 | 0.3 | 1 | 1 | 1 | 0.8 | 0.4 | 0.8 | 1 | 1 | 1 | 0.3 | 0.1 | 0.1 | 0.1 | 0.05 | 0.05 | 0.05 | From eQ_Lib.dat in MASControl 2017
D_OfL_All_DHW_DHW_Yr | Service Water Heating | FRACTION | Hol | 2014-01-01 | 2014-12-31 | Constant | 0 | [23 empty] | From eQ_Lib.dat in MASControl 2017
D_OfS_All_DHW_DHW_Yr | Service Water Heating | FRACTION | Default¦Wkdy | 2014-01-01 | 2014-12-31 | Hourly | 0 | 0 | 0 | 0 | 0 | 0 | 0 | 0.3 | 1 | 1 | 1 | 0.8 | 0.4 | 0.8 | 1 | 1 | 1 | 0.1 | 0 | 0 | 0 | 0 | 0 | 0 | From eQ_Lib.dat in MASControl 2017
D_OfS_All_DHW_DHW_Yr | Service Water Heating | FRACTION | Sat | 2014-01-01 | 2014-12-31 | Hourly | 0 | 0 | 0 | 0 | 0 | 0 | 0 | 0.09 | 0.2 | 0.2 | 0.2 | 0.2 | 0.1 | 0.2 | 0.2 | 0.2 | 0.2 | 0 | 0 | 0 | 0 | 0 | 0 | 0 | From eQ_Lib.dat in MASControl 2017
D_OfS_All_DHW_DHW_Yr | Service Water Heating | FRACTION | Sun | 2014-01-01 | 2014-12-31 | Constant | 0 | [23 empty] | From eQ_Lib.dat in MASControl 2017
D_OfS_All_DHW_DHW_Yr | Service Water Heating | FRACTION | WntrDsn | 2014-01-01 | 2014-12-31 | Hourly | 0 | 0 | 0 | 0 | 0 | 0 | 0 | 0.3 | 1 | 1 | 1 | 0.8 | 0.4 | 0.8 | 1 | 1 | 1 | 0.1 | 0 | 0 | 0 | 0 | 0 | 0 | From eQ_Lib.dat in MASControl 2017
D_OfS_All_DHW_DHW_Yr | Service Water Heating | FRACTION | SmrDsn | 2014-01-01 | 2014-12-31 | Hourly | 0 | 0 | 0 | 0 | 0 | 0 | 0 | 0.3 | 1 | 1 | 1 | 0.8 | 0.4 | 0.8 | 1 | 1 | 1 | 0.1 | 0 | 0 | 0 | 0 | 0 | 0 | From eQ_Lib.dat in MASControl 2017
D_OfS_All_DHW_DHW_Yr | Service Water Heating | FRACTION | Hol | 2014-01-01 | 2014-12-31 | Constant | 0 | [23 empty] | From eQ_Lib.dat in MASControl 2017
D_RFF_All_DHW_DHW_Yr | Service Water Heating | FRACTION | Default¦Wkdy | 2014-01-01 | 2014-12-31 | Hourly | 0 | 0 | 0 | 0 | 0 | 0.05 | 0.1 | 0.2 | 0.15 | 0.1 | 0.15 | 0.65 | 1 | 0.7 | 0.4 | 0.2 | 0.25 | 0.45 | 0.7 | 0.45 | 0.3 | 0.25 | 0.2 | 0.1 | From eQ_Lib.dat in MASControl 2017
D_RFF_All_DHW_DHW_Yr | Service Water Heating | FRACTION | Wknd | 2014-01-01 | 2014-12-31 | Hourly | 0 | 0 | 0 | 0 | 0 | 0.05 | 0.1 | 0.2 | 0.25 | 0.3 | 0.6 | 0.5 | 0.6 | 0.6 | 0.4 | 0.2 | 0.2 | 0.35 | 0.6 | 0.5 | 0.35 | 0.25 | 0.2 | 0.1 | From eQ_Lib.dat in MASControl 2017
D_RFF_All_DHW_DHW_Yr | Service Water Heating | FRACTION | WntrDsn | 2014-01-01 | 2014-12-31 | Hourly | 0 | 0 | 0 | 0 | 0 | 0.05 | 0.1 | 0.2 | 0.15 | 0.1 | 0.15 | 0.65 | 1 | 0.7 | 0.4 | 0.2 | 0.25 | 0.45 | 0.7 | 0.45 | 0.3 | 0.25 | 0.2 | 0.1 | From eQ_Lib.dat in MASControl 2017
D_RFF_All_DHW_DHW_Yr | Service Water Heating | FRACTION | SmrDsn | 2014-01-01 | 2014-12-31 | Hourly | 0 | 0 | 0 | 0 | 0 | 0.05 | 0.1 | 0.2 | 0.15 | 0.1 | 0.15 | 0.65 | 1 | 0.7 | 0.4 | 0.2 | 0.25 | 0.45 | 0.7 | 0.45 | 0.3 | 0.25 | 0.2 | 0.1 | From eQ_Lib.dat in MASControl 2017
D_RFF_All_DHW_DHW_Yr | Service Water Heating | FRACTION | Hol | 2014-01-01 | 2014-12-31 | Hourly | 0 | 0 | 0 | 0 | 0 | 0.05 | 0.1 | 0.2 | 0.25 | 0.3 | 0.6 | 0.5 | 0.6 | 0.6 | 0.4 | 0.2 | 0.2 | 0.35 | 0.6 | 0.5 | 0.35 | 0.25 | 0.2 | 0.1 | From eQ_Lib.dat in MASControl 2017
D_RSD_All_DHW_DHW_Yr | Service Water Heating | FRACTION | Default¦Wkdy | 2014-01-01 | 2014-12-31 | Hourly | 0 | 0 | 0 | 0 | 0 | 0 | 0 | 0 | 0.1 | 0.2 | 0.2 | 0.34 | 0.87 | 0.59 | 0.34 | 0.34 | 0.34 | 0.58 | 0.75 | 0.58 | 0.34 | 0.254 | 0.1 | 0.1 | From eQ_Lib.dat in MASControl 2017
D_RSD_All_DHW_DHW_Yr | Service Water Heating | FRACTION | Wknd | 2014-01-01 | 2014-12-31 | Hourly | 0 | 0 | 0 | 0 | 0 | 0 | 0 | 0 | 0.15 | 0.25 | 0.25 | 0.34 | 0.8 | 0.8 | 0.4 | 0.4 | 0.34 | 0.8 | 0.95 | 0.85 | 0.45 | 0.35 | 0.25 | 0.1 | From eQ_Lib.dat in MASControl 2017
D_RSD_All_DHW_DHW_Yr | Service Water Heating | FRACTION | WntrDsn | 2014-01-01 | 2014-12-31 | Hourly | 0 | 0 | 0 | 0 | 0 | 0 | 0 | 0 | 0.1 | 0.2 | 0.2 | 0.34 | 0.87 | 0.59 | 0.34 | 0.34 | 0.34 | 0.58 | 0.75 | 0.58 | 0.34 | 0.254 | 0.1 | 0.1 | From eQ_Lib.dat in MASControl 2017
D_RSD_All_DHW_DHW_Yr | Service Water Heating | FRACTION | SmrDsn | 2014-01-01 | 2014-12-31 | Hourly | 0 | 0 | 0 | 0 | 0 | 0 | 0 | 0 | 0.1 | 0.2 | 0.2 | 0.34 | 0.87 | 0.59 | 0.34 | 0.34 | 0.34 | 0.58 | 0.75 | 0.58 | 0.34 | 0.254 | 0.1 | 0.1 | From eQ_Lib.dat in MASControl 2017
D_RSD_All_DHW_DHW_Yr | Service Water Heating | FRACTION | Hol | 2014-01-01 | 2014-12-31 | Hourly | 0 | 0 | 0 | 0 | 0 | 0 | 0 | 0 | 0.15 | 0.25 | 0.25 | 0.34 | 0.8 | 0.8 | 0.4 | 0.4 | 0.34 | 0.8 | 0.95 | 0.85 | 0.45 | 0.35 | 0.25 | 0.1 | From eQ_Lib.dat in MASControl 2017
D_Rt3_All_DHW_DHW_Yr | Service Water Heating | FRACTION | Default¦Wkdy | 2014-01-01 | 2014-12-31 | Hourly | 0 | 0 | 0 | 0 | 0 | 0 | 0 | 0 | 0.05 | 0.3 | 0.6 | 0.6 | 0.6 | 0.6 | 0.6 | 0.6 | 0.7 | 0.8 | 0.8 | 0.8 | 0.5 | 0.2 | 0 | 0 | From eQ_Lib.dat in MASControl 2017
D_Rt3_All_DHW_DHW_Yr | Service Water Heating | FRACTION | Sat | 2014-01-01 | 2014-12-31 | Hourly | 0 | 0 | 0 | 0 | 0 | 0 | 0 | 0 | 0.05 | 0.4 | 0.7 | 0.7 | 0.7 | 0.7 | 0.9 | 0.9 | 0.9 | 0.7 | 0.5 | 0.4 | 0.1 | 0 | 0 | 0 | From eQ_Lib.dat in MASControl 2017
D_Rt3_All_DHW_DHW_Yr | Service Water Heating | FRACTION | Sun | 2014-01-01 | 2014-12-31 | Hourly | 0 | 0 | 0 | 0 | 0 | 0 | 0 | 0 | 0.1 | 0.3 | 0.4 | 0.6 | 0.9 | 1 | 1 | 1 | 0.8 | 0.4 | 0.2 | 0 | 0 | 0 | 0 | 0 | From eQ_Lib.dat in MASControl 2017
D_Rt3_All_DHW_DHW_Yr | Service Water Heating | FRACTION | WntrDsn | 2014-01-01 | 2014-12-31 | Hourly | 0 | 0 | 0 | 0 | 0 | 0 | 0 | 0 | 0.05 | 0.3 | 0.6 | 0.6 | 0.6 | 0.6 | 0.6 | 0.6 | 0.7 | 0.8 | 0.8 | 0.8 | 0.5 | 0.2 | 0 | 0 | From eQ_Lib.dat in MASControl 2017
D_Rt3_All_DHW_DHW_Yr | Service Water Heating | FRACTION | SmrDsn | 2014-01-01 | 2014-12-31 | Hourly | 0 | 0 | 0 | 0 | 0 | 0 | 0 | 0 | 0.05 | 0.3 | 0.6 | 0.6 | 0.6 | 0.6 | 0.6 | 0.6 | 0.7 | 0.8 | 0.8 | 0.8 | 0.5 | 0.2 | 0 | 0 | From eQ_Lib.dat in MASControl 2017
D_Rt3_All_DHW_DHW_Yr | Service Water Heating | FRACTION | Hol | 2014-01-01 | 2014-12-31 | Hourly | 0 | 0 | 0 | 0 | 0 | 0 | 0 | 0 | 0.1 | 0.3 | 0.4 | 0.6 | 0.9 | 1 | 1 | 1 | 0.8 | 0.4 | 0.2 | 0 | 0 | 0 | 0 | 0 | From eQ_Lib.dat in MASControl 2017
D_RtL_All_DHW_DHW_Yr | Service Water Heating | FRACTION | Default¦SmrDsn¦WntrDsn¦Hol | 2014-01-01 | 2014-12-31 | Hourly | 0.05 | 0.05 | 0.05 | 0.05 | 0.05 | 0.05 | 0.2 | 0.5 | 0.5 | 0.25 | 0.2 | 0.1 | 0.1 | 0.1 | 0.1 | 0.1 | 0.2 | 0.3 | 0.4 | 0.3 | 0.25 | 0.2 | 0.1 | 0.05 | From eQ_Lib.dat in MASControl 2017
D_RtS_All_DHW_DHW_Yr | Service Water Heating | FRACTION | Default¦Wkdy | 2014-01-01 | 2014-12-31 | Hourly | 0 | 0 | 0 | 0 | 0 | 0 | 0 | 0 | 0.05 | 0.2 | 0.6 | 0.6 | 0.6 | 0.6 | 0.6 | 0.6 | 0.6 | 0.6 | 0.6 | 0.6 | 0.05 | 0 | 0 | 0 | From eQ_Lib.dat in MASControl 2017
D_RtS_All_DHW_DHW_Yr | Service Water Heating | FRACTION | Sat | 2014-01-01 | 2014-12-31 | Hourly | 0 | 0 | 0 | 0 | 0 | 0 | 0 | 0 | 0.05 | 0.1 | 0.7 | 0.4 | 0.7 | 0.7 | 0.9 | 0.9 | 0.9 | 0.8 | 0.7 | 0.65 | 0 | 0 | 0 | 0 | From eQ_Lib.dat in MASControl 2017
D_RtS_All_DHW_DHW_Yr | Service Water Heating | FRACTION | Sun | 2014-01-01 | 2014-12-31 | Hourly | 0 | 0 | 0 | 0 | 0 | 0 | 0 | 0 | 0 | 0.05 | 0.4 | 0.7 | 0.9 | 0.95 | 0.95 | 0.9 | 0.7 | 0.3 | 0.1 | 0.05 | 0 | 0 | 0 | 0 | From eQ_Lib.dat in MASControl 2017
D_RtS_All_DHW_DHW_Yr | Service Water Heating | FRACTION | WntrDsn | 2014-01-01 | 2014-12-31 | Hourly | 0 | 0 | 0 | 0 | 0 | 0 | 0 | 0 | 0.05 | 0.2 | 0.6 | 0.6 | 0.6 | 0.6 | 0.6 | 0.6 | 0.6 | 0.6 | 0.6 | 0.6 | 0.05 | 0 | 0 | 0 | From eQ_Lib.dat in MASControl 2017
D_RtS_All_DHW_DHW_Yr | Service Water Heating | FRACTION | SmrDsn | 2014-01-01 | 2014-12-31 | Hourly | 0 | 0 | 0 | 0 | 0 | 0 | 0 | 0 | 0.05 | 0.2 | 0.6 | 0.6 | 0.6 | 0.6 | 0.6 | 0.6 | 0.6 | 0.6 | 0.6 | 0.6 | 0.05 | 0 | 0 | 0 | From eQ_Lib.dat in MASControl 2017
D_RtS_All_DHW_DHW_Yr | Service Water Heating | FRACTION | Hol | 2014-01-01 | 2014-12-31 | Hourly | 0 | 0 | 0 | 0 | 0 | 0 | 0 | 0 | 0 | 0.05 | 0.4 | 0.7 | 0.9 | 0.95 | 0.95 | 0.9 | 0.7 | 0.3 | 0.1 | 0.05 | 0 | 0 | 0 | 0 | From eQ_Lib.dat in MASControl 2017
D_SCn_All_DHW_DHW_Yr | Service Water Heating | FRACTION | Default¦Wkdy | 2014-01-01 | 2014-12-31 | Hourly | 0 | 0 | 0 | 0 | 0 | 0 | 0.4 | 0.8 | 0.8 | 0.8 | 0.8 | 0.8 | 0.8 | 0.8 | 0.8 | 0.8 | 0.8 | 0.4 | 0 | 0 | 0 | 0 | 0 | 0 | From eQ_Lib.dat in MASControl 2017
D_SCn_All_DHW_DHW_Yr | Service Water Heating | FRACTION | Wknd | 2014-01-01 | 2014-12-31 | Constant | 0 | [23 empty] | From eQ_Lib.dat in MASControl 2017
D_SCn_All_DHW_DHW_Yr | Service Water Heating | FRACTION | WntrDsn | 2014-01-01 | 2014-12-31 | Hourly | 0 | 0 | 0 | 0 | 0 | 0 | 0.4 | 0.8 | 0.8 | 0.8 | 0.8 | 0.8 | 0.8 | 0.8 | 0.8 | 0.8 | 0.8 | 0.4 | 0 | 0 | 0 | 0 | 0 | 0 | From eQ_Lib.dat in MASControl 2017
D_SCn_All_DHW_DHW_Yr | Service Water Heating | FRACTION | SmrDsn | 2014-01-01 | 2014-12-31 | Hourly | 0 | 0 | 0 | 0 | 0 | 0 | 0.4 | 0.8 | 0.8 | 0.8 | 0.8 | 0.8 | 0.8 | 0.8 | 0.8 | 0.8 | 0.8 | 0.4 | 0 | 0 | 0 | 0 | 0 | 0 | From eQ_Lib.dat in MASControl 2017
D_SCn_All_DHW_DHW_Yr | Service Water Heating | FRACTION | Hol | 2014-01-01 | 2014-12-31 | Constant | 0 | [23 empty] | From eQ_Lib.dat in MASControl 2017
D_SFm_All_DHW_Bath_Yr | Service Water Heating | FRACTION | Default¦SmrDsn¦WntrDsn¦Hol | 2014-01-01 | 2014-12-31 | Hourly | 0.0077 | 0.0039 | 0.0039 | 0.0039 | 0.0077 | 0.0193 | 0.0463 | 0.0579 | 0.0656 | 0.0579 | 0.0463 | 0.0347 | 0.0309 | 0.0232 | 0.0232 | 0.0232 | 0.0386 | 0.0463 | 0.0772 | 0.1004 | 0.1004 | 0.0772 | 0.0656 | 0.0386 | From eQ_Lib.dat in MASControl 2017
D_SFm_All_DHW_Shwr_Yr | Service Water Heating | FRACTION | Default¦SmrDsn¦WntrDsn¦Hol | 2014-01-01 | 2014-12-31 | Hourly | 0.0107 | 0.0049 | 0.0034 | 0.0049 | 0.0136 | 0.0515 | 0.1176 | 0.1166 | 0.0948 | 0.0743 | 0.0598 | 0.0471 | 0.034 | 0.0292 | 0.0253 | 0.0262 | 0.0301 | 0.0389 | 0.0423 | 0.0423 | 0.0418 | 0.0408 | 0.0292 | 0.0209 | From eQ_Lib.dat in MASControl 2017
D_SFm_All_DHW_Sink_Yr | Service Water Heating | FRACTION | Default¦SmrDsn¦WntrDsn¦Hol | 2014-01-01 | 2014-12-31 | Hourly | 0.0142 | 0.0068 | 0.0051 | 0.0051 | 0.0068 | 0.0181 | 0.0425 | 0.0623 | 0.0657 | 0.0618 | 0.0544 | 0.0499 | 0.0487 | 0.0453 | 0.0414 | 0.0431 | 0.0482 | 0.0652 | 0.0748 | 0.0691 | 0.0567 | 0.0482 | 0.0397 | 0.0272 | From eQ_Lib.dat in MASControl 2017
D_SUn_All_DHW_DHW_Yr | Service Water Heating | FRACTION | Default¦Wkdy | 2014-01-01 | 2014-12-31 | Hourly | 0 | 0 | 0 | 0 | 0 | 0 | 0.4 | 0.8 | 0.8 | 0.8 | 0.8 | 0.8 | 0.8 | 0.8 | 0.8 | 0.8 | 0.8 | 0.4 | 0 | 0 | 0 | 0 | 0 | 0 | From eQ_Lib.dat in MASControl 2017
D_SUn_All_DHW_DHW_Yr | Service Water Heating | FRACTION | Wknd | 2014-01-01 | 2014-12-31 | Constant | 0 | [23 empty] | From eQ_Lib.dat in MASControl 2017
D_SUn_All_DHW_DHW_Yr | Service Water Heating | FRACTION | WntrDsn | 2014-01-01 | 2014-12-31 | Hourly | 0 | 0 | 0 | 0 | 0 | 0 | 0.4 | 0.8 | 0.8 | 0.8 | 0.8 | 0.8 | 0.8 | 0.8 | 0.8 | 0.8 | 0.8 | 0.4 | 0 | 0 | 0 | 0 | 0 | 0 | From eQ_Lib.dat in MASControl 2017
D_SUn_All_DHW_DHW_Yr | Service Water Heating | FRACTION | SmrDsn | 2014-01-01 | 2014-12-31 | Hourly | 0 | 0 | 0 | 0 | 0 | 0 | 0.4 | 0.8 | 0.8 | 0.8 | 0.8 | 0.8 | 0.8 | 0.8 | 0.8 | 0.8 | 0.8 | 0.4 | 0 | 0 | 0 | 0 | 0 | 0 | From eQ_Lib.dat in MASControl 2017
D_SUn_All_DHW_DHW_Yr | Service Water Heating | FRACTION | Hol | 2014-01-01 | 2014-12-31 | Constant | 0 | [23 empty] | From eQ_Lib.dat in MASControl 2017
D_WRf_All_DHW_DHW_Yr | Service Water Heating | FRACTION | Default¦SmrDsn¦WntrDsn¦Hol | 2014-01-01 | 2014-12-31 | Hourly | 0.25 | 0.25 | 0.25 | 0.25 | 0.25 | 0.25 | 0.4 | 0.8 | 0.8 | 0.8 | 0.8 | 0.8 | 0.8 | 0.8 | 0.8 | 0.8 | 0.8 | 0.4 | 0.25 | 0.25 | 0.25 | 0.25 | 0.25 | 0.25 | From eQ_Lib.dat in MASControl 2017
FullServiceRestaurant Bldg Swh | Service Water Heating |  | Default¦SmrDsn | 2014-01-01 | 2014-12-31 | Hourly | 0.2 | 0 | 0 | 0 | 0 | 0 | 0.15 | 0.6 | 0.55 | 0.45 | 0.4 | 0.45 | 0.4 | 0.35 | 0.3 | 0.3 | 0.3 | 0.4 | 0.55 | 0.6 | 0.5 | 0.55 | 0.45 | 0.25 | From DOE Reference Buildings
FullServiceRestaurant Bldg Swh | Service Water Heating |  | WntrDsn¦Sat | 2014-01-01 | 2014-12-31 | Hourly | 0.2 | 0 | 0 | 0 | 0 | 0 | 0.15 | 0.15 | 0.15 | 0.5 | 0.45 | 0.5 | 0.5 | 0.45 | 0.4 | 0.4 | 0.35 | 0.4 | 0.55 | 0.55 | 0.5 | 0.55 | 0.4 | 0.3 | From DOE Reference Buildings
FullServiceRestaurant Bldg Swh | Service Water Heating |  | Sun | 2014-01-01 | 2014-12-31 | Hourly | 0.25 | 0 | 0 | 0 | 0 | 0 | 0.15 | 0.15 | 0.15 | 0.15 | 0.5 | 0.5 | 0.4 | 0.4 | 0.3 | 0.3 | 0.3 | 0.4 | 0.5 | 0.5 | 0.4 | 0.5 | 0.4 | 0.2 | From DOE Reference Buildings
Hospital BLDG_SWH_EXTD_SCH | Service Water Heating |  | Default¦WntrDsn¦Sat | 2014-01-01 | 2014-12-31 | Hourly | 0.3 | 0.3 | 0.3 | 0.3 | 0.3 | 0.3 | 0.3 | 0.3 | 0.4 | 0.5 | 0.6 | 0.6 | 0.6 | 0.6 | 0.6 | 0.6 | 0.6 | 0.5 | 0.3 | 0.3 | 0.3 | 0.3 | 0.3 | 0.3 | From DOE Prototype Buildings
Hospital BLDG_SWH_EXTD_SCH | Service Water Heating |  | SmrDsn¦Wkdy | 2014-01-01 | 2014-12-31 | Hourly | 0.3 | 0.3 | 0.3 | 0.3 | 0.3 | 0.3 | 0.3 | 0.5 | 0.58 | 0.66 | 0.78 | 0.82 | 0.71 | 0.82 | 0.78 | 0.74 | 0.63 | 0.41 | 0.35 | 0.35 | 0.35 | 0.3 | 0.3 | 0.3 | From DOE Prototype Buildings
Hospital BLDG_SWH_SCH | Service Water Heating |  | Default | 2014-01-01 | 2014-12-31 | Hourly | 0 | 0 | 0 | 0 | 0 | 0 | 0 | 0 | 0.01 | 0.01 | 0.01 | 0.01 | 0.01 | 0.01 | 0.01 | 0.01 | 0 | 0 | 0 | 0 | 0 | 0 | 0 | 0 | From DOE Prototype Buildings
Hospital BLDG_SWH_SCH | Service Water Heating |  | WntrDsn¦Sat | 2014-01-01 | 2014-12-31 | Hourly | 0 | 0 | 0 | 0 | 0 | 0 | 0 | 0.01 | 0.2 | 0.28 | 0.3 | 0.3 | 0.24 | 0.24 | 0.23 | 0.23 | 0.23 | 0.1 | 0.1 | 0 | 0 | 0 | 0 | 0 | From DOE Prototype Buildings
Hospital BLDG_SWH_SCH | Service Water Heating |  | SmrDsn¦Wkdy | 2014-01-01 | 2014-12-31 | Hourly | 0 | 0 | 0 | 0 | 0 | 0 | 0 | 0.17 | 0.58 | 0.66 | 0.78 | 0.82 | 0.71 | 0.82 | 0.78 | 0.74 | 0.63 | 0.41 | 0.18 | 0.18 | 0.18 | 0.1 | 0 | 0 | From DOE Prototype Buildings
Hospital Dishwashing Booster Setpoint Temp Schedule | Service Water Heating | W | Default¦WntrDsn¦SmrDsn | 2014-01-01 | 2014-12-31 | Constant | 82.22 | [23 empty] | From DOE Prototype Buildings
Hospital Dishwashing Booster Water Inlet Temp Schedule | Service Water Heating | W | Default¦WntrDsn¦SmrDsn | 2014-01-01 | 2014-12-31 | Constant | 60 | [23 empty] | From DOE Prototype Buildings
Hospital SHWSys1 Water Heater Ambient Temperature Schedule | Service Water Heating | C | Default¦WntrDsn¦SmrDsn | 2014-01-01 | 2014-12-31 | Constant | 22 | [23 empty] | From DOE Prototype Buildings
Hospital SHWSys1 Water Heater Setpoint Temperature Schedule | Service Water Heating | C | Default¦WntrDsn¦SmrDsn | 2014-01-01 | 2014-12-31 | Constant | 60 | [23 empty] | From DOE Prototype Buildings
Hospital SHWSys1-Loop-Temp-Schedule | Service Water Heating | C | Default¦WntrDsn¦SmrDsn | 2014-01-01 | 2014-12-31 | Constant | 60 | [23 empty] | From DOE Prototype Buildings
HotelLarge BLDG_SWH_SCH | Service Water Heating |  | Default | 2014-01-01 | 2014-12-31 | Hourly | 0.25 | 0.2 | 0.2 | 0.2 | 0.2 | 0.3 | 0.5 | 0.5 | 0.5 | 0.55 | 0.5 | 0.5 | 0.4 | 0.4 | 0.3 | 0.3 | 0.3 | 0.4 | 0.5 | 0.5 | 0.4 | 0.5 | 0.4 | 0.2 | From DOE Prototype Buildings
HotelLarge BLDG_SWH_SCH | Service Water Heating |  | WntrDsn¦Sat | 2014-01-01 | 2014-12-31 | Hourly | 0.2 | 0.15 | 0.15 | 0.15 | 0.2 | 0.25 | 0.4 | 0.5 | 0.5 | 0.5 | 0.45 | 0.5 | 0.5 | 0.45 | 0.4 | 0.4 | 0.35 | 0.4 | 0.55 | 0.55 | 0.5 | 0.55 | 0.4 | 0.3 | From DOE Prototype Buildings
HotelLarge BLDG_SWH_SCH | Service Water Heating |  | SmrDsn¦Wkdy | 2014-01-01 | 2014-12-31 | Hourly | 0.2 | 0.15 | 0.15 | 0.15 | 0.2 | 0.25 | 0.5 | 0.6 | 0.55 | 0.45 | 0.4 | 0.45 | 0.4 | 0.35 | 0.3 | 0.3 | 0.3 | 0.4 | 0.55 | 0.6 | 0.5 | 0.55 | 0.45 | 0.25 | From DOE Prototype Buildings
HotelLarge GuestRoom_SWH_Sch | Service Water Heating |  | Default¦WntrDsn¦SmrDsn | 2014-01-01 | 2014-12-31 | Hourly | 0.2 | 0.15 | 0.15 | 0.15 | 0.2 | 0.25 | 0.35 | 0.6 | 0.8 | 0.55 | 0.4 | 0.3 | 0.2 | 0.2 | 0.2 | 0.2 | 0.2 | 0.25 | 0.3 | 0.4 | 0.4 | 0.4 | 0.6 | 0.35 | From DOE Prototype Buildings
HotelLarge GuestRoom_SWH_Sch | Service Water Heating |  | Wkdy | 2014-01-01 | 2014-12-31 | Hourly | 0.2 | 0.15 | 0.15 | 0.15 | 0.2 | 0.35 | 0.6 | 0.8 | 0.55 | 0.4 | 0.3 | 0.2 | 0.2 | 0.2 | 0.2 | 0.2 | 0.2 | 0.3 | 0.55 | 0.4 | 0.4 | 0.6 | 0.45 | 0.25 | From DOE Prototype Buildings
HotelLarge SWHSys1 Water Heater Ambient Temperature Schedule Name | Service Water Heating | C | Default¦WntrDsn¦SmrDsn | 2014-01-01 | 2014-12-31 | Constant | 22 | [23 empty] | From DOE Prototype Buildings
HotelLarge SWHSys1 Water Heater Setpoint Temperature Schedule Name | Service Water Heating | C | Default¦WntrDsn¦SmrDsn | 2014-01-01 | 2014-12-31 | Constant | 60 | [23 empty] | From DOE Prototype Buildings
HotelLarge SWHSys1-Loop-Temp-Schedule | Service Water Heating | C | Default¦WntrDsn¦SmrDsn | 2014-01-01 | 2014-12-31 | Constant | 60 | [23 empty] | From DOE Prototype Buildings
HotelSmall GuestRoom_SHW_Sch | Service Water Heating |  | Default¦WntrDsn¦SmrDsn | 2014-01-01 | 2014-12-31 | Hourly | 0.2 | 0.15 | 0.15 | 0.15 | 0.2 | 0.25 | 0.35 | 0.6 | 0.8 | 0.55 | 0.4 | 0.3 | 0.2 | 0.2 | 0.2 | 0.2 | 0.2 | 0.25 | 0.3 | 0.4 | 0.4 | 0.4 | 0.6 | 0.35 | From DOE Prototype Buildings
HotelSmall GuestRoom_SHW_Sch | Service Water Heating |  | Wkdy | 2014-01-01 | 2014-12-31 | Hourly | 0.2 | 0.15 | 0.15 | 0.15 | 0.2 | 0.35 | 0.6 | 0.8 | 0.55 | 0.4 | 0.3 | 0.2 | 0.2 | 0.2 | 0.2 | 0.2 | 0.2 | 0.3 | 0.55 | 0.4 | 0.4 | 0.6 | 0.45 | 0.25 | From DOE Prototype Buildings
HotelSmall SHW Latent fract sched | Service Water Heating |  | Default¦WntrDsn¦SmrDsn | 2014-01-01 | 2014-12-31 | Constant | 0.05 | [23 empty] | From DOE Prototype Buildings
HotelSmall SHW Sensible fract sched | Service Water Heating |  | Default¦WntrDsn¦SmrDsn | 2014-01-01 | 2014-12-31 | Constant | 0.2 | [23 empty] | From DOE Prototype Buildings
HotelSmall SHW Shower Temp Sched | Service Water Heating | C | Default¦WntrDsn¦SmrDsn | 2014-01-01 | 2014-12-31 | Constant | 60 | [23 empty] | From DOE Prototype Buildings
HotelSmall SHWSys Water Heater Ambient Temperature Schedule | Service Water Heating | C | Default¦WntrDsn¦SmrDsn | 2014-01-01 | 2014-12-31 | Constant | 21.1 | [23 empty] | From DOE Prototype Buildings
HotelSmall SHWSysShower Water Heater Setpoint Temperature Schedule | Service Water Heating | C | Default¦WntrDsn¦SmrDsn | 2014-01-01 | 2014-12-31 | Constant | 60 | [23 empty] | From DOE Prototype Buildings
HotelSmall SHWSysShower-Loop-Temp-Schedule | Service Water Heating | C | Default¦WntrDsn¦SmrDsn | 2014-01-01 | 2014-12-31 | Constant | 60 | [23 empty] | From DOE Prototype Buildings
Medium Office Bldg Swh | Service Water Heating |  | Default¦SmrDsn | 2014-01-01 | 2014-12-31 | Hourly | 0.05 | 0.05 | 0.05 | 0.05 | 0.05 | 0.08 | 0.07 | 0.19 | 0.35 | 0.38 | 0.39 | 0.47 | 0.57 | 0.54 | 0.34 | 0.33 | 0.44 | 0.26 | 0.21 | 0.15 | 0.17 | 0.08 | 0.05 | 0.05 | From DOE Reference Buildings
Medium Office Bldg Swh | Service Water Heating |  | WntrDsn¦Sat | 2014-01-01 | 2014-12-31 | Hourly | 0.05 | 0.05 | 0.05 | 0.05 | 0.05 | 0.08 | 0.07 | 0.11 | 0.15 | 0.21 | 0.19 | 0.23 | 0.2 | 0.19 | 0.15 | 0.13 | 0.14 | 0.07 | 0.07 | 0.07 | 0.07 | 0.09 | 0.05 | 0.05 | From DOE Reference Buildings
Medium Office Bldg Swh | Service Water Heating |  | Sun | 2014-01-01 | 2014-12-31 | Hourly | 0.04 | 0.04 | 0.04 | 0.04 | 0.04 | 0.07 | 0.04 | 0.04 | 0.04 | 0.04 | 0.04 | 0.06 | 0.06 | 0.09 | 0.06 | 0.04 | 0.04 | 0.04 | 0.04 | 0.04 | 0.04 | 0.07 | 0.04 | 0.04 | From DOE Reference Buildings
NECB-*-Service Water Heating | Service Water Heating | FRACTION | Default¦WntrDsn¦SmrDsn | 2014-01-01 | 2014-12-31 | Constant | 0
NECB-A-Service Water Heating | Service Water Heating | FRACTION | Default¦Wkdy | 2014-01-01 | 2014-12-31 | Hourly | 0.05 | 0.05 | 0.05 | 0.05 | 0.05 | 0.05 | 0.05 | 0.1 | 0.5 | 0.5 | 0.9 | 0.9 | 0.9 | 0.9 | 0.9 | 0.9 | 0.7 | 0.5 | 0.3 | 0.2 | 0.2 | 0.2 | 0.05 | 0.05
NECB-A-Service Water Heating | Service Water Heating | FRACTION | Sat | 2014-01-01 | 2014-12-31 | Hourly | 0.05 | 0.05 | 0.05 | 0.05 | 0.05 | 0.05 | 0.05 | 0.05 | 0.05 | 0.05 | 0.05 | 0.05 | 0.05 | 0.05 | 0.05 | 0.05 | 0.05 | 0.05 | 0.05 | 0.05 | 0.05 | 0.05 | 0.05 | 0.05
NECB-A-Service Water Heating | Service Water Heating | FRACTION | Sun¦Hol | 2014-01-01 | 2014-12-31 | Hourly | 0.05 | 0.05 | 0.05 | 0.05 | 0.05 | 0.05 | 0.05 | 0.05 | 0.05 | 0.05 | 0.05 | 0.05 | 0.05 | 0.05 | 0.05 | 0.05 | 0.05 | 0.05 | 0.05 | 0.05 | 0.05 | 0.05 | 0.05 | 0.05
NECB-B-Service Water Heating | Service Water Heating | FRACTION | Default¦Wkdy | 2014-01-01 | 2014-12-31 | Hourly | 0.6 | 0.5 | 0.05 | 0.05 | 0.05 | 0.05 | 0.05 | 0.05 | 0.05 | 0.7 | 0.7 | 0.4 | 0.5 | 0.6 | 0.6 | 0.4 | 0.3 | 0.3 | 0.4 | 0.5 | 0.8 | 0.8 | 0.9 | 0.9
NECB-B-Service Water Heating | Service Water Heating | FRACTION | Sat | 2014-01-01 | 2014-12-31 | Hourly | 0.7 | 0.6 | 0.05 | 0.05 | 0.05 | 0.05 | 0.05 | 0.05 | 0.05 | 0.7 | 0.7 | 0.4 | 0.5 | 0.6 | 0.6 | 0.4 | 0.3 | 0.3 | 0.4 | 0.5 | 0.8 | 0.8 | 0.9 | 0.9
NECB-B-Service Water Heating | Service Water Heating | FRACTION | Sun¦Hol | 2014-01-01 | 2014-12-31 | Hourly | 0.5 | 0.6 | 0.05 | 0.05 | 0.05 | 0.05 | 0.05 | 0.05 | 0.05 | 0.7 | 0.7 | 0.4 | 0.5 | 0.6 | 0.6 | 0.4 | 0.3 | 0.3 | 0.4 | 0.5 | 0.8 | 0.8 | 0.5 | 0.5
NECB-C-Service Water Heating | Service Water Heating | FRACTION | Default¦Wkdy | 2014-01-01 | 2014-12-31 | Hourly | 0.05 | 0.05 | 0.05 | 0.05 | 0.05 | 0.05 | 0.05 | 0.05 | 0.1 | 0.2 | 0.3 | 0.4 | 0.8 | 0.8 | 0.8 | 0.8 | 0.6 | 0.4 | 0.3 | 0.2 | 0.2 | 0.05 | 0.05 | 0.05
NECB-C-Service Water Heating | Service Water Heating | FRACTION | Sat | 2014-01-01 | 2014-12-31 | Hourly | 0.05 | 0.05 | 0.05 | 0.05 | 0.05 | 0.05 | 0.05 | 0.05 | 0.1 | 0.2 | 0.3 | 0.5 | 0.9 | 0.9 | 0.9 | 0.9 | 0.7 | 0.5 | 0.3 | 0.2 | 0.2 | 0.05 | 0.05 | 0.05
NECB-C-Service Water Heating | Service Water Heating | FRACTION | Sun¦Hol | 2014-01-01 | 2014-12-31 | Hourly | 0.05 | 0.05 | 0.05 | 0.05 | 0.05 | 0.05 | 0.05 | 0.05 | 0.05 | 0.05 | 0.1 | 0.2 | 0.4 | 0.8 | 0.8 | 0.6 | 0.4 | 0.3 | 0.2 | 0.05 | 0.05 | 0.05 | 0.05 | 0.05
NECB-D-Service Water Heating | Service Water Heating | FRACTION | Default¦Wkdy | 2014-01-01 | 2014-12-31 | Hourly | 0.05 | 0.05 | 0.05 | 0.05 | 0.05 | 0.05 | 0.05 | 0.05 | 0.5 | 0.5 | 0.9 | 0.9 | 0.9 | 0.9 | 0.9 | 0.9 | 0.7 | 0.3 | 0.5 | 0.5 | 0.5 | 0.3 | 0.05 | 0.05
NECB-D-Service Water Heating | Service Water Heating | FRACTION | Sat | 2014-01-01 | 2014-12-31 | Hourly | 0.05 | 0.05 | 0.05 | 0.05 | 0.05 | 0.05 | 0.05 | 0.05 | 0.05 | 0.05 | 0.05 | 0.05 | 0.05 | 0.05 | 0.05 | 0.05 | 0.05 | 0.05 | 0.05 | 0.05 | 0.05 | 0.05 | 0.05 | 0.05
NECB-D-Service Water Heating | Service Water Heating | FRACTION | Sun¦Hol | 2014-01-01 | 2014-12-31 | Hourly | 0.05 | 0.05 | 0.05 | 0.05 | 0.05 | 0.05 | 0.05 | 0.05 | 0.05 | 0.05 | 0.05 | 0.05 | 0.05 | 0.05 | 0.05 | 0.05 | 0.05 | 0.05 | 0.05 | 0.05 | 0.05 | 0.05 | 0.05 | 0.05
NECB-E-Service Water Heating | Service Water Heating | FRACTION | Default¦Wkdy | 2014-01-01 | 2014-12-31 | Hourly | 0.05 | 0.05 | 0.05 | 0.05 | 0.05 | 0.05 | 0.05 | 0.05 | 0.1 | 0.4 | 0.5 | 0.5 | 0.7 | 0.9 | 0.8 | 0.7 | 0.8 | 0.3 | 0.05 | 0.05 | 0.05 | 0.05 | 0.05 | 0.05
NECB-E-Service Water Heating | Service Water Heating | FRACTION | Sat | 2014-01-01 | 2014-12-31 | Hourly | 0.05 | 0.05 | 0.05 | 0.05 | 0.05 | 0.05 | 0.05 | 0.05 | 0.05 | 0.05 | 0.2 | 0.2 | 0.4 | 0.2 | 0.2 | 0.2 | 0.05 | 0.05 | 0.05 | 0.05 | 0.05 | 0.05 | 0.05 | 0.05
NECB-E-Service Water Heating | Service Water Heating | FRACTION | Sun¦Hol | 2014-01-01 | 2014-12-31 | Hourly | 0.05 | 0.05 | 0.05 | 0.05 | 0.05 | 0.05 | 0.05 | 0.05 | 0.05 | 0.05 | 0.05 | 0.05 | 0.05 | 0.05 | 0.05 | 0.05 | 0.05 | 0.05 | 0.05 | 0.05 | 0.05 | 0.05 | 0.05 | 0.05
NECB-F-Service Water Heating | Service Water Heating | FRACTION | Default¦Wkdy | 2014-01-01 | 2014-12-31 | Hourly | 0.5 | 0.3 | 0.2 | 0.1 | 0.1 | 0.2 | 0.4 | 0.6 | 0.9 | 0.7 | 0.5 | 0.5 | 0.4 | 0.5 | 0.4 | 0.3 | 0.3 | 0.3 | 0.3 | 0.5 | 0.7 | 0.7 | 0.7 | 0.7
NECB-F-Service Water Heating | Service Water Heating | FRACTION | Sat | 2014-01-01 | 2014-12-31 | Hourly | 0.5 | 0.3 | 0.2 | 0.1 | 0.1 | 0.2 | 0.4 | 0.5 | 0.8 | 0.6 | 0.5 | 0.5 | 0.5 | 0.5 | 0.5 | 0.4 | 0.3 | 0.3 | 0.3 | 0.5 | 0.7 | 0.7 | 0.7 | 0.7
NECB-F-Service Water Heating | Service Water Heating | FRACTION | Sun¦Hol | 2014-01-01 | 2014-12-31 | Hourly | 0.5 | 0.3 | 0.2 | 0.1 | 0.1 | 0.2 | 0.4 | 0.4 | 0.6 | 0.9 | 0.7 | 0.5 | 0.5 | 0.5 | 0.4 | 0.3 | 0.3 | 0.3 | 0.3 | 0.4 | 0.6 | 0.6 | 0.6 | 0.6
NECB-G-Service Water Heating | Service Water Heating | FRACTION | Default¦Wkdy | 2014-01-01 | 2014-12-31 | Hourly | 0.1 | 0.05 | 0.05 | 0.05 | 0.05 | 0.05 | 0.2 | 0.8 | 0.7 | 0.5 | 0.4 | 0.2 | 0.2 | 0.2 | 0.3 | 0.5 | 0.5 | 0.7 | 0.7 | 0.4 | 0.4 | 0.2 | 0.2 | 0.1
NECB-G-Service Water Heating | Service Water Heating | FRACTION | Sat | 2014-01-01 | 2014-12-31 | Hourly | 0.1 | 0.05 | 0.05 | 0.05 | 0.05 | 0.05 | 0.05 | 0.2 | 0.5 | 0.5 | 0.5 | 0.3 | 0.3 | 0.3 | 0.3 | 0.7 | 0.9 | 0.7 | 0.7 | 0.6 | 0.5 | 0.4 | 0.3 | 0.2
NECB-G-Service Water Heating | Service Water Heating | FRACTION | Sun¦Hol | 2014-01-01 | 2014-12-31 | Hourly | 0.1 | 0.05 | 0.05 | 0.05 | 0.05 | 0.05 | 0.05 | 0.05 | 0.2 | 0.3 | 0.3 | 0.2 | 0.2 | 0.3 | 0.4 | 0.5 | 0.6 | 0.7 | 0.4 | 0.3 | 0.2 | 0.2 | 0.2 | 0.2
NECB-H-Service Water Heating | Service Water Heating | FRACTION | Default¦Wkdy | 2014-01-01 | 2014-12-31 | Hourly | 0.9 | 0.9 | 0.9 | 0.9 | 0.9 | 0.9 | 0.9 | 0.9 | 0.9 | 0.9 | 0.9 | 0.9 | 0.9 | 0.9 | 0.9 | 0.9 | 0.9 | 0.9 | 0.9 | 0.9 | 0.9 | 0.9 | 0.9 | 0.9
NECB-H-Service Water Heating | Service Water Heating | FRACTION | Sat | 2014-01-01 | 2014-12-31 | Hourly | 0.9 | 0.9 | 0.9 | 0.9 | 0.9 | 0.9 | 0.9 | 0.9 | 0.9 | 0.9 | 0.9 | 0.9 | 0.9 | 0.9 | 0.9 | 0.9 | 0.9 | 0.9 | 0.9 | 0.9 | 0.9 | 0.9 | 0.9 | 0.9
NECB-H-Service Water Heating | Service Water Heating | FRACTION | Sun¦Hol | 2014-01-01 | 2014-12-31 | Hourly | 0.9 | 0.9 | 0.9 | 0.9 | 0.9 | 0.9 | 0.9 | 0.9 | 0.9 | 0.9 | 0.9 | 0.9 | 0.9 | 0.9 | 0.9 | 0.9 | 0.9 | 0.9 | 0.9 | 0.9 | 0.9 | 0.9 | 0.9 | 0.9
NECB-I-Service Water Heating | Service Water Heating | FRACTION | Default¦Wkdy | 2014-01-01 | 2014-12-31 | Hourly | 0.2 | 0.05 | 0.05 | 0.05 | 0.05 | 0.05 | 0.05 | 0.05 | 0.05 | 0.05 | 0.05 | 0.05 | 0.05 | 0.05 | 0.05 | 0.2 | 0.2 | 0.2 | 0.4 | 0.9 | 0.9 | 0.9 | 0.8 | 0.6
NECB-I-Service Water Heating | Service Water Heating | FRACTION | Sat | 2014-01-01 | 2014-12-31 | Hourly | 0.2 | 0.05 | 0.05 | 0.05 | 0.05 | 0.05 | 0.05 | 0.05 | 0.05 | 0.05 | 0.2 | 0.2 | 0.2 | 0.4 | 0.8 | 0.9 | 0.8 | 0.6 | 0.4 | 0.4 | 0.9 | 0.9 | 0.8 | 0.6
NECB-I-Service Water Heating | Service Water Heating | FRACTION | Sun¦Hol | 2014-01-01 | 2014-12-31 | Hourly | 0.05 | 0.05 | 0.05 | 0.05 | 0.05 | 0.05 | 0.05 | 0.1 | 0.2 | 0.4 | 0.4 | 0.2 | 0.1 | 0.05 | 0.05 | 0.05 | 0.05 | 0.05 | 0.05 | 0.05 | 0.05 | 0.05 | 0.05 | 0.05
OfficeLarge BLDG_SWH_SCH | Service Water Heating |  | Default | 2014-01-01 | 2014-12-31 | Hourly | 0 | 0 | 0 | 0 | 0 | 0 | 0.07 | 0.04 | 0.04 | 0.04 | 0.04 | 0.06 | 0.06 | 0.09 | 0.06 | 0.04 | 0.04 | 0.04 | 0.04 | 0.04 | 0.04 | 0.07 | 0.04 | 0.04 | From DOE Prototype Buildings
OfficeLarge BLDG_SWH_SCH | Service Water Heating |  | WntrDsn¦Sat | 2014-01-01 | 2014-12-31 | Hourly | 0 | 0 | 0 | 0 | 0 | 0 | 0.07 | 0.11 | 0.15 | 0.21 | 0.19 | 0.23 | 0.2 | 0.19 | 0.15 | 0.13 | 0.14 | 0.07 | 0.07 | 0.07 | 0.07 | 0.09 | 0.05 | 0.05 | From DOE Prototype Buildings
OfficeLarge BLDG_SWH_SCH | Service Water Heating |  | SmrDsn¦Wkdy | 2014-01-01 | 2014-12-31 | Hourly | 0 | 0 | 0 | 0 | 0 | 0 | 0.07 | 0.19 | 0.35 | 0.38 | 0.39 | 0.47 | 0.57 | 0.54 | 0.34 | 0.33 | 0.44 | 0.26 | 0.21 | 0.15 | 0.17 | 0.08 | 0.05 | 0.05 | From DOE Prototype Buildings
OfficeLarge SHWSys1 Water Heater Ambient Temperature Schedule | Service Water Heating | C | Default¦WntrDsn¦SmrDsn | 2014-01-01 | 2014-12-31 | Constant | 22 | [23 empty] | From DOE Prototype Buildings
OfficeLarge SHWSys1 Water Heater Setpoint Temperature Schedule | Service Water Heating | C | Default¦WntrDsn¦SmrDsn | 2014-01-01 | 2014-12-31 | Constant | 60 | [23 empty] | From DOE Prototype Buildings
OfficeLarge SHWSys1-Loop-Temp-Schedule | Service Water Heating | C | Default¦WntrDsn¦SmrDsn | 2014-01-01 | 2014-12-31 | Constant | 60 | [23 empty] | From DOE Prototype Buildings
OfficeMedium BLDG_SWH_SCH | Service Water Heating |  | Default | 2014-01-01 | 2014-12-31 | Hourly | 0 | 0 | 0 | 0 | 0 | 0 | 0.04 | 0.04 | 0.04 | 0.04 | 0.04 | 0.06 | 0.06 | 0.09 | 0.06 | 0.04 | 0.04 | 0.04 | 0 | 0 | 0 | 0 | 0 | 0 | From DOE Prototype Buildings
OfficeMedium BLDG_SWH_SCH | Service Water Heating |  | WntrDsn¦Sat | 2014-01-01 | 2014-12-31 | Hourly | 0 | 0 | 0 | 0 | 0 | 0 | 0.07 | 0.11 | 0.15 | 0.21 | 0.19 | 0.23 | 0.2 | 0.19 | 0.15 | 0.13 | 0.14 | 0.07 | 0.07 | 0 | 0 | 0 | 0 | 0 | From DOE Prototype Buildings
OfficeMedium BLDG_SWH_SCH | Service Water Heating |  | SmrDsn¦Wkdy | 2014-01-01 | 2014-12-31 | Hourly | 0 | 0 | 0 | 0 | 0 | 0 | 0.07 | 0.19 | 0.35 | 0.38 | 0.39 | 0.47 | 0.57 | 0.54 | 0.34 | 0.33 | 0.44 | 0.26 | 0.21 | 0.15 | 0.17 | 0.08 | 0.05 | 0.05 | From DOE Prototype Buildings
OfficeMedium SHWSys1 Water Heater Ambient Temperature Schedule | Service Water Heating | C | Default¦WntrDsn¦SmrDsn | 2014-01-01 | 2014-12-31 | Constant | 22 | [23 empty] | From DOE Prototype Buildings
OfficeMedium SHWSys1 Water Heater Setpoint Temperature Schedule | Service Water Heating | C | Default¦WntrDsn¦SmrDsn | 2014-01-01 | 2014-12-31 | Constant | 60 | [23 empty] | From DOE Prototype Buildings
OfficeMedium SHWSys1-Loop-Temp-Schedule | Service Water Heating | C | Default¦WntrDsn¦SmrDsn | 2014-01-01 | 2014-12-31 | Constant | 60 | [23 empty] | From DOE Prototype Buildings
OfficeServiceHotWater | Service Water Heating |  | Sat | 2017-01-01 | 2017-12-31 | Hourly | 0.05 | 0.05 | 0.05 | 0.05 | 0.05 | 0.08 | 0.07 | 0.11 | 0.15 | 0.21 | 0.19 | 0.23 | 0.2 | 0.19 | 0.15 | 0.12 | 0.14 | 0.07 | 0.07 | 0.07 | 0.07 | 0.09 | 0.05 | 0.05 | From Commercial Building Energy Saver (CBES) Prototype Models: cbes.lbl.gov
OfficeServiceHotWater | Service Water Heating |  | Sun | 2017-01-01 | 2017-12-31 | Hourly | 0.04 | 0.04 | 0.04 | 0.04 | 0.04 | 0.07 | 0.04 | 0.04 | 0.04 | 0.04 | 0.04 | 0.06 | 0.06 | 0.09 | 0.06 | 0.04 | 0.04 | 0.04 | 0.04 | 0.04 | 0.04 | 0.07 | 0.04 | 0.04 | From Commercial Building Energy Saver (CBES) Prototype Models: cbes.lbl.gov
OfficeServiceHotWater | Service Water Heating |  | Wkdy | 2017-01-01 | 2017-12-31 | Hourly | 0.05 | 0.05 | 0.05 | 0.05 | 0.05 | 0.08 | 0.07 | 0.19 | 0.35 | 0.38 | 0.39 | 0.47 | 0.57 | 0.54 | 0.34 | 0.33 | 0.44 | 0.26 | 0.21 | 0.15 | 0.17 | 0.08 | 0.05 | 0.05 | From Commercial Building Energy Saver (CBES) Prototype Models: cbes.lbl.gov
OfficeSmall BLDG_SWH_SCH | Service Water Heating |  | Default | 2014-01-01 | 2014-12-31 | Constant | 0 | [23 empty] | From DOE Prototype Buildings
OfficeSmall BLDG_SWH_SCH | Service Water Heating |  | WntrDsn¦SmrDsn¦Wkdy | 2014-01-01 | 2014-12-31 | Hourly | 0 | 0 | 0 | 0 | 0 | 0 | 0 | 0.27 | 0.55 | 0.64 | 0.64 | 0.82 | 1 | 0.91 | 0.55 | 0.55 | 0.73 | 0.37 | 0.37 | 0.18 | 0.27 | 0.09 | 0 | 0 | From DOE Prototype Buildings
OfficeSmall SHWSys1 Water Heater Ambient Temperature Schedule | Service Water Heating | C | Default¦WntrDsn¦SmrDsn | 2014-01-01 | 2014-12-31 | Constant | 22 | [23 empty] | From DOE Prototype Buildings
OfficeSmall SHWSys1 Water Heater Setpoint Temperature Schedule | Service Water Heating | C | Default¦WntrDsn¦SmrDsn | 2014-01-01 | 2014-12-31 | Constant | 60 | [23 empty] | From DOE Prototype Buildings
OfficeSmall SHWSys1-Loop-Temp-Schedule | Service Water Heating | C | Default¦WntrDsn¦SmrDsn | 2014-01-01 | 2014-12-31 | Constant | 60 | [23 empty] | From DOE Prototype Buildings
OfficeWtrHtrSetpt | Service Water Heating | C | Sat | 2017-01-01 | 2017-12-31 | Hourly | 57.22 | 57.22 | 57.22 | 57.22 | 57.22 | 57.22 | 57.22 | 57.22 | 57.22 | 57.22 | 57.22 | 57.22 | 57.22 | 57.22 | 57.22 | 57.22 | 57.22 | 57.22 | 57.22 | 57.22 | 57.22 | 57.22 | 57.22 | 57.22 | From Commercial Building Energy Saver (CBES) Prototype Models: cbes.lbl.gov
OfficeWtrHtrSetpt | Service Water Heating | C | Sun | 2017-01-01 | 2017-12-31 | Hourly | 57.22 | 57.22 | 57.22 | 57.22 | 57.22 | 57.22 | 57.22 | 57.22 | 57.22 | 57.22 | 57.22 | 57.22 | 57.22 | 57.22 | 57.22 | 57.22 | 57.22 | 57.22 | 57.22 | 57.22 | 57.22 | 57.22 | 57.22 | 57.22 | From Commercial Building Energy Saver (CBES) Prototype Models: cbes.lbl.gov
OfficeWtrHtrSetpt | Service Water Heating | C | Wkdy | 2017-01-01 | 2017-12-31 | Hourly | 57.22 | 57.22 | 57.22 | 57.22 | 57.22 | 57.22 | 57.22 | 57.22 | 57.22 | 57.22 | 57.22 | 57.22 | 57.22 | 57.22 | 57.22 | 57.22 | 57.22 | 57.22 | 57.22 | 57.22 | 57.22 | 57.22 | 57.22 | 57.22 | From Commercial Building Energy Saver (CBES) Prototype Models: cbes.lbl.gov
OutPatientHealthCare BLDG_SWH_SCH | Service Water Heating |  | Default | 2014-01-01 | 2014-12-31 | Hourly | 0 | 0 | 0 | 0 | 0 | 0 | 0 | 0 | 0.01 | 0.01 | 0.01 | 0.01 | 0.01 | 0.01 | 0.01 | 0.01 | 0.01 | 0 | 0 | 0 | 0 | 0 | 0 | 0 | From DOE Prototype Buildings
OutPatientHealthCare BLDG_SWH_SCH | Service Water Heating |  | WntrDsn¦Sat | 2014-01-01 | 2014-12-31 | Hourly | 0.01 | 0.01 | 0.01 | 0.01 | 0.01 | 0.01 | 0.01 | 0.01 | 0.2 | 0.28 | 0.3 | 0.3 | 0.24 | 0.24 | 0.23 | 0.23 | 0.23 | 0.1 | 0.01 | 0.01 | 0.01 | 0.01 | 0.01 | 0.01 | From DOE Prototype Buildings
OutPatientHealthCare BLDG_SWH_SCH | Service Water Heating |  | SmrDsn¦Wkdy | 2014-01-01 | 2014-12-31 | Hourly | 0.01 | 0.01 | 0.01 | 0.01 | 0.01 | 0.01 | 0.01 | 0.17 | 0.58 | 0.66 | 0.78 | 0.82 | 0.71 | 0.82 | 0.78 | 0.74 | 0.63 | 0.41 | 0.18 | 0.18 | 0.18 | 0.1 | 0.01 | 0.01 | From DOE Prototype Buildings
OutPatientHealthCare BLDG_SWH_SCH_Pre2004 | Service Water Heating |  | Default | 2014-01-01 | 2014-12-31 | Hourly | 0 | 0 | 0 | 0 | 0 | 0 | 0 | 0 | 0.01 | 0.01 | 0.01 | 0.01 | 0.01 | 0.01 | 0.01 | 0.01 | 0.01 | 0 | 0 | 0 | 0 | 0 | 0 | 0 | From DOE Prototype Buildings
OutPatientHealthCare BLDG_SWH_SCH_Pre2004 | Service Water Heating |  | Sat | 2014-01-01 | 2014-12-31 | Hourly | 0.01 | 0.01 | 0.01 | 0.01 | 0.01 | 0.01 | 0.01 | 0.01 | 0.2 | 0.28 | 0.3 | 0.3 | 0.24 | 0.24 | 0.23 | 0.23 | 0.23 | 0.1 | 0.01 | 0.01 | 0.01 | 0.01 | 0.01 | 0.01 | From DOE Prototype Buildings
OutPatientHealthCare BLDG_SWH_SCH_Pre2004 | Service Water Heating |  | SmrDsn¦Wkdy | 2014-01-01 | 2014-12-31 | Hourly | 0.01 | 0.01 | 0.01 | 0.01 | 0.01 | 0.01 | 0.01 | 0.17 | 0.58 | 0.66 | 0.78 | 0.82 | 0.71 | 0.82 | 0.78 | 0.74 | 0.63 | 0.41 | 0.18 | 0.18 | 0.18 | 0.1 | 0.01 | 0.01 | From DOE Prototype Buildings
OutPatientHealthCare SWHSys1 Water Heater Ambient Temperature Schedule Name | Service Water Heating | C | Default¦WntrDsn¦SmrDsn | 2014-01-01 | 2014-12-31 | Constant | 22 | [23 empty] | From DOE Prototype Buildings
OutPatientHealthCare SWHSys1 Water Heater Setpoint Temperature Schedule Name | Service Water Heating | C | Default¦WntrDsn¦SmrDsn | 2014-01-01 | 2014-12-31 | Constant | 60 | [23 empty] | From DOE Prototype Buildings
OutPatientHealthCare SWHSys1-Loop-Temp-Schedule | Service Water Heating | C | Default¦WntrDsn¦SmrDsn | 2014-01-01 | 2014-12-31 | Constant | 60 | [23 empty] | From DOE Prototype Buildings
QuickServiceRestaurant Bldg Swh | Service Water Heating |  | Default¦SmrDsn | 2014-01-01 | 2014-12-31 | Hourly | 0.2 | 0 | 0 | 0 | 0 | 0 | 0.15 | 0.6 | 0.55 | 0.45 | 0.4 | 0.45 | 0.4 | 0.35 | 0.3 | 0.3 | 0.3 | 0.4 | 0.55 | 0.6 | 0.5 | 0.55 | 0.45 | 0.25 | From DOE Reference Buildings
QuickServiceRestaurant Bldg Swh | Service Water Heating |  | WntrDsn¦Sat | 2014-01-01 | 2014-12-31 | Hourly | 0.2 | 0 | 0 | 0 | 0 | 0 | 0.15 | 0.15 | 0.15 | 0.5 | 0.45 | 0.5 | 0.5 | 0.45 | 0.4 | 0.4 | 0.35 | 0.4 | 0.55 | 0.55 | 0.5 | 0.55 | 0.4 | 0.3 | From DOE Reference Buildings
QuickServiceRestaurant Bldg Swh | Service Water Heating |  | Sun | 2014-01-01 | 2014-12-31 | Hourly | 0.25 | 0 | 0 | 0 | 0 | 0 | 0.15 | 0.15 | 0.15 | 0.15 | 0.5 | 0.5 | 0.4 | 0.4 | 0.3 | 0.3 | 0.3 | 0.4 | 0.5 | 0.5 | 0.4 | 0.5 | 0.4 | 0.2 | From DOE Reference Buildings
RestaurantFastFood BLDG_SWH_SCH | Service Water Heating |  | Default | 2014-01-01 | 2014-12-31 | Hourly | 0 | 0 | 0 | 0 | 0 | 0 | 0 | 0.15 | 0.15 | 0.15 | 0.1 | 0.72 | 0.6 | 0.98 | 0.92 | 0.25 | 0.25 | 0.23 | 0.16 | 0.1 | 0.4 | 0.42 | 0.43 | 0 | From DOE Prototype Buildings
RestaurantFastFood BLDG_SWH_SCH | Service Water Heating |  | WntrDsn¦SmrDsn | 2014-01-01 | 2014-12-31 | Hourly | 0 | 0 | 0 | 0 | 0 | 0 | 0 | 0.15 | 0.15 | 0.15 | 0.1 | 0.72 | 0.6 | 0.98 | 0.92 | 0.25 | 0.25 | 0.23 | 0.16 | 0.1 | 0.4 | 0.42 | 0.43 | 0.15 | From DOE Prototype Buildings
RestaurantFastFood BLDG_SWH_SCH | Service Water Heating |  | Wkdy | 2014-01-01 | 2014-12-31 | Hourly | 0 | 0 | 0 | 0 | 0 | 0 | 0.15 | 0.15 | 0.33 | 0.13 | 0.1 | 0.72 | 0.31 | 0.98 | 0.92 | 0.22 | 0.31 | 0.23 | 0.16 | 0.1 | 0.4 | 0.42 | 0.43 | 0.15 | From DOE Prototype Buildings
RestaurantFastFood SHWSys1 Water Heater Ambient Temperature Schedule Name | Service Water Heating | C | Default¦WntrDsn¦SmrDsn | 2014-01-01 | 2014-12-31 | Constant | 22 | [23 empty] | From DOE Prototype Buildings
RestaurantFastFood SHWSys1 Water Heater Setpoint Temperature Schedule Name | Service Water Heating | C | Default¦WntrDsn¦SmrDsn | 2014-01-01 | 2014-12-31 | Constant | 60 | [23 empty] | From DOE Prototype Buildings
RestaurantFastFood SHWSys1-Loop-Temp-Schedule | Service Water Heating | C | Default¦WntrDsn¦SmrDsn | 2014-01-01 | 2014-12-31 | Constant | 60 | [23 empty] | From DOE Prototype Buildings
RestaurantSitDown BLDG_SWH_SCH | Service Water Heating |  | Default | 2014-01-01 | 2014-12-31 | Hourly | 0.25 | 0 | 0 | 0 | 0 | 0 | 0.15 | 0.15 | 0.15 | 0.15 | 0.5 | 0.5 | 0.4 | 0.4 | 0.3 | 0.3 | 0.3 | 0.4 | 0.5 | 0.5 | 0.4 | 0.5 | 0.4 | 0.2 | From DOE Prototype Buildings
RestaurantSitDown BLDG_SWH_SCH | Service Water Heating |  | WntrDsn¦Sat | 2014-01-01 | 2014-12-31 | Hourly | 0.2 | 0 | 0 | 0 | 0 | 0 | 0.15 | 0.15 | 0.15 | 0.5 | 0.45 | 0.5 | 0.5 | 0.45 | 0.4 | 0.4 | 0.35 | 0.4 | 0.55 | 0.55 | 0.5 | 0.55 | 0.4 | 0.3 | From DOE Prototype Buildings
RestaurantSitDown BLDG_SWH_SCH | Service Water Heating |  | SmrDsn¦Wkdy | 2014-01-01 | 2014-12-31 | Hourly | 0.2 | 0 | 0 | 0 | 0 | 0 | 0.15 | 0.6 | 0.55 | 0.45 | 0.4 | 0.45 | 0.4 | 0.35 | 0.3 | 0.3 | 0.3 | 0.4 | 0.55 | 0.6 | 0.5 | 0.55 | 0.45 | 0.25 | From DOE Prototype Buildings
RestaurantSitDown SWHSys1 Water Heater Ambient Temperature Schedule Name | Service Water Heating | C | Default¦WntrDsn¦SmrDsn | 2014-01-01 | 2014-12-31 | Constant | 22 | [23 empty] | From DOE Prototype Buildings
RestaurantSitDown SWHSys1 Water Heater Setpoint Temperature Schedule Name | Service Water Heating | C | Default¦WntrDsn¦SmrDsn | 2014-01-01 | 2014-12-31 | Constant | 60 | [23 empty] | From DOE Prototype Buildings
RestaurantSitDown SWHSys1-Loop-Temp-Schedule | Service Water Heating | C | Default¦WntrDsn¦SmrDsn | 2014-01-01 | 2014-12-31 | Constant | 60 | [23 empty] | From DOE Prototype Buildings
RetailServiceHotWater | Service Water Heating |  | Default | 2017-01-01 | 2017-12-31 | Hourly | 0.11 | 0.1 | 0.08 | 0.06 | 0.06 | 0.06 | 0.07 | 0.2 | 0.24 | 0.27 | 0.42 | 0.54 | 0.59 | 0.6 | 0.49 | 0.48 | 0.47 | 0.46 | 0.44 | 0.36 | 0.29 | 0.22 | 0.16 | 0.13 | From Commercial Building Energy Saver (CBES) Prototype Models: cbes.lbl.gov
RetailServiceHotWater | Service Water Heating |  | WntrDsn¦Sat¦Sun | 2017-01-01 | 2017-12-31 | Hourly | 0.07 | 0.07 | 0.07 | 0.06 | 0.06 | 0.06 | 0.07 | 0.1 | 0.12 | 0.14 | 0.29 | 0.31 | 0.36 | 0.36 | 0.34 | 0.35 | 0.37 | 0.34 | 0.25 | 0.27 | 0.21 | 0.16 | 0.1 | 0.06 | From Commercial Building Energy Saver (CBES) Prototype Models: cbes.lbl.gov
RetailServiceHotWater | Service Water Heating |  | SmrDsn¦Wkdy | 2017-01-01 | 2017-12-31 | Hourly | 0.04 | 0.05 | 0.05 | 0.04 | 0.04 | 0.04 | 0.04 | 0.15 | 0.23 | 0.32 | 0.41 | 0.57 | 0.62 | 0.61 | 0.5 | 0.45 | 0.46 | 0.47 | 0.42 | 0.34 | 0.33 | 0.23 | 0.13 | 0.08 | From Commercial Building Energy Saver (CBES) Prototype Models: cbes.lbl.gov
RetailStandalone BLDG_SWH_SCH | Service Water Heating |  | Default | 2014-01-01 | 2014-12-31 | Hourly | 0 | 0 | 0 | 0 | 0 | 0 | 0 | 0 | 0 | 0.14 | 0.29 | 0.31 | 0.36 | 0.36 | 0.34 | 0.35 | 0.37 | 0.34 | 0.25 | 0 | 0 | 0 | 0 | 0 | From DOE Prototype Buildings
RetailStandalone BLDG_SWH_SCH | Service Water Heating |  | WntrDsn¦Sat | 2014-01-01 | 2014-12-31 | Hourly | 0 | 0 | 0 | 0 | 0 | 0 | 0 | 0.2 | 0.24 | 0.27 | 0.42 | 0.54 | 0.59 | 0.6 | 0.49 | 0.48 | 0.47 | 0.46 | 0.44 | 0.36 | 0.29 | 0.22 | 0 | 0 | From DOE Prototype Buildings
RetailStandalone BLDG_SWH_SCH | Service Water Heating |  | SmrDsn¦Wkdy | 2014-01-01 | 2014-12-31 | Hourly | 0 | 0 | 0 | 0 | 0 | 0 | 0 | 0.15 | 0.23 | 0.32 | 0.41 | 0.57 | 0.62 | 0.61 | 0.5 | 0.45 | 0.46 | 0.47 | 0.42 | 0.34 | 0.33 | 0 | 0 | 0 | From DOE Prototype Buildings
RetailStripmall Type1_SWH_SCH | Service Water Heating |  | Default | 2014-01-01 | 2014-12-31 | Hourly | 0 | 0 | 0 | 0 | 0 | 0 | 0 | 0 | 0.1 | 0.14 | 0.29 | 0.31 | 0.36 | 0.36 | 0.34 | 0.35 | 0.37 | 0.34 | 0.25 | 0.27 | 0.21 | 0.16 | 0.16 | 0.1 | From DOE Prototype Buildings
RetailStripmall Type1_SWH_SCH | Service Water Heating |  | WntrDsn¦Sat¦Fri | 2014-01-01 | 2014-12-31 | Hourly | 0.13 | 0 | 0 | 0 | 0 | 0 | 0 | 0 | 0 | 0.2 | 0.23 | 0.32 | 0.41 | 0.65 | 0.6 | 0.55 | 0.45 | 0.5 | 0.46 | 0.47 | 0.34 | 0.33 | 0.23 | 0.13 | From DOE Prototype Buildings
RetailStripmall Type1_SWH_SCH | Service Water Heating |  | SmrDsn¦Mon¦Tue¦Wed¦Thu | 2014-01-01 | 2014-12-31 | Hourly | 0 | 0 | 0 | 0 | 0 | 0 | 0 | 0.04 | 0.04 | 0.15 | 0.23 | 0.32 | 0.41 | 0.62 | 0.6 | 0.55 | 0.45 | 0.5 | 0.46 | 0.47 | 0.34 | 0.33 | 0.23 | 0.13 | From DOE Prototype Buildings
RetailStripmall Type2_SWH_SCH | Service Water Heating |  | Default | 2014-01-01 | 2014-12-31 | Hourly | 0 | 0 | 0 | 0 | 0 | 0 | 0 | 0 | 0 | 0.12 | 0.14 | 0.29 | 0.33 | 0.4 | 0.36 | 0.37 | 0.35 | 0.37 | 0 | 0 | 0 | 0 | 0 | 0 | From DOE Prototype Buildings
RetailStripmall Type2_SWH_SCH | Service Water Heating |  | WntrDsn¦Sat | 2014-01-01 | 2014-12-31 | Hourly | 0 | 0 | 0 | 0 | 0 | 0 | 0 | 0 | 0.2 | 0.24 | 0.27 | 0.42 | 0.54 | 0.62 | 0.6 | 0.5 | 0.48 | 0.47 | 0.34 | 0 | 0 | 0 | 0 | 0 | From DOE Prototype Buildings
RetailStripmall Type2_SWH_SCH | Service Water Heating |  | SmrDsn¦Wkdy | 2014-01-01 | 2014-12-31 | Hourly | 0 | 0 | 0 | 0 | 0 | 0 | 0 | 0 | 0.15 | 0.23 | 0.32 | 0.41 | 0.57 | 0.62 | 0.61 | 0.5 | 0.45 | 0.46 | 0.47 | 0.42 | 0.34 | 0 | 0 | 0 | From DOE Prototype Buildings
RetailStripmall Type3_SWH_SCH | Service Water Heating |  | Default | 2014-01-01 | 2014-12-31 | Hourly | 0 | 0 | 0 | 0 | 0 | 0 | 0 | 0 | 0 | 0 | 0.12 | 0.29 | 0.31 | 0.36 | 0.36 | 0.34 | 0.35 | 0.37 | 0 | 0 | 0 | 0 | 0 | 0 | From DOE Prototype Buildings
RetailStripmall Type3_SWH_SCH | Service Water Heating |  | WntrDsn¦Sat | 2014-01-01 | 2014-12-31 | Hourly | 0 | 0 | 0 | 0 | 0 | 0 | 0 | 0 | 0 | 0.2 | 0.27 | 0.42 | 0.54 | 0.59 | 0.6 | 0.49 | 0.48 | 0.47 | 0.46 | 0 | 0 | 0 | 0 | 0 | From DOE Prototype Buildings
RetailStripmall Type3_SWH_SCH | Service Water Heating |  | SmrDsn¦Wkdy | 2014-01-01 | 2014-12-31 | Hourly | 0 | 0 | 0 | 0 | 0 | 0 | 0 | 0 | 0 | 0.15 | 0.25 | 0.41 | 0.57 | 0.62 | 0.61 | 0.5 | 0.45 | 0.46 | 0.47 | 0.42 | 0.34 | 0 | 0 | 0 | From DOE Prototype Buildings
SchoolPrimary Bath_ZN_1_FLR_1 SHW_default Hot Supply Temp Sched | Service Water Heating | C | Default¦WntrDsn¦SmrDsn | 2014-01-01 | 2014-12-31 | Constant | 55 | [23 empty] | From DOE Prototype Buildings
SchoolPrimary Bath_ZN_1_FLR_1 SHW_default Latent fract sched | Service Water Heating |  | Default¦WntrDsn¦SmrDsn | 2014-01-01 | 2014-12-31 | Constant | 0.05 | [23 empty] | From DOE Prototype Buildings
SchoolPrimary Bath_ZN_1_FLR_1 SHW_default Sensible fract sched | Service Water Heating |  | Default¦WntrDsn¦SmrDsn | 2014-01-01 | 2014-12-31 | Constant | 0.2 | [23 empty] | From DOE Prototype Buildings
SchoolPrimary Bath_ZN_1_FLR_1 SHW_default Temp Sched | Service Water Heating | C | Default¦WntrDsn¦SmrDsn | 2014-01-01 | 2014-12-31 | Constant | 60 | [23 empty] | From DOE Prototype Buildings
SchoolPrimary BLDG_SWH_SCH | Service Water Heating |  | Default | 2014-01-01 | 2014-12-31 | Constant | 0 | [23 empty] | From DOE Prototype Buildings
SchoolPrimary BLDG_SWH_SCH | Service Water Heating |  | WntrDsn | 2014-01-01 | 2014-12-31 | Hourly | 0.03 | 0.03 | 0.03 | 0.03 | 0.03 | 0.03 | 0.03 | 0.03 | 0.03 | 0.05 | 0.05 | 0.05 | 0.05 | 0.03 | 0.03 | 0.03 | 0.03 | 0.03 | 0.03 | 0.03 | 0.03 | 0.03 | 0.03 | 0.03 | From DOE Prototype Buildings
SchoolPrimary BLDG_SWH_SCH | Service Water Heating |  | SmrDsn | 2014-01-01 | 2014-12-31 | Hourly | 0.05 | 0.05 | 0.05 | 0.05 | 0.05 | 0.05 | 0.05 | 0.1 | 0.34 | 0.6 | 0.63 | 0.72 | 0.79 | 0.83 | 0.61 | 0.65 | 0.1 | 0.1 | 0.19 | 0.25 | 0.22 | 0.22 | 0.12 | 0.09 | From DOE Prototype Buildings
SchoolPrimary BLDG_SWH_SCH | Service Water Heating |  | Sat | 2014-09-16 | 2014-12-31 | Constant | 0 | [23 empty] | From DOE Prototype Buildings
SchoolPrimary BLDG_SWH_SCH | Service Water Heating |  | Wkdy | 2014-09-16 | 2014-12-31 | Hourly | 0 | 0 | 0 | 0 | 0 | 0 | 0 | 0 | 0.34 | 0.6 | 0.63 | 0.72 | 0.79 | 0.83 | 0.61 | 0.65 | 0.1 | 0.1 | 0.19 | 0.25 | 0 | 0 | 0 | 0 | From DOE Prototype Buildings
SchoolPrimary BLDG_SWH_SCH | Service Water Heating |  | Sun¦Sat | 2014-06-16 | 2014-09-15 | Constant | 0 | [23 empty] | From DOE Prototype Buildings
SchoolPrimary BLDG_SWH_SCH | Service Water Heating |  | Wkdy | 2014-06-16 | 2014-09-15 | Hourly | 0 | 0 | 0 | 0 | 0 | 0 | 0 | 0 | 0.1 | 0.1 | 0.1 | 0.1 | 0.1 | 0.1 | 0.1 | 0.1 | 0.1 | 0.1 | 0.19 | 0.25 | 0 | 0 | 0 | 0 | From DOE Prototype Buildings
SchoolPrimary BLDG_SWH_SCH | Service Water Heating |  | Sun¦Sat | 2014-01-01 | 2014-06-15 | Constant | 0 | [23 empty] | From DOE Prototype Buildings
SchoolPrimary BLDG_SWH_SCH | Service Water Heating |  | Wkdy | 2014-01-01 | 2014-06-15 | Hourly | 0 | 0 | 0 | 0 | 0 | 0 | 0 | 0 | 0.34 | 0.6 | 0.63 | 0.72 | 0.79 | 0.83 | 0.61 | 0.65 | 0.1 | 0.1 | 0.19 | 0.25 | 0 | 0 | 0 | 0 | From DOE Prototype Buildings
SchoolPrimary SHWSys1 Water Heater Ambient Temperature Schedule Name | Service Water Heating | C | Default¦WntrDsn¦SmrDsn | 2014-01-01 | 2014-12-31 | Constant | 22 | [23 empty] | From DOE Prototype Buildings
SchoolPrimary SHWSys1 Water Heater Setpoint Temperature Schedule Name | Service Water Heating | C | Default¦WntrDsn¦SmrDsn | 2014-01-01 | 2014-12-31 | Constant | 60 | [23 empty] | From DOE Prototype Buildings
SchoolPrimary SHWSys1-Loop-Temp-Schedule | Service Water Heating | C | Default¦WntrDsn¦SmrDsn | 2014-01-01 | 2014-12-31 | Constant | 60 | [23 empty] | From DOE Prototype Buildings
SchoolSecondary Bathrooms_ZN_1_FLR_1 SHW_default Hot Supply Temp Sched | Service Water Heating | C | Default¦WntrDsn¦SmrDsn | 2014-01-01 | 2014-12-31 | Constant | 55 | [23 empty] | From DOE Prototype Buildings
SchoolSecondary Bathrooms_ZN_1_FLR_1 SHW_default Latent fract sched | Service Water Heating |  | Default¦WntrDsn¦SmrDsn | 2014-01-01 | 2014-12-31 | Constant | 0.05 | [23 empty] | From DOE Prototype Buildings
SchoolSecondary Bathrooms_ZN_1_FLR_1 SHW_default Sensible fract sched | Service Water Heating |  | Default¦WntrDsn¦SmrDsn | 2014-01-01 | 2014-12-31 | Constant | 0.2 | [23 empty] | From DOE Prototype Buildings
SchoolSecondary Bathrooms_ZN_1_FLR_1 SHW_default Temp Sched | Service Water Heating | C | Default¦WntrDsn¦SmrDsn | 2014-01-01 | 2014-12-31 | Constant | 60 | [23 empty] | From DOE Prototype Buildings
SchoolSecondary Bathrooms_ZN_1_FLR_2 SHW_default Hot Supply Temp Sched | Service Water Heating | C | Default¦WntrDsn¦SmrDsn | 2014-01-01 | 2014-12-31 | Constant | 55 | [23 empty] | From DOE Prototype Buildings
SchoolSecondary Bathrooms_ZN_1_FLR_2 SHW_default Latent fract sched | Service Water Heating |  | Default¦WntrDsn¦SmrDsn | 2014-01-01 | 2014-12-31 | Constant | 0.05 | [23 empty] | From DOE Prototype Buildings
SchoolSecondary Bathrooms_ZN_1_FLR_2 SHW_default Sensible fract sched | Service Water Heating |  | Default¦WntrDsn¦SmrDsn | 2014-01-01 | 2014-12-31 | Constant | 0.2 | [23 empty] | From DOE Prototype Buildings
SchoolSecondary Bathrooms_ZN_1_FLR_2 SHW_default Temp Sched | Service Water Heating | C | Default¦WntrDsn¦SmrDsn | 2014-01-01 | 2014-12-31 | Constant | 60 | [23 empty] | From DOE Prototype Buildings
SchoolSecondary BLDG_SWH_SCH | Service Water Heating |  | Default | 2014-01-01 | 2014-12-31 | Constant | 0 | [23 empty] | From DOE Prototype Buildings
SchoolSecondary BLDG_SWH_SCH | Service Water Heating |  | WntrDsn | 2014-01-01 | 2014-12-31 | Hourly | 0.03 | 0.03 | 0.03 | 0.03 | 0.03 | 0.03 | 0.03 | 0.03 | 0.03 | 0.05 | 0.05 | 0.05 | 0.05 | 0.03 | 0.03 | 0.03 | 0.03 | 0.03 | 0.03 | 0.03 | 0.03 | 0.03 | 0.03 | 0.03 | From DOE Prototype Buildings
SchoolSecondary BLDG_SWH_SCH | Service Water Heating |  | SmrDsn | 2014-01-01 | 2014-12-31 | Hourly | 0.05 | 0.05 | 0.05 | 0.05 | 0.05 | 0.05 | 0.05 | 0.1 | 0.34 | 0.6 | 0.63 | 0.72 | 0.79 | 0.83 | 0.61 | 0.65 | 0.1 | 0.1 | 0.19 | 0.25 | 0.22 | 0.22 | 0.12 | 0.09 | From DOE Prototype Buildings
SchoolSecondary BLDG_SWH_SCH | Service Water Heating |  | Sat | 2014-09-16 | 2014-12-31 | Constant | 0 | [23 empty] | From DOE Prototype Buildings
SchoolSecondary BLDG_SWH_SCH | Service Water Heating |  | Wkdy | 2014-09-16 | 2014-12-31 | Hourly | 0 | 0 | 0 | 0 | 0 | 0 | 0 | 0 | 0.34 | 0.6 | 0.63 | 0.72 | 0.79 | 0.83 | 0.61 | 0.65 | 0.1 | 0.1 | 0.19 | 0.25 | 0 | 0 | 0 | 0 | From DOE Prototype Buildings
SchoolSecondary BLDG_SWH_SCH | Service Water Heating |  | Sun¦Sat | 2014-06-16 | 2014-09-15 | Constant | 0 | [23 empty] | From DOE Prototype Buildings
SchoolSecondary BLDG_SWH_SCH | Service Water Heating |  | Wkdy | 2014-06-16 | 2014-09-15 | Hourly | 0 | 0 | 0 | 0 | 0 | 0 | 0 | 0 | 0.1 | 0.1 | 0.1 | 0.1 | 0.1 | 0.1 | 0.1 | 0.1 | 0.1 | 0.1 | 0.19 | 0.25 | 0 | 0 | 0 | 0 | From DOE Prototype Buildings
SchoolSecondary BLDG_SWH_SCH | Service Water Heating |  | Sun¦Sat | 2014-01-01 | 2014-06-15 | Constant | 0 | [23 empty] | From DOE Prototype Buildings
SchoolSecondary BLDG_SWH_SCH | Service Water Heating |  | Wkdy | 2014-01-01 | 2014-06-15 | Hourly | 0 | 0 | 0 | 0 | 0 | 0 | 0 | 0 | 0.34 | 0.6 | 0.63 | 0.72 | 0.79 | 0.83 | 0.61 | 0.65 | 0.1 | 0.1 | 0.19 | 0.25 | 0 | 0 | 0 | 0 | From DOE Prototype Buildings
SchoolSecondary SHWSys1 Water Heater Ambient Temperature Schedule Name | Service Water Heating | C | Default¦WntrDsn¦SmrDsn | 2014-01-01 | 2014-12-31 | Constant | 22 | [23 empty] | From DOE Prototype Buildings
SchoolSecondary SHWSys1 Water Heater Setpoint Temperature Schedule Name | Service Water Heating | C | Default¦WntrDsn¦SmrDsn | 2014-01-01 | 2014-12-31 | Constant | 60 | [23 empty] | From DOE Prototype Buildings
SchoolSecondary SHWSys1-Loop-Temp-Schedule | Service Water Heating | C | Default¦WntrDsn¦SmrDsn | 2014-01-01 | 2014-12-31 | Constant | 60 | [23 empty] | From DOE Prototype Buildings
SuperMarket Bldg Swh | Service Water Heating |  | Default¦SmrDsn | 2014-01-01 | 2014-12-31 | Hourly | 0.04 | 0.05 | 0.05 | 0.04 | 0.04 | 0.04 | 0.04 | 0.15 | 0.23 | 0.32 | 0.41 | 0.57 | 0.62 | 0.61 | 0.5 | 0.45 | 0.46 | 0.47 | 0.42 | 0.34 | 0.33 | 0.23 | 0.13 | 0.08 | From DOE Reference Buildings
SuperMarket Bldg Swh | Service Water Heating |  | WntrDsn¦Sat | 2014-01-01 | 2014-12-31 | Hourly | 0.11 | 0.1 | 0.08 | 0.06 | 0.06 | 0.06 | 0.07 | 0.2 | 0.24 | 0.27 | 0.42 | 0.54 | 0.59 | 0.6 | 0.49 | 0.48 | 0.47 | 0.46 | 0.44 | 0.36 | 0.29 | 0.22 | 0.16 | 0.13 | From DOE Reference Buildings
SuperMarket Bldg Swh | Service Water Heating |  | Sun | 2014-01-01 | 2014-12-31 | Hourly | 0.07 | 0.07 | 0.07 | 0.06 | 0.06 | 0.06 | 0.07 | 0.1 | 0.12 | 0.14 | 0.29 | 0.31 | 0.36 | 0.36 | 0.34 | 0.35 | 0.37 | 0.34 | 0.25 | 0.27 | 0.21 | 0.16 | 0.1 | 0.06 | From DOE Reference Buildings
Warehouse Office DHW Schedule | Service Water Heating |  | Default¦WntrDsn¦SmrDsn | 2014-01-01 | 2014-12-31 | Hourly | 0 | 0 | 0 | 0 | 0 | 0 | 0.05 | 0.101 | 0.399 | 0.501 | 0.501 | 0.696 | 0.9 | 0.798 | 0.696 | 0.798 | 0.297 | 0.05 | 0 | 0 | 0 | 0 | 0 | 0
Warehouse Office DHW Schedule | Service Water Heating |  | Sun | 2014-01-01 | 2014-12-31 | Hourly | 0.015 | 0.015 | 0.015 | 0.015 | 0.015 | 0.015 | 0.015 | 0.015 | 0.015 | 0.015 | 0.015 | 0.015 | 0.015 | 0.015 | 0.015 | 0.015 | 0.015 | 0.015 | 0.015 | 0.015 | 0.015 | 0.015 | 0.015 | 0.015
ApartmentHighRise CLGSETP_APT_SCH | Thermostat Setpoint | C | Default | 2014-01-01 | 2014-12-31 | Constant | 24.4 | [23 empty] | From DOE Prototype Buildings
ApartmentHighRise CLGSETP_APT_SCH | Thermostat Setpoint | C | WntrDsn | 2014-01-01 | 2014-12-31 | Constant | 21.7 | [23 empty] | From DOE Prototype Buildings
ApartmentHighRise CLGSETP_APT_SCH | Thermostat Setpoint | C | SmrDsn | 2014-01-01 | 2014-12-31 | Constant | 24.4 | [23 empty] | From DOE Prototype Buildings
ApartmentHighRise HTGSETP_APT_SCH | Thermostat Setpoint | C | Default | 2014-01-01 | 2014-12-31 | Constant | 21.7 | [23 empty] | From DOE Prototype Buildings
ApartmentHighRise HTGSETP_APT_SCH | Thermostat Setpoint | C | WntrDsn | 2014-01-01 | 2014-12-31 | Constant | 21.7 | [23 empty] | From DOE Prototype Buildings
ApartmentHighRise HTGSETP_APT_SCH | Thermostat Setpoint | C | SmrDsn | 2014-01-01 | 2014-12-31 | Constant | 24.4 | [23 empty] | From DOE Prototype Buildings
ApartmentHighRise HTGSETP_DESIGN_OFF_SCH | Thermostat Setpoint | C | Default¦WntrDsn¦SmrDsn | 2014-01-01 | 2014-12-31 | Constant | 0 | [23 empty] | From DOE Prototype Buildings
ApartmentHighRise HTGSETP_OFF_SCH_No_Optimum | Thermostat Setpoint | C | Default | 2014-01-01 | 2014-12-31 | Constant | 15.6 | [23 empty] | From DOE Prototype Buildings
ApartmentHighRise HTGSETP_OFF_SCH_No_Optimum | Thermostat Setpoint | C | WntrDsn¦SmrDsn | 2014-01-01 | 2014-12-31 | Hourly | 15.6 | 15.6 | 15.6 | 15.6 | 15.6 | 15.6 | 15.6 | 18.3 | 21.1 | 21.1 | 21.1 | 21.1 | 21.1 | 21.1 | 21.1 | 21.1 | 21.1 | 18.3 | 15.6 | 15.6 | 15.6 | 15.6 | 15.6 | 15.6 | From DOE Prototype Buildings
ApartmentHighRise HTGSETP_OFF_SCH_Yes_Optimum | Thermostat Setpoint | C | Default | 2014-01-01 | 2014-12-31 | Constant | 15.6 | [23 empty] | From DOE Prototype Buildings
ApartmentHighRise HTGSETP_OFF_SCH_Yes_Optimum | Thermostat Setpoint | C | WntrDsn¦SmrDsn | 2014-01-01 | 2014-12-31 | Hourly | 15.6 | 15.6 | 15.6 | 15.6 | 15.6 | 15.6 | 15.6 | 18.3 | 21.1 | 21.1 | 21.1 | 21.1 | 21.1 | 21.1 | 21.1 | 21.1 | 21.1 | 18.3 | 15.6 | 15.6 | 15.6 | 15.6 | 15.6 | 15.6 | From DOE Prototype Buildings
ApartmentHighRise HTGSETP_OFF_SCH_Yes_Optimum_Original | Thermostat Setpoint | C | Default | 2014-01-01 | 2014-12-31 | Constant | 15.6 | [23 empty] | From DOE Prototype Buildings
ApartmentHighRise HTGSETP_OFF_SCH_Yes_Optimum_Original | Thermostat Setpoint | C | WntrDsn¦SmrDsn | 2014-01-01 | 2014-12-31 | Hourly | 15.6 | 15.6 | 15.6 | 15.6 | 15.6 | 15.6 | 15.6 | 18.3 | 21.1 | 21.1 | 21.1 | 21.1 | 21.1 | 21.1 | 21.1 | 21.1 | 21.1 | 18.3 | 15.6 | 15.6 | 15.6 | 15.6 | 15.6 | 15.6 | From DOE Prototype Buildings
ApartmentHighRise N CLGSETP_APT_SCH | Thermostat Setpoint | C | Default¦WntrDsn¦SmrDsn | 2014-01-01 | 2014-12-31 | Constant | 0 | [23 empty] | From DOE Prototype Buildings
ApartmentHighRise N HTGSETP_APT_SCH | Thermostat Setpoint | C | Default¦WntrDsn¦SmrDsn | 2014-01-01 | 2014-12-31 | Constant | 0 | [23 empty] | From DOE Prototype Buildings
ApartmentHighRise S CLGSETP_APT_SCH | Thermostat Setpoint | C | Default¦WntrDsn¦SmrDsn | 2014-01-01 | 2014-12-31 | Constant | 0 | [23 empty] | From DOE Prototype Buildings
ApartmentHighRise S HTGSETP_APT_SCH | Thermostat Setpoint | C | Default¦WntrDsn¦SmrDsn | 2014-01-01 | 2014-12-31 | Constant | 0 | [23 empty] | From DOE Prototype Buildings
ApartmentMidRise CLGSETP_APT_SCH | Thermostat Setpoint | C | Default¦WntrDsn¦SmrDsn | 2014-01-01 | 2014-12-31 | Constant | 24.4 | [23 empty] | From DOE Prototype Buildings
ApartmentMidRise CLGSETP_OFF_SCH_NO_OPTIMUM | Thermostat Setpoint | C | Default¦WntrDsn | 2014-01-01 | 2014-12-31 | Constant | 29.4 | [23 empty] | From DOE Prototype Buildings
ApartmentMidRise CLGSETP_OFF_SCH_NO_OPTIMUM | Thermostat Setpoint | C | SmrDsn | 2014-01-01 | 2014-12-31 | Hourly | 29.4 | 29.4 | 29.4 | 29.4 | 29.4 | 29.4 | 29.4 | 26.7 | 23.9 | 23.9 | 23.9 | 23.9 | 23.9 | 23.9 | 23.9 | 23.9 | 23.9 | 26.7 | 29.4 | 29.4 | 29.4 | 29.4 | 29.4 | 29.4 | From DOE Prototype Buildings
ApartmentMidRise CLGSETP_OFF_SCH_NO_OPTIMUM | Thermostat Setpoint | C | Wkdy | 2014-01-01 | 2014-12-31 | Hourly | 29.4 | 29.4 | 29.4 | 29.4 | 29.4 | 29.4 | 29.4 | 23.9 | 23.9 | 23.9 | 23.9 | 23.9 | 23.9 | 23.9 | 23.9 | 23.9 | 23.9 | 26.7 | 29.4 | 29.4 | 29.4 | 29.4 | 29.4 | 29.4 | From DOE Prototype Buildings
ApartmentMidRise CLGSETP_OFF_SCH_No_Setback | Thermostat Setpoint | C | Default¦WntrDsn | 2014-01-01 | 2014-12-31 | Constant | 23.9 | [23 empty] | From DOE Prototype Buildings
ApartmentMidRise CLGSETP_OFF_SCH_No_Setback | Thermostat Setpoint | C | SmrDsn | 2014-01-01 | 2014-12-31 | Hourly | 29.4 | 29.4 | 29.4 | 29.4 | 29.4 | 29.4 | 29.4 | 26.7 | 23.9 | 23.9 | 23.9 | 23.9 | 23.9 | 23.9 | 23.9 | 23.9 | 23.9 | 26.7 | 29.4 | 29.4 | 29.4 | 29.4 | 29.4 | 29.4 | From DOE Prototype Buildings
ApartmentMidRise CLGSETP_OFF_SCH_YES_OPTIMUM | Thermostat Setpoint | C | Default¦WntrDsn | 2014-01-01 | 2014-12-31 | Constant | 29.4 | [23 empty] | From DOE Prototype Buildings
ApartmentMidRise CLGSETP_OFF_SCH_YES_OPTIMUM | Thermostat Setpoint | C | SmrDsn | 2014-01-01 | 2014-12-31 | Hourly | 29.4 | 29.4 | 29.4 | 29.4 | 29.4 | 29.4 | 29.4 | 26.7 | 23.9 | 23.9 | 23.9 | 23.9 | 23.9 | 23.9 | 23.9 | 23.9 | 23.9 | 26.7 | 29.4 | 29.4 | 29.4 | 29.4 | 29.4 | 29.4 | From DOE Prototype Buildings
ApartmentMidRise HTGSETP_APT_SCH | Thermostat Setpoint | C | Default¦WntrDsn¦SmrDsn | 2014-01-01 | 2014-12-31 | Constant | 21.7 | [23 empty] | From DOE Prototype Buildings
ApartmentMidRise HTGSETP_OFF_SCH_NO_OPTIMUM | Thermostat Setpoint | C | Default¦SmrDsn | 2014-01-01 | 2014-12-31 | Constant | 15.6 | [23 empty] | From DOE Prototype Buildings
ApartmentMidRise HTGSETP_OFF_SCH_NO_OPTIMUM | Thermostat Setpoint | C | WntrDsn | 2014-01-01 | 2014-12-31 | Hourly | 15.6 | 15.6 | 15.6 | 15.6 | 15.6 | 15.6 | 15.6 | 18.3 | 21.1 | 21.1 | 21.1 | 21.1 | 21.1 | 21.1 | 21.1 | 21.1 | 21.1 | 18.3 | 15.6 | 15.6 | 15.6 | 15.6 | 15.6 | 15.6 | From DOE Prototype Buildings
ApartmentMidRise HTGSETP_OFF_SCH_NO_OPTIMUM | Thermostat Setpoint | C | Wkdy | 2014-01-01 | 2014-12-31 | Hourly | 15.6 | 15.6 | 15.6 | 15.6 | 15.6 | 15.6 | 15.6 | 21.1 | 21.1 | 21.1 | 21.1 | 21.1 | 21.1 | 21.1 | 21.1 | 21.1 | 21.1 | 18.3 | 15.6 | 15.6 | 15.6 | 15.6 | 15.6 | 15.6 | From DOE Prototype Buildings
ApartmentMidRise HTGSETP_OFF_SCH_YES_OPTIMUM | Thermostat Setpoint | C | Default¦SmrDsn | 2014-01-01 | 2014-12-31 | Constant | 15.6 | [23 empty] | From DOE Prototype Buildings
ApartmentMidRise HTGSETP_OFF_SCH_YES_OPTIMUM | Thermostat Setpoint | C | WntrDsn | 2014-01-01 | 2014-12-31 | Hourly | 15.6 | 15.6 | 15.6 | 15.6 | 15.6 | 15.6 | 15.6 | 18.3 | 21.1 | 21.1 | 21.1 | 21.1 | 21.1 | 21.1 | 21.1 | 21.1 | 21.1 | 18.3 | 15.6 | 15.6 | 15.6 | 15.6 | 15.6 | 15.6 | From DOE Prototype Buildings
ApartmentMidRise HTGSETP_OFF_SCH_YES_OPTIMUM | Thermostat Setpoint | C | Wkdy | 2014-01-01 | 2014-12-31 | Hourly | 15.6 | 15.6 | 15.6 | 15.6 | 15.6 | 15.6 | 15.6 | 17.8 | 20 | 21.1 | 21.1 | 21.1 | 21.1 | 21.1 | 21.1 | 21.1 | 21.1 | 18.3 | 15.6 | 15.6 | 15.6 | 15.6 | 15.6 | 15.6 | From DOE Prototype Buildings
ApartmentMidRise N CLGSETP_APT_SCH | Thermostat Setpoint | C | Default¦WntrDsn¦SmrDsn | 2014-01-01 | 2014-12-31 | Constant | 0 | [23 empty] | From DOE Prototype Buildings
ApartmentMidRise N HTGSETP_APT_SCH | Thermostat Setpoint | C | Default¦WntrDsn¦SmrDsn | 2014-01-01 | 2014-12-31 | Constant | 0 | [23 empty] | From DOE Prototype Buildings
ApartmentMidRise S CLGSETP_APT_SCH | Thermostat Setpoint | C | Default¦WntrDsn¦SmrDsn | 2014-01-01 | 2014-12-31 | Constant | 0 | [23 empty] | From DOE Prototype Buildings
ApartmentMidRise S HTGSETP_APT_SCH | Thermostat Setpoint | C | Default¦WntrDsn¦SmrDsn | 2014-01-01 | 2014-12-31 | Constant | 0 | [23 empty] | From DOE Prototype Buildings
ZE_AEDG_Multifamily_Apartment_HtgSetp_Sch | Thermostat Setpoint | C | Default¦WntrDsn¦SmrDsn | 2014-01-01 | 2014-12-31 | Constant | 20 | [23 empty] | From ZE AEDG Multifamily Committee
ZE_AEDG_Multifamily_Apartment_ClgSetp_Sch | Thermostat Setpoint | C | Default¦WntrDsn¦SmrDsn | 2014-01-01 | 2014-12-31 | Constant | 25.55 | [23 empty] | From ZE AEDG Multifamily Committee
ZE_AEDG_Multifamily_Corridor_HtgSetp_Sch | Thermostat Setpoint | C | Default¦WntrDsn¦SmrDsn | 2014-01-01 | 2014-12-31 | Constant | 1.66 | [23 empty] | From ZE AEDG Multifamily Committee
ZE_AEDG_Multifamily_Corridor_ClgSetp_Sch | Thermostat Setpoint | C | Default¦WntrDsn¦SmrDsn | 2014-01-01 | 2014-12-31 | Constant | 35 | [23 empty] | From ZE AEDG Multifamily Committee
Courthouse CLGSETP | Thermostat Setpoint | C | Default¦SmrDsn | 2014-01-01 | 2014-12-31 | Hourly | 26.7 | 26.7 | 26.7 | 26.7 | 26.7 | 26.7 | 24 | 24 | 24 | 24 | 24 | 24 | 24 | 24 | 24 | 24 | 24 | 24 | 24 | 24 | 24 | 24 | 26.7 | 26.7 | Used Medium Office ClgSetp
Courthouse CLGSETP | Thermostat Setpoint | C | WntrDsn¦Sun | 2014-01-01 | 2014-12-31 | Constant | 26.7 | [23 empty] | Used Medium Office ClgSetp
Courthouse CLGSETP | Thermostat Setpoint | C | Sat | 2014-01-01 | 2014-12-31 | Hourly | 26.7 | 26.7 | 26.7 | 26.7 | 26.7 | 26.7 | 24 | 24 | 24 | 24 | 24 | 24 | 24 | 24 | 24 | 24 | 24 | 24 | 26.7 | 26.7 | 26.7 | 26.7 | 26.7 | 26.7 | Used Medium Office ClgSetp
Courthouse Extended Use CLGSETP | Thermostat Setpoint | C | Default¦SmrDsn | 2014-01-01 | 2014-12-31 | Hourly | 26.7 | 26.7 | 26.7 | 26.7 | 26.7 | 26.7 | 24 | 24 | 24 | 24 | 24 | 24 | 24 | 24 | 24 | 24 | 24 | 24 | 24 | 24 | 24 | 24 | 26.7 | 26.7
Courthouse Extended Use CLGSETP | Thermostat Setpoint | C | WntrDsn¦Sun | 2014-01-01 | 2014-12-31 | Constant | 26.7
Courthouse Extended Use CLGSETP | Thermostat Setpoint | C | Sat | 2014-01-01 | 2014-12-31 | Hourly | 26.7 | 26.7 | 26.7 | 26.7 | 26.7 | 26.7 | 24 | 24 | 24 | 24 | 24 | 24 | 24 | 24 | 24 | 24 | 24 | 24 | 26.7 | 26.7 | 26.7 | 26.7 | 26.7 | 26.7
Courthouse Extended Use HTGSETP | Thermostat Setpoint | C | Default | 2014-01-01 | 2014-12-31 | Hourly | 15.6 | 15.6 | 15.6 | 15.6 | 15.6 | 15.6 | 21 | 21 | 21 | 21 | 21 | 21 | 21 | 21 | 21 | 21 | 21 | 21 | 21 | 21 | 21 | 21 | 15.6 | 15.6
Courthouse Extended Use HTGSETP | Thermostat Setpoint | C | WntrDsn | 2014-01-01 | 2014-12-31 | Constant | 21
Courthouse Extended Use HTGSETP | Thermostat Setpoint | C | SmrDsn¦Sun | 2014-01-01 | 2014-12-31 | Constant | 15.6
Courthouse HTGSETP | Thermostat Setpoint | C | Default | 2014-01-01 | 2014-12-31 | Hourly | 15.6 | 15.6 | 15.6 | 15.6 | 15.6 | 15.6 | 21 | 21 | 21 | 21 | 21 | 21 | 21 | 21 | 21 | 21 | 21 | 21 | 21 | 21 | 21 | 21 | 15.6 | 15.6 | Used Medium Office HtgSetp
Courthouse HTGSETP | Thermostat Setpoint | C | WntrDsn | 2014-01-01 | 2014-12-31 | Constant | 21 | [23 empty] | Used Medium Office HtgSetp
Courthouse HTGSETP | Thermostat Setpoint | C | SmrDsn¦Sun | 2014-01-01 | 2014-12-31 | Constant | 15.6 | [23 empty] | Used Medium Office HtgSetp
D_Asm_All_CTemp_Yr | Thermostat Setpoint | C | Default¦SmrDsn¦WntrDsn¦Hol | 2014-01-01 | 2014-12-31 | Hourly | 27.8 | 27.8 | 27.8 | 27.8 | 27.8 | 27.8 | 27.8 | 27.8 | 24.4 | 24.4 | 24.4 | 24.4 | 24.4 | 24.4 | 24.4 | 24.4 | 24.4 | 24.4 | 24.4 | 24.4 | 24.4 | 24.4 | 27.8 | 27.8 | From eQ_Lib.dat in MASControl 2017
D_Asm_All_HTemp_Yr | Thermostat Setpoint | C | Default¦SmrDsn¦WntrDsn¦Hol | 2014-01-01 | 2014-12-31 | Hourly | 17.8 | 17.8 | 17.8 | 17.8 | 17.8 | 17.8 | 17.8 | 17.8 | 21.1 | 21.1 | 21.1 | 21.1 | 21.1 | 21.1 | 21.1 | 21.1 | 21.1 | 21.1 | 21.1 | 21.1 | 21.1 | 21.1 | 17.8 | 17.8 | From eQ_Lib.dat in MASControl 2017
D_ECC_All_CTemp_Yr | Thermostat Setpoint | C | Default¦SmrDsn¦WntrDsn | 2014-01-01 | 2014-01-11 | Constant | 27.8 | [23 empty] | From eQ_Lib.dat in MASControl 2017
D_ECC_All_CTemp_Yr | Thermostat Setpoint | C | Default¦Wkdy | 2014-01-12 | 2014-04-03 | Hourly | 27.8 | 27.8 | 27.8 | 27.8 | 27.8 | 27.8 | 24.4 | 24.4 | 24.4 | 24.4 | 24.4 | 24.4 | 24.4 | 24.4 | 24.4 | 24.4 | 24.4 | 24.4 | 24.4 | 24.4 | 24.4 | 24.4 | 27.8 | 27.8 | From eQ_Lib.dat in MASControl 2017
D_ECC_All_CTemp_Yr | Thermostat Setpoint | C | Sat | 2014-01-12 | 2014-04-03 | Hourly | 27.8 | 27.8 | 27.8 | 27.8 | 27.8 | 27.8 | 24.4 | 24.4 | 24.4 | 24.4 | 24.4 | 24.4 | 24.4 | 24.4 | 24.4 | 24.4 | 24.4 | 27.8 | 27.8 | 27.8 | 27.8 | 27.8 | 27.8 | 27.8 | From eQ_Lib.dat in MASControl 2017
D_ECC_All_CTemp_Yr | Thermostat Setpoint | C | Sun | 2014-01-12 | 2014-04-03 | Constant | 27.8 | [23 empty] | From eQ_Lib.dat in MASControl 2017
D_ECC_All_CTemp_Yr | Thermostat Setpoint | C | Default¦SmrDsn¦WntrDsn | 2014-04-04 | 2014-04-12 | Constant | 27.8 | [23 empty] | From eQ_Lib.dat in MASControl 2017
D_ECC_All_CTemp_Yr | Thermostat Setpoint | C | Default¦Wkdy | 2014-04-13 | 2014-05-22 | Hourly | 27.8 | 27.8 | 27.8 | 27.8 | 27.8 | 27.8 | 24.4 | 24.4 | 24.4 | 24.4 | 24.4 | 24.4 | 24.4 | 24.4 | 24.4 | 24.4 | 24.4 | 24.4 | 24.4 | 24.4 | 24.4 | 24.4 | 27.8 | 27.8 | From eQ_Lib.dat in MASControl 2017
D_ECC_All_CTemp_Yr | Thermostat Setpoint | C | Sat | 2014-04-13 | 2014-05-22 | Hourly | 27.8 | 27.8 | 27.8 | 27.8 | 27.8 | 27.8 | 24.4 | 24.4 | 24.4 | 24.4 | 24.4 | 24.4 | 24.4 | 24.4 | 24.4 | 24.4 | 24.4 | 27.8 | 27.8 | 27.8 | 27.8 | 27.8 | 27.8 | 27.8 | From eQ_Lib.dat in MASControl 2017
D_ECC_All_CTemp_Yr | Thermostat Setpoint | C | Sun | 2014-04-13 | 2014-05-22 | Constant | 27.8 | [23 empty] | From eQ_Lib.dat in MASControl 2017
D_ECC_All_CTemp_Yr | Thermostat Setpoint | C | Default¦SmrDsn¦WntrDsn | 2014-05-23 | 2014-05-31 | Constant | 27.8 | [23 empty] | From eQ_Lib.dat in MASControl 2017
D_ECC_All_CTemp_Yr | Thermostat Setpoint | C | Default¦Wkdy | 2014-06-01 | 2014-08-07 | Hourly | 27.8 | 27.8 | 27.8 | 27.8 | 27.8 | 27.8 | 24.4 | 24.4 | 24.4 | 24.4 | 24.4 | 24.4 | 24.4 | 24.4 | 24.4 | 24.4 | 24.4 | 24.4 | 24.4 | 24.4 | 27.8 | 27.8 | 27.8 | 27.8 | From eQ_Lib.dat in MASControl 2017
D_ECC_All_CTemp_Yr | Thermostat Setpoint | C | Sat | 2014-06-01 | 2014-08-07 | Hourly | 27.8 | 27.8 | 27.8 | 27.8 | 27.8 | 27.8 | 24.4 | 24.4 | 24.4 | 24.4 | 24.4 | 24.4 | 24.4 | 24.4 | 24.4 | 27.8 | 27.8 | 27.8 | 27.8 | 27.8 | 27.8 | 27.8 | 27.8 | 27.8 | From eQ_Lib.dat in MASControl 2017
D_ECC_All_CTemp_Yr | Thermostat Setpoint | C | Sun | 2014-06-01 | 2014-08-07 | Constant | 27.8 | [23 empty] | From eQ_Lib.dat in MASControl 2017
D_ECC_All_CTemp_Yr | Thermostat Setpoint | C | Default¦SmrDsn¦WntrDsn | 2014-08-08 | 2014-08-16 | Constant | 27.8 | [23 empty] | From eQ_Lib.dat in MASControl 2017
D_ECC_All_CTemp_Yr | Thermostat Setpoint | C | Default¦Wkdy | 2014-08-17 | 2014-12-11 | Hourly | 27.8 | 27.8 | 27.8 | 27.8 | 27.8 | 27.8 | 24.4 | 24.4 | 24.4 | 24.4 | 24.4 | 24.4 | 24.4 | 24.4 | 24.4 | 24.4 | 24.4 | 24.4 | 24.4 | 24.4 | 24.4 | 24.4 | 27.8 | 27.8 | From eQ_Lib.dat in MASControl 2017
D_ECC_All_CTemp_Yr | Thermostat Setpoint | C | Sat | 2014-08-17 | 2014-12-11 | Hourly | 27.8 | 27.8 | 27.8 | 27.8 | 27.8 | 27.8 | 24.4 | 24.4 | 24.4 | 24.4 | 24.4 | 24.4 | 24.4 | 24.4 | 24.4 | 24.4 | 24.4 | 27.8 | 27.8 | 27.8 | 27.8 | 27.8 | 27.8 | 27.8 | From eQ_Lib.dat in MASControl 2017
D_ECC_All_CTemp_Yr | Thermostat Setpoint | C | Sun | 2014-08-17 | 2014-12-11 | Constant | 27.8 | [23 empty] | From eQ_Lib.dat in MASControl 2017
D_ECC_All_CTemp_Yr | Thermostat Setpoint | C | Default¦SmrDsn¦WntrDsn | 2014-12-12 | 2014-12-31 | Constant | 27.8 | [23 empty] | From eQ_Lib.dat in MASControl 2017
D_ECC_All_CTemp_Yr | Thermostat Setpoint | C | WntrDsn | 2014-01-01 | 2014-12-31 | Hourly | 27.8 | 27.8 | 27.8 | 27.8 | 27.8 | 27.8 | 24.4 | 24.4 | 24.4 | 24.4 | 24.4 | 24.4 | 24.4 | 24.4 | 24.4 | 24.4 | 24.4 | 24.4 | 24.4 | 24.4 | 24.4 | 24.4 | 27.8 | 27.8 | From eQ_Lib.dat in MASControl 2017
D_ECC_All_CTemp_Yr | Thermostat Setpoint | C | SmrDsn | 2014-01-01 | 2014-12-31 | Hourly | 27.8 | 27.8 | 27.8 | 27.8 | 27.8 | 27.8 | 24.4 | 24.4 | 24.4 | 24.4 | 24.4 | 24.4 | 24.4 | 24.4 | 24.4 | 24.4 | 24.4 | 24.4 | 24.4 | 24.4 | 27.8 | 27.8 | 27.8 | 27.8 | From eQ_Lib.dat in MASControl 2017
D_ECC_All_CTemp_Yr | Thermostat Setpoint | C | Hol | 2014-01-01 | 2014-12-31 | Constant | 27.8 | [23 empty] | From eQ_Lib.dat in MASControl 2017
D_ECC_All_HTemp_Yr | Thermostat Setpoint | C | Default¦SmrDsn¦WntrDsn | 2014-01-01 | 2014-01-11 | Constant | 17.8 | [23 empty] | From eQ_Lib.dat in MASControl 2017
D_ECC_All_HTemp_Yr | Thermostat Setpoint | C | Default¦Wkdy | 2014-01-12 | 2014-04-03 | Hourly | 17.8 | 17.8 | 17.8 | 17.8 | 17.8 | 17.8 | 21.1 | 21.1 | 21.1 | 21.1 | 21.1 | 21.1 | 21.1 | 21.1 | 21.1 | 21.1 | 21.1 | 21.1 | 21.1 | 21.1 | 21.1 | 21.1 | 17.8 | 17.8 | From eQ_Lib.dat in MASControl 2017
D_ECC_All_HTemp_Yr | Thermostat Setpoint | C | Sat | 2014-01-12 | 2014-04-03 | Hourly | 17.8 | 17.8 | 17.8 | 17.8 | 17.8 | 17.8 | 21.1 | 21.1 | 21.1 | 21.1 | 21.1 | 21.1 | 21.1 | 21.1 | 21.1 | 21.1 | 21.1 | 17.8 | 17.8 | 17.8 | 17.8 | 17.8 | 17.8 | 17.8 | From eQ_Lib.dat in MASControl 2017
D_ECC_All_HTemp_Yr | Thermostat Setpoint | C | Sun | 2014-01-12 | 2014-04-03 | Constant | 17.8 | [23 empty] | From eQ_Lib.dat in MASControl 2017
D_ECC_All_HTemp_Yr | Thermostat Setpoint | C | Default¦SmrDsn¦WntrDsn | 2014-04-04 | 2014-04-12 | Constant | 17.8 | [23 empty] | From eQ_Lib.dat in MASControl 2017
D_ECC_All_HTemp_Yr | Thermostat Setpoint | C | Default¦Wkdy | 2014-04-13 | 2014-05-22 | Hourly | 17.8 | 17.8 | 17.8 | 17.8 | 17.8 | 17.8 | 21.1 | 21.1 | 21.1 | 21.1 | 21.1 | 21.1 | 21.1 | 21.1 | 21.1 | 21.1 | 21.1 | 21.1 | 21.1 | 21.1 | 21.1 | 21.1 | 17.8 | 17.8 | From eQ_Lib.dat in MASControl 2017
D_ECC_All_HTemp_Yr | Thermostat Setpoint | C | Sat | 2014-04-13 | 2014-05-22 | Hourly | 17.8 | 17.8 | 17.8 | 17.8 | 17.8 | 17.8 | 21.1 | 21.1 | 21.1 | 21.1 | 21.1 | 21.1 | 21.1 | 21.1 | 21.1 | 21.1 | 21.1 | 17.8 | 17.8 | 17.8 | 17.8 | 17.8 | 17.8 | 17.8 | From eQ_Lib.dat in MASControl 2017
D_ECC_All_HTemp_Yr | Thermostat Setpoint | C | Sun | 2014-04-13 | 2014-05-22 | Constant | 17.8 | [23 empty] | From eQ_Lib.dat in MASControl 2017
D_ECC_All_HTemp_Yr | Thermostat Setpoint | C | Default¦SmrDsn¦WntrDsn | 2014-05-23 | 2014-05-31 | Constant | 17.8 | [23 empty] | From eQ_Lib.dat in MASControl 2017
D_ECC_All_HTemp_Yr | Thermostat Setpoint | C | Default¦Wkdy | 2014-06-01 | 2014-08-07 | Hourly | 17.8 | 17.8 | 17.8 | 17.8 | 17.8 | 17.8 | 21.1 | 21.1 | 21.1 | 21.1 | 21.1 | 21.1 | 21.1 | 21.1 | 21.1 | 21.1 | 21.1 | 21.1 | 21.1 | 21.1 | 17.8 | 17.8 | 17.8 | 17.8 | From eQ_Lib.dat in MASControl 2017
D_ECC_All_HTemp_Yr | Thermostat Setpoint | C | Sat | 2014-06-01 | 2014-08-07 | Hourly | 17.8 | 17.8 | 17.8 | 17.8 | 17.8 | 17.8 | 21.1 | 21.1 | 21.1 | 21.1 | 21.1 | 21.1 | 21.1 | 21.1 | 21.1 | 17.8 | 17.8 | 17.8 | 17.8 | 17.8 | 17.8 | 17.8 | 17.8 | 17.8 | From eQ_Lib.dat in MASControl 2017
D_ECC_All_HTemp_Yr | Thermostat Setpoint | C | Sun | 2014-06-01 | 2014-08-07 | Constant | 17.8 | [23 empty] | From eQ_Lib.dat in MASControl 2017
D_ECC_All_HTemp_Yr | Thermostat Setpoint | C | Default¦SmrDsn¦WntrDsn | 2014-08-08 | 2014-08-16 | Constant | 17.8 | [23 empty] | From eQ_Lib.dat in MASControl 2017
D_ECC_All_HTemp_Yr | Thermostat Setpoint | C | Default¦Wkdy | 2014-08-17 | 2014-12-11 | Hourly | 17.8 | 17.8 | 17.8 | 17.8 | 17.8 | 17.8 | 21.1 | 21.1 | 21.1 | 21.1 | 21.1 | 21.1 | 21.1 | 21.1 | 21.1 | 21.1 | 21.1 | 21.1 | 21.1 | 21.1 | 21.1 | 21.1 | 17.8 | 17.8 | From eQ_Lib.dat in MASControl 2017
D_ECC_All_HTemp_Yr | Thermostat Setpoint | C | Sat | 2014-08-17 | 2014-12-11 | Hourly | 17.8 | 17.8 | 17.8 | 17.8 | 17.8 | 17.8 | 21.1 | 21.1 | 21.1 | 21.1 | 21.1 | 21.1 | 21.1 | 21.1 | 21.1 | 21.1 | 21.1 | 17.8 | 17.8 | 17.8 | 17.8 | 17.8 | 17.8 | 17.8 | From eQ_Lib.dat in MASControl 2017
D_ECC_All_HTemp_Yr | Thermostat Setpoint | C | Sun | 2014-08-17 | 2014-12-11 | Constant | 17.8 | [23 empty] | From eQ_Lib.dat in MASControl 2017
D_ECC_All_HTemp_Yr | Thermostat Setpoint | C | Default¦SmrDsn¦WntrDsn | 2014-12-12 | 2014-12-31 | Constant | 17.8 | [23 empty] | From eQ_Lib.dat in MASControl 2017
D_ECC_All_HTemp_Yr | Thermostat Setpoint | C | WntrDsn | 2014-01-01 | 2014-12-31 | Hourly | 17.8 | 17.8 | 17.8 | 17.8 | 17.8 | 17.8 | 21.1 | 21.1 | 21.1 | 21.1 | 21.1 | 21.1 | 21.1 | 21.1 | 21.1 | 21.1 | 21.1 | 21.1 | 21.1 | 21.1 | 17.8 | 17.8 | 17.8 | 17.8 | From eQ_Lib.dat in MASControl 2017
D_ECC_All_HTemp_Yr | Thermostat Setpoint | C | SmrDsn | 2014-01-01 | 2014-12-31 | Hourly | 17.8 | 17.8 | 17.8 | 17.8 | 17.8 | 17.8 | 21.1 | 21.1 | 21.1 | 21.1 | 21.1 | 21.1 | 21.1 | 21.1 | 21.1 | 21.1 | 21.1 | 21.1 | 21.1 | 21.1 | 21.1 | 21.1 | 17.8 | 17.8 | From eQ_Lib.dat in MASControl 2017
D_ECC_All_HTemp_Yr | Thermostat Setpoint | C | Hol | 2014-01-01 | 2014-12-31 | Constant | 17.8 | [23 empty] | From eQ_Lib.dat in MASControl 2017
D_EPr_All_CTemp_Yr | Thermostat Setpoint | C | Default¦SmrDsn¦WntrDsn | 2014-01-01 | 2014-01-04 | Constant | 27.8 | [23 empty] | From eQ_Lib.dat in MASControl 2017
D_EPr_All_CTemp_Yr | Thermostat Setpoint | C | Default¦Wkdy | 2014-01-05 | 2014-04-03 | Hourly | 27.8 | 27.8 | 27.8 | 27.8 | 27.8 | 27.8 | 27.8 | 24.4 | 24.4 | 24.4 | 24.4 | 24.4 | 24.4 | 24.4 | 24.4 | 24.4 | 24.4 | 24.4 | 24.4 | 27.8 | 27.8 | 27.8 | 27.8 | 27.8 | From eQ_Lib.dat in MASControl 2017
D_EPr_All_CTemp_Yr | Thermostat Setpoint | C | Sat | 2014-01-05 | 2014-04-03 | Hourly | 27.8 | 27.8 | 27.8 | 27.8 | 27.8 | 27.8 | 27.8 | 24.4 | 24.4 | 24.4 | 24.4 | 24.4 | 24.4 | 24.4 | 24.4 | 24.4 | 24.4 | 27.8 | 27.8 | 27.8 | 27.8 | 27.8 | 27.8 | 27.8 | From eQ_Lib.dat in MASControl 2017
D_EPr_All_CTemp_Yr | Thermostat Setpoint | C | Sun | 2014-01-05 | 2014-04-03 | Constant | 27.8 | [23 empty] | From eQ_Lib.dat in MASControl 2017
D_EPr_All_CTemp_Yr | Thermostat Setpoint | C | Default¦SmrDsn¦WntrDsn | 2014-04-04 | 2014-04-12 | Constant | 27.8 | [23 empty] | From eQ_Lib.dat in MASControl 2017
D_EPr_All_CTemp_Yr | Thermostat Setpoint | C | Default¦Wkdy | 2014-04-13 | 2014-06-12 | Hourly | 27.8 | 27.8 | 27.8 | 27.8 | 27.8 | 27.8 | 27.8 | 24.4 | 24.4 | 24.4 | 24.4 | 24.4 | 24.4 | 24.4 | 24.4 | 24.4 | 24.4 | 24.4 | 24.4 | 27.8 | 27.8 | 27.8 | 27.8 | 27.8 | From eQ_Lib.dat in MASControl 2017
D_EPr_All_CTemp_Yr | Thermostat Setpoint | C | Sat | 2014-04-13 | 2014-06-12 | Hourly | 27.8 | 27.8 | 27.8 | 27.8 | 27.8 | 27.8 | 27.8 | 24.4 | 24.4 | 24.4 | 24.4 | 24.4 | 24.4 | 24.4 | 24.4 | 24.4 | 24.4 | 27.8 | 27.8 | 27.8 | 27.8 | 27.8 | 27.8 | 27.8 | From eQ_Lib.dat in MASControl 2017
D_EPr_All_CTemp_Yr | Thermostat Setpoint | C | Sun | 2014-04-13 | 2014-06-12 | Constant | 27.8 | [23 empty] | From eQ_Lib.dat in MASControl 2017
D_EPr_All_CTemp_Yr | Thermostat Setpoint | C | Default¦SmrDsn¦WntrDsn | 2014-06-13 | 2014-08-16 | Constant | 27.8 | [23 empty] | From eQ_Lib.dat in MASControl 2017
D_EPr_All_CTemp_Yr | Thermostat Setpoint | C | Default¦Wkdy | 2014-08-17 | 2014-12-11 | Hourly | 27.8 | 27.8 | 27.8 | 27.8 | 27.8 | 27.8 | 27.8 | 24.4 | 24.4 | 24.4 | 24.4 | 24.4 | 24.4 | 24.4 | 24.4 | 24.4 | 24.4 | 24.4 | 24.4 | 27.8 | 27.8 | 27.8 | 27.8 | 27.8 | From eQ_Lib.dat in MASControl 2017
D_EPr_All_CTemp_Yr | Thermostat Setpoint | C | Sat | 2014-08-17 | 2014-12-11 | Hourly | 27.8 | 27.8 | 27.8 | 27.8 | 27.8 | 27.8 | 27.8 | 24.4 | 24.4 | 24.4 | 24.4 | 24.4 | 24.4 | 24.4 | 24.4 | 24.4 | 24.4 | 27.8 | 27.8 | 27.8 | 27.8 | 27.8 | 27.8 | 27.8 | From eQ_Lib.dat in MASControl 2017
D_EPr_All_CTemp_Yr | Thermostat Setpoint | C | Sun | 2014-08-17 | 2014-12-11 | Constant | 27.8 | [23 empty] | From eQ_Lib.dat in MASControl 2017
D_EPr_All_CTemp_Yr | Thermostat Setpoint | C | Default¦SmrDsn¦WntrDsn | 2014-12-12 | 2014-12-31 | Constant | 27.8 | [23 empty] | From eQ_Lib.dat in MASControl 2017
D_EPr_All_CTemp_Yr | Thermostat Setpoint | C | WntrDsn | 2014-01-01 | 2014-12-31 | Hourly | 27.8 | 27.8 | 27.8 | 27.8 | 27.8 | 27.8 | 27.8 | 24.4 | 24.4 | 24.4 | 24.4 | 24.4 | 24.4 | 24.4 | 24.4 | 24.4 | 24.4 | 24.4 | 24.4 | 27.8 | 27.8 | 27.8 | 27.8 | 27.8 | From eQ_Lib.dat in MASControl 2017
D_EPr_All_CTemp_Yr | Thermostat Setpoint | C | SmrDsn | 2014-01-01 | 2014-12-31 | Hourly | 27.8 | 27.8 | 27.8 | 27.8 | 27.8 | 27.8 | 27.8 | 24.4 | 24.4 | 24.4 | 24.4 | 24.4 | 24.4 | 24.4 | 24.4 | 24.4 | 24.4 | 24.4 | 24.4 | 27.8 | 27.8 | 27.8 | 27.8 | 27.8 | From eQ_Lib.dat in MASControl 2017
D_EPr_All_CTemp_Yr | Thermostat Setpoint | C | Hol | 2014-01-01 | 2014-12-31 | Constant | 27.8 | [23 empty] | From eQ_Lib.dat in MASControl 2017
D_EPr_All_HTemp_Yr | Thermostat Setpoint | C | Default¦SmrDsn¦WntrDsn | 2014-01-01 | 2014-01-04 | Constant | 17.8 | [23 empty] | From eQ_Lib.dat in MASControl 2017
D_EPr_All_HTemp_Yr | Thermostat Setpoint | C | Default¦Wkdy | 2014-01-05 | 2014-04-03 | Hourly | 17.8 | 17.8 | 17.8 | 17.8 | 17.8 | 17.8 | 17.8 | 21.1 | 21.1 | 21.1 | 21.1 | 21.1 | 21.1 | 21.1 | 21.1 | 21.1 | 21.1 | 21.1 | 21.1 | 17.8 | 17.8 | 17.8 | 17.8 | 17.8 | From eQ_Lib.dat in MASControl 2017
D_EPr_All_HTemp_Yr | Thermostat Setpoint | C | Sat | 2014-01-05 | 2014-04-03 | Hourly | 17.8 | 17.8 | 17.8 | 17.8 | 17.8 | 17.8 | 17.8 | 21.1 | 21.1 | 21.1 | 21.1 | 21.1 | 21.1 | 21.1 | 21.1 | 21.1 | 21.1 | 17.8 | 17.8 | 17.8 | 17.8 | 17.8 | 17.8 | 17.8 | From eQ_Lib.dat in MASControl 2017
D_EPr_All_HTemp_Yr | Thermostat Setpoint | C | Sun | 2014-01-05 | 2014-04-03 | Constant | 17.8 | [23 empty] | From eQ_Lib.dat in MASControl 2017
D_EPr_All_HTemp_Yr | Thermostat Setpoint | C | Default¦SmrDsn¦WntrDsn | 2014-04-04 | 2014-04-12 | Constant | 17.8 | [23 empty] | From eQ_Lib.dat in MASControl 2017
D_EPr_All_HTemp_Yr | Thermostat Setpoint | C | Default¦Wkdy | 2014-04-13 | 2014-06-12 | Hourly | 17.8 | 17.8 | 17.8 | 17.8 | 17.8 | 17.8 | 17.8 | 21.1 | 21.1 | 21.1 | 21.1 | 21.1 | 21.1 | 21.1 | 21.1 | 21.1 | 21.1 | 21.1 | 21.1 | 17.8 | 17.8 | 17.8 | 17.8 | 17.8 | From eQ_Lib.dat in MASControl 2017
D_EPr_All_HTemp_Yr | Thermostat Setpoint | C | Sat | 2014-04-13 | 2014-06-12 | Hourly | 17.8 | 17.8 | 17.8 | 17.8 | 17.8 | 17.8 | 17.8 | 21.1 | 21.1 | 21.1 | 21.1 | 21.1 | 21.1 | 21.1 | 21.1 | 21.1 | 21.1 | 17.8 | 17.8 | 17.8 | 17.8 | 17.8 | 17.8 | 17.8 | From eQ_Lib.dat in MASControl 2017
D_EPr_All_HTemp_Yr | Thermostat Setpoint | C | Sun | 2014-04-13 | 2014-06-12 | Constant | 17.8 | [23 empty] | From eQ_Lib.dat in MASControl 2017
D_EPr_All_HTemp_Yr | Thermostat Setpoint | C | Default¦SmrDsn¦WntrDsn | 2014-06-13 | 2014-08-16 | Constant | 17.8 | [23 empty] | From eQ_Lib.dat in MASControl 2017
D_EPr_All_HTemp_Yr | Thermostat Setpoint | C | Default¦Wkdy | 2014-08-17 | 2014-12-11 | Hourly | 17.8 | 17.8 | 17.8 | 17.8 | 17.8 | 17.8 | 17.8 | 21.1 | 21.1 | 21.1 | 21.1 | 21.1 | 21.1 | 21.1 | 21.1 | 21.1 | 21.1 | 21.1 | 21.1 | 17.8 | 17.8 | 17.8 | 17.8 | 17.8 | From eQ_Lib.dat in MASControl 2017
D_EPr_All_HTemp_Yr | Thermostat Setpoint | C | Sat | 2014-08-17 | 2014-12-11 | Hourly | 17.8 | 17.8 | 17.8 | 17.8 | 17.8 | 17.8 | 17.8 | 21.1 | 21.1 | 21.1 | 21.1 | 21.1 | 21.1 | 21.1 | 21.1 | 21.1 | 21.1 | 17.8 | 17.8 | 17.8 | 17.8 | 17.8 | 17.8 | 17.8 | From eQ_Lib.dat in MASControl 2017
D_EPr_All_HTemp_Yr | Thermostat Setpoint | C | Sun | 2014-08-17 | 2014-12-11 | Constant | 17.8 | [23 empty] | From eQ_Lib.dat in MASControl 2017
D_EPr_All_HTemp_Yr | Thermostat Setpoint | C | Default¦SmrDsn¦WntrDsn | 2014-12-12 | 2014-12-31 | Constant | 17.8 | [23 empty] | From eQ_Lib.dat in MASControl 2017
D_EPr_All_HTemp_Yr | Thermostat Setpoint | C | WntrDsn | 2014-01-01 | 2014-12-31 | Hourly | 17.8 | 17.8 | 17.8 | 17.8 | 17.8 | 17.8 | 17.8 | 21.1 | 21.1 | 21.1 | 21.1 | 21.1 | 21.1 | 21.1 | 21.1 | 21.1 | 21.1 | 21.1 | 21.1 | 17.8 | 17.8 | 17.8 | 17.8 | 17.8 | From eQ_Lib.dat in MASControl 2017
D_EPr_All_HTemp_Yr | Thermostat Setpoint | C | SmrDsn | 2014-01-01 | 2014-12-31 | Hourly | 17.8 | 17.8 | 17.8 | 17.8 | 17.8 | 17.8 | 17.8 | 21.1 | 21.1 | 21.1 | 21.1 | 21.1 | 21.1 | 21.1 | 21.1 | 21.1 | 21.1 | 21.1 | 21.1 | 17.8 | 17.8 | 17.8 | 17.8 | 17.8 | From eQ_Lib.dat in MASControl 2017
D_EPr_All_HTemp_Yr | Thermostat Setpoint | C | Hol | 2014-01-01 | 2014-12-31 | Constant | 17.8 | [23 empty] | From eQ_Lib.dat in MASControl 2017
D_ERC_All_CTemp_Yr | Thermostat Setpoint | C | Default¦Wkdy | 2014-01-01 | 2014-01-04 | Constant | 27.8 | [23 empty] | From eQ_Lib.dat in MASControl 2017
D_ERC_All_CTemp_Yr | Thermostat Setpoint | C | Sat | 2014-01-01 | 2014-01-04 | Hourly | 27.8 | 27.8 | 27.8 | 27.8 | 27.8 | 27.8 | 27.8 | 24.4 | 24.4 | 24.4 | 24.4 | 24.4 | 24.4 | 24.4 | 24.4 | 27.8 | 27.8 | 27.8 | 27.8 | 27.8 | 27.8 | 27.8 | 27.8 | 27.8 | From eQ_Lib.dat in MASControl 2017
D_ERC_All_CTemp_Yr | Thermostat Setpoint | C | Sun | 2014-01-01 | 2014-01-04 | Constant | 27.8 | [23 empty] | From eQ_Lib.dat in MASControl 2017
D_ERC_All_CTemp_Yr | Thermostat Setpoint | C | Default¦Wkdy | 2014-01-05 | 2014-04-03 | Hourly | 27.8 | 27.8 | 27.8 | 27.8 | 27.8 | 27.8 | 27.8 | 24.4 | 24.4 | 24.4 | 24.4 | 24.4 | 24.4 | 24.4 | 24.4 | 24.4 | 27.8 | 27.8 | 27.8 | 27.8 | 27.8 | 27.8 | 27.8 | 27.8 | From eQ_Lib.dat in MASControl 2017
D_ERC_All_CTemp_Yr | Thermostat Setpoint | C | Sat | 2014-01-05 | 2014-04-03 | Hourly | 27.8 | 27.8 | 27.8 | 27.8 | 27.8 | 27.8 | 27.8 | 27.8 | 24.4 | 24.4 | 24.4 | 24.4 | 24.4 | 24.4 | 24.4 | 27.8 | 27.8 | 27.8 | 27.8 | 27.8 | 27.8 | 27.8 | 27.8 | 27.8 | From eQ_Lib.dat in MASControl 2017
D_ERC_All_CTemp_Yr | Thermostat Setpoint | C | Sun | 2014-01-05 | 2014-04-03 | Constant | 27.8 | [23 empty] | From eQ_Lib.dat in MASControl 2017
D_ERC_All_CTemp_Yr | Thermostat Setpoint | C | Default¦Wkdy | 2014-04-04 | 2014-04-12 | Constant | 27.8 | [23 empty] | From eQ_Lib.dat in MASControl 2017
D_ERC_All_CTemp_Yr | Thermostat Setpoint | C | Sat | 2014-04-04 | 2014-04-12 | Hourly | 27.8 | 27.8 | 27.8 | 27.8 | 27.8 | 27.8 | 27.8 | 24.4 | 24.4 | 24.4 | 24.4 | 24.4 | 24.4 | 24.4 | 24.4 | 27.8 | 27.8 | 27.8 | 27.8 | 27.8 | 27.8 | 27.8 | 27.8 | 27.8 | From eQ_Lib.dat in MASControl 2017
D_ERC_All_CTemp_Yr | Thermostat Setpoint | C | Sun | 2014-04-04 | 2014-04-12 | Constant | 27.8 | [23 empty] | From eQ_Lib.dat in MASControl 2017
D_ERC_All_CTemp_Yr | Thermostat Setpoint | C | Default¦Wkdy | 2014-04-13 | 2014-06-12 | Hourly | 27.8 | 27.8 | 27.8 | 27.8 | 27.8 | 27.8 | 27.8 | 24.4 | 24.4 | 24.4 | 24.4 | 24.4 | 24.4 | 24.4 | 24.4 | 24.4 | 27.8 | 27.8 | 27.8 | 27.8 | 27.8 | 27.8 | 27.8 | 27.8 | From eQ_Lib.dat in MASControl 2017
D_ERC_All_CTemp_Yr | Thermostat Setpoint | C | Sat | 2014-04-13 | 2014-06-12 | Hourly | 27.8 | 27.8 | 27.8 | 27.8 | 27.8 | 27.8 | 27.8 | 27.8 | 24.4 | 24.4 | 24.4 | 24.4 | 24.4 | 24.4 | 24.4 | 27.8 | 27.8 | 27.8 | 27.8 | 27.8 | 27.8 | 27.8 | 27.8 | 27.8 | From eQ_Lib.dat in MASControl 2017
D_ERC_All_CTemp_Yr | Thermostat Setpoint | C | Sun | 2014-04-13 | 2014-06-12 | Constant | 27.8 | [23 empty] | From eQ_Lib.dat in MASControl 2017
D_ERC_All_CTemp_Yr | Thermostat Setpoint | C | Default¦Wkdy | 2014-06-13 | 2014-08-16 | Constant | 27.8 | [23 empty] | From eQ_Lib.dat in MASControl 2017
D_ERC_All_CTemp_Yr | Thermostat Setpoint | C | Sat | 2014-06-13 | 2014-08-16 | Hourly | 27.8 | 27.8 | 27.8 | 27.8 | 27.8 | 27.8 | 27.8 | 24.4 | 24.4 | 24.4 | 24.4 | 24.4 | 24.4 | 24.4 | 24.4 | 27.8 | 27.8 | 27.8 | 27.8 | 27.8 | 27.8 | 27.8 | 27.8 | 27.8 | From eQ_Lib.dat in MASControl 2017
D_ERC_All_CTemp_Yr | Thermostat Setpoint | C | Sun | 2014-06-13 | 2014-08-16 | Constant | 27.8 | [23 empty] | From eQ_Lib.dat in MASControl 2017
D_ERC_All_CTemp_Yr | Thermostat Setpoint | C | Default¦Wkdy | 2014-08-17 | 2014-12-11 | Hourly | 27.8 | 27.8 | 27.8 | 27.8 | 27.8 | 27.8 | 27.8 | 24.4 | 24.4 | 24.4 | 24.4 | 24.4 | 24.4 | 24.4 | 24.4 | 24.4 | 27.8 | 27.8 | 27.8 | 27.8 | 27.8 | 27.8 | 27.8 | 27.8 | From eQ_Lib.dat in MASControl 2017
D_ERC_All_CTemp_Yr | Thermostat Setpoint | C | Sat | 2014-08-17 | 2014-12-11 | Hourly | 27.8 | 27.8 | 27.8 | 27.8 | 27.8 | 27.8 | 27.8 | 27.8 | 24.4 | 24.4 | 24.4 | 24.4 | 24.4 | 24.4 | 24.4 | 27.8 | 27.8 | 27.8 | 27.8 | 27.8 | 27.8 | 27.8 | 27.8 | 27.8 | From eQ_Lib.dat in MASControl 2017
D_ERC_All_CTemp_Yr | Thermostat Setpoint | C | Sun | 2014-08-17 | 2014-12-11 | Constant | 27.8 | [23 empty] | From eQ_Lib.dat in MASControl 2017
D_ERC_All_CTemp_Yr | Thermostat Setpoint | C | Default¦Wkdy | 2014-12-12 | 2014-12-31 | Constant | 27.8 | [23 empty] | From eQ_Lib.dat in MASControl 2017
D_ERC_All_CTemp_Yr | Thermostat Setpoint | C | Sat | 2014-12-12 | 2014-12-31 | Hourly | 27.8 | 27.8 | 27.8 | 27.8 | 27.8 | 27.8 | 27.8 | 24.4 | 24.4 | 24.4 | 24.4 | 24.4 | 24.4 | 24.4 | 24.4 | 27.8 | 27.8 | 27.8 | 27.8 | 27.8 | 27.8 | 27.8 | 27.8 | 27.8 | From eQ_Lib.dat in MASControl 2017
D_ERC_All_CTemp_Yr | Thermostat Setpoint | C | Sun | 2014-12-12 | 2014-12-31 | Constant | 27.8 | [23 empty] | From eQ_Lib.dat in MASControl 2017
D_ERC_All_CTemp_Yr | Thermostat Setpoint | C | WntrDsn | 2014-01-01 | 2014-12-31 | Constant | 27.8 | [23 empty] | From eQ_Lib.dat in MASControl 2017
D_ERC_All_CTemp_Yr | Thermostat Setpoint | C | SmrDsn | 2014-01-01 | 2014-12-31 | Hourly | 27.8 | 27.8 | 27.8 | 27.8 | 27.8 | 27.8 | 27.8 | 24.4 | 24.4 | 24.4 | 24.4 | 24.4 | 24.4 | 24.4 | 24.4 | 24.4 | 27.8 | 27.8 | 27.8 | 27.8 | 27.8 | 27.8 | 27.8 | 27.8 | From eQ_Lib.dat in MASControl 2017
D_ERC_All_CTemp_Yr | Thermostat Setpoint | C | Hol | 2014-01-01 | 2014-12-31 | Constant | 27.8 | [23 empty] | From eQ_Lib.dat in MASControl 2017
D_ERC_All_HTemp_Yr | Thermostat Setpoint | C | Default¦Wkdy | 2014-01-01 | 2014-01-04 | Constant | 17.8 | [23 empty] | From eQ_Lib.dat in MASControl 2017
D_ERC_All_HTemp_Yr | Thermostat Setpoint | C | Sat | 2014-01-01 | 2014-01-04 | Hourly | 17.8 | 17.8 | 17.8 | 17.8 | 17.8 | 17.8 | 17.8 | 21.1 | 21.1 | 21.1 | 21.1 | 21.1 | 21.1 | 21.1 | 21.1 | 17.8 | 17.8 | 17.8 | 17.8 | 17.8 | 17.8 | 17.8 | 17.8 | 17.8 | From eQ_Lib.dat in MASControl 2017
D_ERC_All_HTemp_Yr | Thermostat Setpoint | C | Sun | 2014-01-01 | 2014-01-04 | Constant | 17.8 | [23 empty] | From eQ_Lib.dat in MASControl 2017
D_ERC_All_HTemp_Yr | Thermostat Setpoint | C | Default¦Wkdy | 2014-01-05 | 2014-04-03 | Hourly | 17.8 | 17.8 | 17.8 | 17.8 | 17.8 | 17.8 | 17.8 | 21.1 | 21.1 | 21.1 | 21.1 | 21.1 | 21.1 | 21.1 | 21.1 | 21.1 | 17.8 | 17.8 | 17.8 | 17.8 | 17.8 | 17.8 | 17.8 | 17.8 | From eQ_Lib.dat in MASControl 2017
D_ERC_All_HTemp_Yr | Thermostat Setpoint | C | Sat | 2014-01-05 | 2014-04-03 | Hourly | 17.8 | 17.8 | 17.8 | 17.8 | 17.8 | 17.8 | 17.8 | 17.8 | 21.1 | 21.1 | 21.1 | 21.1 | 21.1 | 21.1 | 21.1 | 17.8 | 17.8 | 17.8 | 17.8 | 17.8 | 17.8 | 17.8 | 17.8 | 17.8 | From eQ_Lib.dat in MASControl 2017
D_ERC_All_HTemp_Yr | Thermostat Setpoint | C | Sun | 2014-01-05 | 2014-04-03 | Constant | 17.8 | [23 empty] | From eQ_Lib.dat in MASControl 2017
D_ERC_All_HTemp_Yr | Thermostat Setpoint | C | Default¦Wkdy | 2014-04-04 | 2014-04-12 | Constant | 17.8 | [23 empty] | From eQ_Lib.dat in MASControl 2017
D_ERC_All_HTemp_Yr | Thermostat Setpoint | C | Sat | 2014-04-04 | 2014-04-12 | Hourly | 17.8 | 17.8 | 17.8 | 17.8 | 17.8 | 17.8 | 17.8 | 21.1 | 21.1 | 21.1 | 21.1 | 21.1 | 21.1 | 21.1 | 21.1 | 17.8 | 17.8 | 17.8 | 17.8 | 17.8 | 17.8 | 17.8 | 17.8 | 17.8 | From eQ_Lib.dat in MASControl 2017
D_ERC_All_HTemp_Yr | Thermostat Setpoint | C | Sun | 2014-04-04 | 2014-04-12 | Constant | 17.8 | [23 empty] | From eQ_Lib.dat in MASControl 2017
D_ERC_All_HTemp_Yr | Thermostat Setpoint | C | Default¦Wkdy | 2014-04-13 | 2014-06-12 | Hourly | 17.8 | 17.8 | 17.8 | 17.8 | 17.8 | 17.8 | 17.8 | 21.1 | 21.1 | 21.1 | 21.1 | 21.1 | 21.1 | 21.1 | 21.1 | 21.1 | 17.8 | 17.8 | 17.8 | 17.8 | 17.8 | 17.8 | 17.8 | 17.8 | From eQ_Lib.dat in MASControl 2017
D_ERC_All_HTemp_Yr | Thermostat Setpoint | C | Sat | 2014-04-13 | 2014-06-12 | Hourly | 17.8 | 17.8 | 17.8 | 17.8 | 17.8 | 17.8 | 17.8 | 17.8 | 21.1 | 21.1 | 21.1 | 21.1 | 21.1 | 21.1 | 21.1 | 17.8 | 17.8 | 17.8 | 17.8 | 17.8 | 17.8 | 17.8 | 17.8 | 17.8 | From eQ_Lib.dat in MASControl 2017
D_ERC_All_HTemp_Yr | Thermostat Setpoint | C | Sun | 2014-04-13 | 2014-06-12 | Constant | 17.8 | [23 empty] | From eQ_Lib.dat in MASControl 2017
D_ERC_All_HTemp_Yr | Thermostat Setpoint | C | Default¦Wkdy | 2014-06-13 | 2014-08-16 | Constant | 17.8 | [23 empty] | From eQ_Lib.dat in MASControl 2017
D_ERC_All_HTemp_Yr | Thermostat Setpoint | C | Sat | 2014-06-13 | 2014-08-16 | Hourly | 17.8 | 17.8 | 17.8 | 17.8 | 17.8 | 17.8 | 17.8 | 21.1 | 21.1 | 21.1 | 21.1 | 21.1 | 21.1 | 21.1 | 21.1 | 17.8 | 17.8 | 17.8 | 17.8 | 17.8 | 17.8 | 17.8 | 17.8 | 17.8 | From eQ_Lib.dat in MASControl 2017
D_ERC_All_HTemp_Yr | Thermostat Setpoint | C | Sun | 2014-06-13 | 2014-08-16 | Constant | 17.8 | [23 empty] | From eQ_Lib.dat in MASControl 2017
D_ERC_All_HTemp_Yr | Thermostat Setpoint | C | Default¦Wkdy | 2014-08-17 | 2014-12-11 | Hourly | 17.8 | 17.8 | 17.8 | 17.8 | 17.8 | 17.8 | 17.8 | 21.1 | 21.1 | 21.1 | 21.1 | 21.1 | 21.1 | 21.1 | 21.1 | 21.1 | 17.8 | 17.8 | 17.8 | 17.8 | 17.8 | 17.8 | 17.8 | 17.8 | From eQ_Lib.dat in MASControl 2017
D_ERC_All_HTemp_Yr | Thermostat Setpoint | C | Sat | 2014-08-17 | 2014-12-11 | Hourly | 17.8 | 17.8 | 17.8 | 17.8 | 17.8 | 17.8 | 17.8 | 17.8 | 21.1 | 21.1 | 21.1 | 21.1 | 21.1 | 21.1 | 21.1 | 17.8 | 17.8 | 17.8 | 17.8 | 17.8 | 17.8 | 17.8 | 17.8 | 17.8 | From eQ_Lib.dat in MASControl 2017
D_ERC_All_HTemp_Yr | Thermostat Setpoint | C | Sun | 2014-08-17 | 2014-12-11 | Constant | 17.8 | [23 empty] | From eQ_Lib.dat in MASControl 2017
D_ERC_All_HTemp_Yr | Thermostat Setpoint | C | Default¦Wkdy | 2014-12-12 | 2014-12-31 | Constant | 17.8 | [23 empty] | From eQ_Lib.dat in MASControl 2017
D_ERC_All_HTemp_Yr | Thermostat Setpoint | C | Sat | 2014-12-12 | 2014-12-31 | Hourly | 17.8 | 17.8 | 17.8 | 17.8 | 17.8 | 17.8 | 17.8 | 21.1 | 21.1 | 21.1 | 21.1 | 21.1 | 21.1 | 21.1 | 21.1 | 17.8 | 17.8 | 17.8 | 17.8 | 17.8 | 17.8 | 17.8 | 17.8 | 17.8 | From eQ_Lib.dat in MASControl 2017
D_ERC_All_HTemp_Yr | Thermostat Setpoint | C | Sun | 2014-12-12 | 2014-12-31 | Constant | 17.8 | [23 empty] | From eQ_Lib.dat in MASControl 2017
D_ERC_All_HTemp_Yr | Thermostat Setpoint | C | WntrDsn | 2014-01-01 | 2014-12-31 | Constant | 17.8 | [23 empty] | From eQ_Lib.dat in MASControl 2017
D_ERC_All_HTemp_Yr | Thermostat Setpoint | C | SmrDsn | 2014-01-01 | 2014-12-31 | Hourly | 17.8 | 17.8 | 17.8 | 17.8 | 17.8 | 17.8 | 17.8 | 21.1 | 21.1 | 21.1 | 21.1 | 21.1 | 21.1 | 21.1 | 21.1 | 21.1 | 17.8 | 17.8 | 17.8 | 17.8 | 17.8 | 17.8 | 17.8 | 17.8 | From eQ_Lib.dat in MASControl 2017
D_ERC_All_HTemp_Yr | Thermostat Setpoint | C | Hol | 2014-01-01 | 2014-12-31 | Constant | 17.8 | [23 empty] | From eQ_Lib.dat in MASControl 2017
D_ESe_All_CTemp_Yr | Thermostat Setpoint | C | Default¦SmrDsn¦WntrDsn | 2014-01-01 | 2014-01-04 | Constant | 27.8 | [23 empty] | From eQ_Lib.dat in MASControl 2017
D_ESe_All_CTemp_Yr | Thermostat Setpoint | C | Default¦Wkdy | 2014-01-05 | 2014-04-03 | Hourly | 27.8 | 27.8 | 27.8 | 27.8 | 27.8 | 27.8 | 24.4 | 24.4 | 24.4 | 24.4 | 24.4 | 24.4 | 24.4 | 24.4 | 24.4 | 24.4 | 24.4 | 24.4 | 24.4 | 27.8 | 27.8 | 27.8 | 27.8 | 27.8 | From eQ_Lib.dat in MASControl 2017
D_ESe_All_CTemp_Yr | Thermostat Setpoint | C | Sat | 2014-01-05 | 2014-04-03 | Hourly | 27.8 | 27.8 | 27.8 | 27.8 | 27.8 | 27.8 | 24.4 | 24.4 | 24.4 | 24.4 | 24.4 | 24.4 | 24.4 | 24.4 | 24.4 | 24.4 | 24.4 | 27.8 | 27.8 | 27.8 | 27.8 | 27.8 | 27.8 | 27.8 | From eQ_Lib.dat in MASControl 2017
D_ESe_All_CTemp_Yr | Thermostat Setpoint | C | Sun | 2014-01-05 | 2014-04-03 | Constant | 27.8 | [23 empty] | From eQ_Lib.dat in MASControl 2017
D_ESe_All_CTemp_Yr | Thermostat Setpoint | C | Default¦SmrDsn¦WntrDsn | 2014-04-04 | 2014-04-12 | Constant | 27.8 | [23 empty] | From eQ_Lib.dat in MASControl 2017
D_ESe_All_CTemp_Yr | Thermostat Setpoint | C | Default¦Wkdy | 2014-04-13 | 2014-06-12 | Hourly | 27.8 | 27.8 | 27.8 | 27.8 | 27.8 | 27.8 | 24.4 | 24.4 | 24.4 | 24.4 | 24.4 | 24.4 | 24.4 | 24.4 | 24.4 | 24.4 | 24.4 | 24.4 | 24.4 | 27.8 | 27.8 | 27.8 | 27.8 | 27.8 | From eQ_Lib.dat in MASControl 2017
D_ESe_All_CTemp_Yr | Thermostat Setpoint | C | Sat | 2014-04-13 | 2014-06-12 | Hourly | 27.8 | 27.8 | 27.8 | 27.8 | 27.8 | 27.8 | 24.4 | 24.4 | 24.4 | 24.4 | 24.4 | 24.4 | 24.4 | 24.4 | 24.4 | 24.4 | 24.4 | 27.8 | 27.8 | 27.8 | 27.8 | 27.8 | 27.8 | 27.8 | From eQ_Lib.dat in MASControl 2017
D_ESe_All_CTemp_Yr | Thermostat Setpoint | C | Sun | 2014-04-13 | 2014-06-12 | Constant | 27.8 | [23 empty] | From eQ_Lib.dat in MASControl 2017
D_ESe_All_CTemp_Yr | Thermostat Setpoint | C | Default¦SmrDsn¦WntrDsn | 2014-06-13 | 2014-08-16 | Constant | 27.8 | [23 empty] | From eQ_Lib.dat in MASControl 2017
D_ESe_All_CTemp_Yr | Thermostat Setpoint | C | Default¦Wkdy | 2014-08-17 | 2014-12-11 | Hourly | 27.8 | 27.8 | 27.8 | 27.8 | 27.8 | 27.8 | 24.4 | 24.4 | 24.4 | 24.4 | 24.4 | 24.4 | 24.4 | 24.4 | 24.4 | 24.4 | 24.4 | 24.4 | 24.4 | 27.8 | 27.8 | 27.8 | 27.8 | 27.8 | From eQ_Lib.dat in MASControl 2017
D_ESe_All_CTemp_Yr | Thermostat Setpoint | C | Sat | 2014-08-17 | 2014-12-11 | Hourly | 27.8 | 27.8 | 27.8 | 27.8 | 27.8 | 27.8 | 24.4 | 24.4 | 24.4 | 24.4 | 24.4 | 24.4 | 24.4 | 24.4 | 24.4 | 24.4 | 24.4 | 27.8 | 27.8 | 27.8 | 27.8 | 27.8 | 27.8 | 27.8 | From eQ_Lib.dat in MASControl 2017
D_ESe_All_CTemp_Yr | Thermostat Setpoint | C | Sun | 2014-08-17 | 2014-12-11 | Constant | 27.8 | [23 empty] | From eQ_Lib.dat in MASControl 2017
D_ESe_All_CTemp_Yr | Thermostat Setpoint | C | Default¦SmrDsn¦WntrDsn | 2014-12-12 | 2014-12-31 | Constant | 27.8 | [23 empty] | From eQ_Lib.dat in MASControl 2017
D_ESe_All_CTemp_Yr | Thermostat Setpoint | C | WntrDsn | 2014-01-01 | 2014-12-31 | Hourly | 27.8 | 27.8 | 27.8 | 27.8 | 27.8 | 27.8 | 24.4 | 24.4 | 24.4 | 24.4 | 24.4 | 24.4 | 24.4 | 24.4 | 24.4 | 24.4 | 24.4 | 24.4 | 24.4 | 27.8 | 27.8 | 27.8 | 27.8 | 27.8 | From eQ_Lib.dat in MASControl 2017
D_ESe_All_CTemp_Yr | Thermostat Setpoint | C | SmrDsn | 2014-01-01 | 2014-12-31 | Hourly | 27.8 | 27.8 | 27.8 | 27.8 | 27.8 | 27.8 | 24.4 | 24.4 | 24.4 | 24.4 | 24.4 | 24.4 | 24.4 | 24.4 | 24.4 | 24.4 | 24.4 | 24.4 | 24.4 | 27.8 | 27.8 | 27.8 | 27.8 | 27.8 | From eQ_Lib.dat in MASControl 2017
D_ESe_All_CTemp_Yr | Thermostat Setpoint | C | Hol | 2014-01-01 | 2014-12-31 | Constant | 27.8 | [23 empty] | From eQ_Lib.dat in MASControl 2017
D_ESe_All_HTemp_Yr | Thermostat Setpoint | C | Default¦SmrDsn¦WntrDsn | 2014-01-01 | 2014-01-04 | Constant | 17.8 | [23 empty] | From eQ_Lib.dat in MASControl 2017
D_ESe_All_HTemp_Yr | Thermostat Setpoint | C | Default¦Wkdy | 2014-01-05 | 2014-04-03 | Hourly | 17.8 | 17.8 | 17.8 | 17.8 | 17.8 | 17.8 | 21.1 | 21.1 | 21.1 | 21.1 | 21.1 | 21.1 | 21.1 | 21.1 | 21.1 | 21.1 | 21.1 | 21.1 | 21.1 | 17.8 | 17.8 | 17.8 | 17.8 | 17.8 | From eQ_Lib.dat in MASControl 2017
D_ESe_All_HTemp_Yr | Thermostat Setpoint | C | Sat | 2014-01-05 | 2014-04-03 | Hourly | 17.8 | 17.8 | 17.8 | 17.8 | 17.8 | 17.8 | 21.1 | 21.1 | 21.1 | 21.1 | 21.1 | 21.1 | 21.1 | 21.1 | 21.1 | 21.1 | 21.1 | 17.8 | 17.8 | 17.8 | 17.8 | 17.8 | 17.8 | 17.8 | From eQ_Lib.dat in MASControl 2017
D_ESe_All_HTemp_Yr | Thermostat Setpoint | C | Sun | 2014-01-05 | 2014-04-03 | Constant | 17.8 | [23 empty] | From eQ_Lib.dat in MASControl 2017
D_ESe_All_HTemp_Yr | Thermostat Setpoint | C | Default¦SmrDsn¦WntrDsn | 2014-04-04 | 2014-04-12 | Constant | 17.8 | [23 empty] | From eQ_Lib.dat in MASControl 2017
D_ESe_All_HTemp_Yr | Thermostat Setpoint | C | Default¦Wkdy | 2014-04-13 | 2014-06-12 | Hourly | 17.8 | 17.8 | 17.8 | 17.8 | 17.8 | 17.8 | 21.1 | 21.1 | 21.1 | 21.1 | 21.1 | 21.1 | 21.1 | 21.1 | 21.1 | 21.1 | 21.1 | 21.1 | 21.1 | 17.8 | 17.8 | 17.8 | 17.8 | 17.8 | From eQ_Lib.dat in MASControl 2017
D_ESe_All_HTemp_Yr | Thermostat Setpoint | C | Sat | 2014-04-13 | 2014-06-12 | Hourly | 17.8 | 17.8 | 17.8 | 17.8 | 17.8 | 17.8 | 21.1 | 21.1 | 21.1 | 21.1 | 21.1 | 21.1 | 21.1 | 21.1 | 21.1 | 21.1 | 21.1 | 17.8 | 17.8 | 17.8 | 17.8 | 17.8 | 17.8 | 17.8 | From eQ_Lib.dat in MASControl 2017
D_ESe_All_HTemp_Yr | Thermostat Setpoint | C | Sun | 2014-04-13 | 2014-06-12 | Constant | 17.8 | [23 empty] | From eQ_Lib.dat in MASControl 2017
D_ESe_All_HTemp_Yr | Thermostat Setpoint | C | Default¦SmrDsn¦WntrDsn | 2014-06-13 | 2014-08-16 | Constant | 17.8 | [23 empty] | From eQ_Lib.dat in MASControl 2017
D_ESe_All_HTemp_Yr | Thermostat Setpoint | C | Default¦Wkdy | 2014-08-17 | 2014-12-11 | Hourly | 17.8 | 17.8 | 17.8 | 17.8 | 17.8 | 17.8 | 21.1 | 21.1 | 21.1 | 21.1 | 21.1 | 21.1 | 21.1 | 21.1 | 21.1 | 21.1 | 21.1 | 21.1 | 21.1 | 17.8 | 17.8 | 17.8 | 17.8 | 17.8 | From eQ_Lib.dat in MASControl 2017
D_ESe_All_HTemp_Yr | Thermostat Setpoint | C | Sat | 2014-08-17 | 2014-12-11 | Hourly | 17.8 | 17.8 | 17.8 | 17.8 | 17.8 | 17.8 | 21.1 | 21.1 | 21.1 | 21.1 | 21.1 | 21.1 | 21.1 | 21.1 | 21.1 | 21.1 | 21.1 | 17.8 | 17.8 | 17.8 | 17.8 | 17.8 | 17.8 | 17.8 | From eQ_Lib.dat in MASControl 2017
D_ESe_All_HTemp_Yr | Thermostat Setpoint | C | Sun | 2014-08-17 | 2014-12-11 | Constant | 17.8 | [23 empty] | From eQ_Lib.dat in MASControl 2017
D_ESe_All_HTemp_Yr | Thermostat Setpoint | C | Default¦SmrDsn¦WntrDsn | 2014-12-12 | 2014-12-31 | Constant | 17.8 | [23 empty] | From eQ_Lib.dat in MASControl 2017
D_ESe_All_HTemp_Yr | Thermostat Setpoint | C | WntrDsn | 2014-01-01 | 2014-12-31 | Hourly | 17.8 | 17.8 | 17.8 | 17.8 | 17.8 | 17.8 | 21.1 | 21.1 | 21.1 | 21.1 | 21.1 | 21.1 | 21.1 | 21.1 | 21.1 | 21.1 | 21.1 | 21.1 | 21.1 | 17.8 | 17.8 | 17.8 | 17.8 | 17.8 | From eQ_Lib.dat in MASControl 2017
D_ESe_All_HTemp_Yr | Thermostat Setpoint | C | SmrDsn | 2014-01-01 | 2014-12-31 | Hourly | 17.8 | 17.8 | 17.8 | 17.8 | 17.8 | 17.8 | 21.1 | 21.1 | 21.1 | 21.1 | 21.1 | 21.1 | 21.1 | 21.1 | 21.1 | 21.1 | 21.1 | 21.1 | 21.1 | 17.8 | 17.8 | 17.8 | 17.8 | 17.8 | From eQ_Lib.dat in MASControl 2017
D_ESe_All_HTemp_Yr | Thermostat Setpoint | C | Hol | 2014-01-01 | 2014-12-31 | Constant | 17.8 | [23 empty] | From eQ_Lib.dat in MASControl 2017
D_EUn_All_CTemp_Yr | Thermostat Setpoint | C | Default¦SmrDsn¦WntrDsn | 2014-01-01 | 2014-01-11 | Constant | 27.8 | [23 empty] | From eQ_Lib.dat in MASControl 2017
D_EUn_All_CTemp_Yr | Thermostat Setpoint | C | Default¦Wkdy | 2014-01-12 | 2014-04-03 | Hourly | 27.8 | 27.8 | 27.8 | 27.8 | 27.8 | 27.8 | 24.4 | 24.4 | 24.4 | 24.4 | 24.4 | 24.4 | 24.4 | 24.4 | 24.4 | 24.4 | 24.4 | 24.4 | 24.4 | 24.4 | 24.4 | 24.4 | 27.8 | 27.8 | From eQ_Lib.dat in MASControl 2017
D_EUn_All_CTemp_Yr | Thermostat Setpoint | C | Wknd | 2014-01-12 | 2014-04-03 | Hourly | 27.8 | 27.8 | 27.8 | 27.8 | 27.8 | 27.8 | 27.8 | 27.8 | 24.4 | 24.4 | 24.4 | 24.4 | 24.4 | 24.4 | 24.4 | 24.4 | 24.4 | 24.4 | 24.4 | 27.8 | 27.8 | 27.8 | 27.8 | 27.8 | From eQ_Lib.dat in MASControl 2017
D_EUn_All_CTemp_Yr | Thermostat Setpoint | C | Default¦SmrDsn¦WntrDsn | 2014-04-04 | 2014-04-12 | Constant | 27.8 | [23 empty] | From eQ_Lib.dat in MASControl 2017
D_EUn_All_CTemp_Yr | Thermostat Setpoint | C | Default¦Wkdy | 2014-04-13 | 2014-05-22 | Hourly | 27.8 | 27.8 | 27.8 | 27.8 | 27.8 | 27.8 | 24.4 | 24.4 | 24.4 | 24.4 | 24.4 | 24.4 | 24.4 | 24.4 | 24.4 | 24.4 | 24.4 | 24.4 | 24.4 | 24.4 | 24.4 | 24.4 | 27.8 | 27.8 | From eQ_Lib.dat in MASControl 2017
D_EUn_All_CTemp_Yr | Thermostat Setpoint | C | Wknd | 2014-04-13 | 2014-05-22 | Hourly | 27.8 | 27.8 | 27.8 | 27.8 | 27.8 | 27.8 | 27.8 | 27.8 | 24.4 | 24.4 | 24.4 | 24.4 | 24.4 | 24.4 | 24.4 | 24.4 | 24.4 | 24.4 | 24.4 | 27.8 | 27.8 | 27.8 | 27.8 | 27.8 | From eQ_Lib.dat in MASControl 2017
D_EUn_All_CTemp_Yr | Thermostat Setpoint | C | Default¦SmrDsn¦WntrDsn | 2014-05-23 | 2014-05-31 | Constant | 27.8 | [23 empty] | From eQ_Lib.dat in MASControl 2017
D_EUn_All_CTemp_Yr | Thermostat Setpoint | C | Default¦Wkdy | 2014-06-01 | 2014-08-07 | Hourly | 27.8 | 27.8 | 27.8 | 27.8 | 27.8 | 27.8 | 24.4 | 24.4 | 24.4 | 24.4 | 24.4 | 24.4 | 24.4 | 24.4 | 24.4 | 24.4 | 24.4 | 24.4 | 24.4 | 24.4 | 24.4 | 27.8 | 27.8 | 27.8 | From eQ_Lib.dat in MASControl 2017
D_EUn_All_CTemp_Yr | Thermostat Setpoint | C | Wknd | 2014-06-01 | 2014-08-07 | Hourly | 27.8 | 27.8 | 27.8 | 27.8 | 27.8 | 27.8 | 27.8 | 27.8 | 24.4 | 24.4 | 24.4 | 24.4 | 24.4 | 24.4 | 24.4 | 27.8 | 27.8 | 27.8 | 27.8 | 27.8 | 27.8 | 27.8 | 27.8 | 27.8 | From eQ_Lib.dat in MASControl 2017
D_EUn_All_CTemp_Yr | Thermostat Setpoint | C | Default¦SmrDsn¦WntrDsn | 2014-08-08 | 2014-08-16 | Constant | 27.8 | [23 empty] | From eQ_Lib.dat in MASControl 2017
D_EUn_All_CTemp_Yr | Thermostat Setpoint | C | Default¦Wkdy | 2014-08-17 | 2014-12-11 | Hourly | 27.8 | 27.8 | 27.8 | 27.8 | 27.8 | 27.8 | 24.4 | 24.4 | 24.4 | 24.4 | 24.4 | 24.4 | 24.4 | 24.4 | 24.4 | 24.4 | 24.4 | 24.4 | 24.4 | 24.4 | 24.4 | 24.4 | 27.8 | 27.8 | From eQ_Lib.dat in MASControl 2017
D_EUn_All_CTemp_Yr | Thermostat Setpoint | C | Wknd | 2014-08-17 | 2014-12-11 | Hourly | 27.8 | 27.8 | 27.8 | 27.8 | 27.8 | 27.8 | 27.8 | 27.8 | 24.4 | 24.4 | 24.4 | 24.4 | 24.4 | 24.4 | 24.4 | 24.4 | 24.4 | 24.4 | 24.4 | 27.8 | 27.8 | 27.8 | 27.8 | 27.8 | From eQ_Lib.dat in MASControl 2017
D_EUn_All_CTemp_Yr | Thermostat Setpoint | C | Default¦SmrDsn¦WntrDsn | 2014-12-12 | 2014-12-31 | Constant | 27.8 | [23 empty] | From eQ_Lib.dat in MASControl 2017
D_EUn_All_CTemp_Yr | Thermostat Setpoint | C | WntrDsn | 2014-01-01 | 2014-12-31 | Hourly | 27.8 | 27.8 | 27.8 | 27.8 | 27.8 | 27.8 | 24.4 | 24.4 | 24.4 | 24.4 | 24.4 | 24.4 | 24.4 | 24.4 | 24.4 | 24.4 | 24.4 | 24.4 | 24.4 | 24.4 | 24.4 | 24.4 | 27.8 | 27.8 | From eQ_Lib.dat in MASControl 2017
D_EUn_All_CTemp_Yr | Thermostat Setpoint | C | SmrDsn | 2014-01-01 | 2014-12-31 | Hourly | 27.8 | 27.8 | 27.8 | 27.8 | 27.8 | 27.8 | 24.4 | 24.4 | 24.4 | 24.4 | 24.4 | 24.4 | 24.4 | 24.4 | 24.4 | 24.4 | 24.4 | 24.4 | 24.4 | 24.4 | 24.4 | 27.8 | 27.8 | 27.8 | From eQ_Lib.dat in MASControl 2017
D_EUn_All_CTemp_Yr | Thermostat Setpoint | C | Hol | 2014-01-01 | 2014-12-31 | Hourly | 27.8 | 27.8 | 27.8 | 27.8 | 27.8 | 27.8 | 27.8 | 27.8 | 24.4 | 24.4 | 24.4 | 24.4 | 24.4 | 24.4 | 24.4 | 24.4 | 24.4 | 24.4 | 24.4 | 27.8 | 27.8 | 27.8 | 27.8 | 27.8 | From eQ_Lib.dat in MASControl 2017
D_EUn_All_HTemp_Yr | Thermostat Setpoint | C | Default¦SmrDsn¦WntrDsn | 2014-01-01 | 2014-01-11 | Constant | 17.8 | [23 empty] | From eQ_Lib.dat in MASControl 2017
D_EUn_All_HTemp_Yr | Thermostat Setpoint | C | Default¦Wkdy | 2014-01-12 | 2014-04-03 | Hourly | 17.8 | 17.8 | 17.8 | 17.8 | 17.8 | 17.8 | 21.1 | 21.1 | 21.1 | 21.1 | 21.1 | 21.1 | 21.1 | 21.1 | 21.1 | 21.1 | 21.1 | 21.1 | 21.1 | 21.1 | 21.1 | 21.1 | 17.8 | 17.8 | From eQ_Lib.dat in MASControl 2017
D_EUn_All_HTemp_Yr | Thermostat Setpoint | C | Wknd | 2014-01-12 | 2014-04-03 | Hourly | 17.8 | 17.8 | 17.8 | 17.8 | 17.8 | 17.8 | 17.8 | 17.8 | 21.1 | 21.1 | 21.1 | 21.1 | 21.1 | 21.1 | 21.1 | 21.1 | 21.1 | 21.1 | 21.1 | 17.8 | 17.8 | 17.8 | 17.8 | 17.8 | From eQ_Lib.dat in MASControl 2017
D_EUn_All_HTemp_Yr | Thermostat Setpoint | C | Default¦SmrDsn¦WntrDsn | 2014-04-04 | 2014-04-12 | Constant | 17.8 | [23 empty] | From eQ_Lib.dat in MASControl 2017
D_EUn_All_HTemp_Yr | Thermostat Setpoint | C | Default¦Wkdy | 2014-04-13 | 2014-05-22 | Hourly | 17.8 | 17.8 | 17.8 | 17.8 | 17.8 | 17.8 | 21.1 | 21.1 | 21.1 | 21.1 | 21.1 | 21.1 | 21.1 | 21.1 | 21.1 | 21.1 | 21.1 | 21.1 | 21.1 | 21.1 | 21.1 | 21.1 | 17.8 | 17.8 | From eQ_Lib.dat in MASControl 2017
D_EUn_All_HTemp_Yr | Thermostat Setpoint | C | Wknd | 2014-04-13 | 2014-05-22 | Hourly | 17.8 | 17.8 | 17.8 | 17.8 | 17.8 | 17.8 | 17.8 | 17.8 | 21.1 | 21.1 | 21.1 | 21.1 | 21.1 | 21.1 | 21.1 | 21.1 | 21.1 | 21.1 | 21.1 | 17.8 | 17.8 | 17.8 | 17.8 | 17.8 | From eQ_Lib.dat in MASControl 2017
D_EUn_All_HTemp_Yr | Thermostat Setpoint | C | Default¦SmrDsn¦WntrDsn | 2014-05-23 | 2014-05-31 | Constant | 17.8 | [23 empty] | From eQ_Lib.dat in MASControl 2017
D_EUn_All_HTemp_Yr | Thermostat Setpoint | C | Default¦Wkdy | 2014-06-01 | 2014-08-07 | Hourly | 17.8 | 17.8 | 17.8 | 17.8 | 17.8 | 17.8 | 21.1 | 21.1 | 21.1 | 21.1 | 21.1 | 21.1 | 21.1 | 21.1 | 21.1 | 21.1 | 21.1 | 21.1 | 21.1 | 21.1 | 21.1 | 17.8 | 17.8 | 17.8 | From eQ_Lib.dat in MASControl 2017
D_EUn_All_HTemp_Yr | Thermostat Setpoint | C | Wknd | 2014-06-01 | 2014-08-07 | Hourly | 17.8 | 17.8 | 17.8 | 17.8 | 17.8 | 17.8 | 17.8 | 17.8 | 21.1 | 21.1 | 21.1 | 21.1 | 21.1 | 21.1 | 21.1 | 17.8 | 17.8 | 17.8 | 17.8 | 17.8 | 17.8 | 17.8 | 17.8 | 17.8 | From eQ_Lib.dat in MASControl 2017
D_EUn_All_HTemp_Yr | Thermostat Setpoint | C | Default¦SmrDsn¦WntrDsn | 2014-08-08 | 2014-08-16 | Constant | 17.8 | [23 empty] | From eQ_Lib.dat in MASControl 2017
D_EUn_All_HTemp_Yr | Thermostat Setpoint | C | Default¦Wkdy | 2014-08-17 | 2014-12-11 | Hourly | 17.8 | 17.8 | 17.8 | 17.8 | 17.8 | 17.8 | 21.1 | 21.1 | 21.1 | 21.1 | 21.1 | 21.1 | 21.1 | 21.1 | 21.1 | 21.1 | 21.1 | 21.1 | 21.1 | 21.1 | 21.1 | 21.1 | 17.8 | 17.8 | From eQ_Lib.dat in MASControl 2017
D_EUn_All_HTemp_Yr | Thermostat Setpoint | C | Wknd | 2014-08-17 | 2014-12-11 | Hourly | 17.8 | 17.8 | 17.8 | 17.8 | 17.8 | 17.8 | 17.8 | 17.8 | 21.1 | 21.1 | 21.1 | 21.1 | 21.1 | 21.1 | 21.1 | 21.1 | 21.1 | 21.1 | 21.1 | 17.8 | 17.8 | 17.8 | 17.8 | 17.8 | From eQ_Lib.dat in MASControl 2017
D_EUn_All_HTemp_Yr | Thermostat Setpoint | C | Default¦SmrDsn¦WntrDsn | 2014-12-12 | 2014-12-31 | Constant | 17.8 | [23 empty] | From eQ_Lib.dat in MASControl 2017
D_EUn_All_HTemp_Yr | Thermostat Setpoint | C | WntrDsn | 2014-01-01 | 2014-12-31 | Hourly | 17.8 | 17.8 | 17.8 | 17.8 | 17.8 | 17.8 | 21.1 | 21.1 | 21.1 | 21.1 | 21.1 | 21.1 | 21.1 | 21.1 | 21.1 | 21.1 | 21.1 | 21.1 | 21.1 | 21.1 | 21.1 | 17.8 | 17.8 | 17.8 | From eQ_Lib.dat in MASControl 2017
D_EUn_All_HTemp_Yr | Thermostat Setpoint | C | SmrDsn | 2014-01-01 | 2014-12-31 | Hourly | 17.8 | 17.8 | 17.8 | 17.8 | 17.8 | 17.8 | 21.1 | 21.1 | 21.1 | 21.1 | 21.1 | 21.1 | 21.1 | 21.1 | 21.1 | 21.1 | 21.1 | 21.1 | 21.1 | 21.1 | 21.1 | 21.1 | 17.8 | 17.8 | From eQ_Lib.dat in MASControl 2017
D_EUn_All_HTemp_Yr | Thermostat Setpoint | C | Hol | 2014-01-01 | 2014-12-31 | Hourly | 17.8 | 17.8 | 17.8 | 17.8 | 17.8 | 17.8 | 17.8 | 17.8 | 21.1 | 21.1 | 21.1 | 21.1 | 21.1 | 21.1 | 21.1 | 17.8 | 17.8 | 17.8 | 17.8 | 17.8 | 17.8 | 17.8 | 17.8 | 17.8 | From eQ_Lib.dat in MASControl 2017
D_EUn_Drm_CTemp_Yr | Thermostat Setpoint | C | Default¦SmrDsn¦WntrDsn | 2014-01-01 | 2014-01-11 | Constant | 27.8 | [23 empty] | From eQ_Lib.dat in MASControl 2017
D_EUn_Drm_CTemp_Yr | Thermostat Setpoint | C | Default¦SmrDsn¦WntrDsn | 2014-01-12 | 2014-04-03 | Constant | 24.4 | [23 empty] | From eQ_Lib.dat in MASControl 2017
D_EUn_Drm_CTemp_Yr | Thermostat Setpoint | C | Default¦SmrDsn¦WntrDsn | 2014-04-04 | 2014-04-12 | Constant | 27.8 | [23 empty] | From eQ_Lib.dat in MASControl 2017
D_EUn_Drm_CTemp_Yr | Thermostat Setpoint | C | Default¦SmrDsn¦WntrDsn | 2014-04-13 | 2014-05-22 | Constant | 24.4 | [23 empty] | From eQ_Lib.dat in MASControl 2017
D_EUn_Drm_CTemp_Yr | Thermostat Setpoint | C | Default¦SmrDsn¦WntrDsn | 2014-05-23 | 2014-05-31 | Constant | 27.8 | [23 empty] | From eQ_Lib.dat in MASControl 2017
D_EUn_Drm_CTemp_Yr | Thermostat Setpoint | C | Default¦SmrDsn¦WntrDsn | 2014-06-01 | 2014-08-07 | Constant | 24.4 | [23 empty] | From eQ_Lib.dat in MASControl 2017
D_EUn_Drm_CTemp_Yr | Thermostat Setpoint | C | Default¦SmrDsn¦WntrDsn | 2014-08-08 | 2014-08-16 | Constant | 27.8 | [23 empty] | From eQ_Lib.dat in MASControl 2017
D_EUn_Drm_CTemp_Yr | Thermostat Setpoint | C | Default¦SmrDsn¦WntrDsn | 2014-08-17 | 2014-12-11 | Constant | 24.4 | [23 empty] | From eQ_Lib.dat in MASControl 2017
D_EUn_Drm_CTemp_Yr | Thermostat Setpoint | C | Default¦SmrDsn¦WntrDsn | 2014-12-12 | 2014-12-31 | Constant | 27.8 | [23 empty] | From eQ_Lib.dat in MASControl 2017
D_EUn_Drm_HTemp_Yr | Thermostat Setpoint | C | Default¦SmrDsn¦WntrDsn | 2014-01-01 | 2014-01-11 | Constant | 17.8 | [23 empty] | From eQ_Lib.dat in MASControl 2017
D_EUn_Drm_HTemp_Yr | Thermostat Setpoint | C | Default¦SmrDsn¦WntrDsn | 2014-01-12 | 2014-04-03 | Constant | 21.1 | [23 empty] | From eQ_Lib.dat in MASControl 2017
D_EUn_Drm_HTemp_Yr | Thermostat Setpoint | C | Default¦SmrDsn¦WntrDsn | 2014-04-04 | 2014-04-12 | Constant | 17.8 | [23 empty] | From eQ_Lib.dat in MASControl 2017
D_EUn_Drm_HTemp_Yr | Thermostat Setpoint | C | Default¦SmrDsn¦WntrDsn | 2014-04-13 | 2014-05-22 | Constant | 21.1 | [23 empty] | From eQ_Lib.dat in MASControl 2017
D_EUn_Drm_HTemp_Yr | Thermostat Setpoint | C | Default¦SmrDsn¦WntrDsn | 2014-05-23 | 2014-05-31 | Constant | 17.8 | [23 empty] | From eQ_Lib.dat in MASControl 2017
D_EUn_Drm_HTemp_Yr | Thermostat Setpoint | C | Default¦SmrDsn¦WntrDsn | 2014-06-01 | 2014-08-07 | Constant | 21.1 | [23 empty] | From eQ_Lib.dat in MASControl 2017
D_EUn_Drm_HTemp_Yr | Thermostat Setpoint | C | Default¦SmrDsn¦WntrDsn | 2014-08-08 | 2014-08-16 | Constant | 17.8 | [23 empty] | From eQ_Lib.dat in MASControl 2017
D_EUn_Drm_HTemp_Yr | Thermostat Setpoint | C | Default¦SmrDsn¦WntrDsn | 2014-08-17 | 2014-12-11 | Constant | 21.1 | [23 empty] | From eQ_Lib.dat in MASControl 2017
D_EUn_Drm_HTemp_Yr | Thermostat Setpoint | C | Default¦SmrDsn¦WntrDsn | 2014-12-12 | 2014-12-31 | Constant | 17.8 | [23 empty] | From eQ_Lib.dat in MASControl 2017
D_Gro_All_CTemp_Yr | Thermostat Setpoint | C | Default¦SmrDsn¦WntrDsn¦Hol | 2014-01-01 | 2014-12-31 | Hourly | 27.8 | 27.8 | 27.8 | 27.8 | 27.8 | 24.4 | 24.4 | 24.4 | 24.4 | 24.4 | 24.4 | 24.4 | 24.4 | 24.4 | 24.4 | 24.4 | 24.4 | 24.4 | 24.4 | 24.4 | 24.4 | 24.4 | 24.4 | 27.8 | From eQ_Lib.dat in MASControl 2017
D_Gro_All_HTemp_Yr | Thermostat Setpoint | C | Default¦SmrDsn¦WntrDsn¦Hol | 2014-01-01 | 2014-12-31 | Hourly | 17.8 | 17.8 | 17.8 | 17.8 | 17.8 | 21.1 | 21.1 | 21.1 | 21.1 | 21.1 | 21.1 | 21.1 | 21.1 | 21.1 | 21.1 | 21.1 | 21.1 | 21.1 | 21.1 | 21.1 | 21.1 | 21.1 | 21.1 | 17.8 | From eQ_Lib.dat in MASControl 2017
D_Hsp_All_CTemp_Yr | Thermostat Setpoint | C | Default¦SmrDsn¦WntrDsn¦Hol | 2014-01-01 | 2014-12-31 | Constant | 24.4 | [23 empty] | From eQ_Lib.dat in MASControl 2017
D_Hsp_All_HTemp_Yr | Thermostat Setpoint | C | Default¦SmrDsn¦WntrDsn¦Hol | 2014-01-01 | 2014-12-31 | Constant | 21.1 | [23 empty] | From eQ_Lib.dat in MASControl 2017
D_Htl_All_CTemp_Yr | Thermostat Setpoint | C | Default¦SmrDsn¦WntrDsn¦Hol | 2014-01-01 | 2014-12-31 | Hourly | 27.8 | 27.8 | 27.8 | 27.8 | 27.8 | 24.4 | 24.4 | 24.4 | 24.4 | 24.4 | 24.4 | 24.4 | 24.4 | 24.4 | 24.4 | 24.4 | 24.4 | 24.4 | 24.4 | 24.4 | 24.4 | 24.4 | 24.4 | 27.8 | From eQ_Lib.dat in MASControl 2017
D_Htl_All_HTemp_Yr | Thermostat Setpoint | C | Default¦SmrDsn¦WntrDsn¦Hol | 2014-01-01 | 2014-12-31 | Hourly | 17.8 | 17.8 | 17.8 | 17.8 | 17.8 | 21.1 | 21.1 | 21.1 | 21.1 | 21.1 | 21.1 | 21.1 | 21.1 | 21.1 | 21.1 | 21.1 | 21.1 | 21.1 | 21.1 | 21.1 | 21.1 | 21.1 | 21.1 | 17.8 | From eQ_Lib.dat in MASControl 2017
D_Htl_Grm_CTemp_Yr | Thermostat Setpoint | C | Default¦SmrDsn¦WntrDsn¦Hol | 2014-01-01 | 2014-12-31 | Constant | 24.4 | [23 empty] | From eQ_Lib.dat in MASControl 2017
D_Htl_Grm_HTemp_Yr | Thermostat Setpoint | C | Default¦SmrDsn¦WntrDsn¦Hol | 2014-01-01 | 2014-12-31 | Constant | 21.1 | [23 empty] | From eQ_Lib.dat in MASControl 2017
D_MBT_All_CTemp_Yr | Thermostat Setpoint | C | Default¦Wkdy | 2014-01-01 | 2014-12-31 | Hourly | 27.8 | 27.8 | 27.8 | 27.8 | 27.8 | 27.8 | 24.4 | 24.4 | 24.4 | 24.4 | 24.4 | 24.4 | 24.4 | 24.4 | 24.4 | 24.4 | 24.4 | 24.4 | 24.4 | 24.4 | 27.8 | 27.8 | 27.8 | 27.8 | From eQ_Lib.dat in MASControl 2017
D_MBT_All_CTemp_Yr | Thermostat Setpoint | C | Wknd | 2014-01-01 | 2014-12-31 | Constant | 27.8 | [23 empty] | From eQ_Lib.dat in MASControl 2017
D_MBT_All_CTemp_Yr | Thermostat Setpoint | C | WntrDsn | 2014-01-01 | 2014-12-31 | Hourly | 27.8 | 27.8 | 27.8 | 27.8 | 27.8 | 27.8 | 24.4 | 24.4 | 24.4 | 24.4 | 24.4 | 24.4 | 24.4 | 24.4 | 24.4 | 24.4 | 24.4 | 24.4 | 24.4 | 24.4 | 27.8 | 27.8 | 27.8 | 27.8 | From eQ_Lib.dat in MASControl 2017
D_MBT_All_CTemp_Yr | Thermostat Setpoint | C | SmrDsn | 2014-01-01 | 2014-12-31 | Hourly | 27.8 | 27.8 | 27.8 | 27.8 | 27.8 | 27.8 | 24.4 | 24.4 | 24.4 | 24.4 | 24.4 | 24.4 | 24.4 | 24.4 | 24.4 | 24.4 | 24.4 | 24.4 | 24.4 | 24.4 | 27.8 | 27.8 | 27.8 | 27.8 | From eQ_Lib.dat in MASControl 2017
D_MBT_All_CTemp_Yr | Thermostat Setpoint | C | Hol | 2014-01-01 | 2014-12-31 | Constant | 27.8 | [23 empty] | From eQ_Lib.dat in MASControl 2017
D_MBT_All_HTemp_Yr | Thermostat Setpoint | C | Default¦Wkdy | 2014-01-01 | 2014-12-31 | Hourly | 17.8 | 17.8 | 17.8 | 17.8 | 17.8 | 17.8 | 21.1 | 21.1 | 21.1 | 21.1 | 21.1 | 21.1 | 21.1 | 21.1 | 21.1 | 21.1 | 21.1 | 21.1 | 21.1 | 21.1 | 17.8 | 17.8 | 17.8 | 17.8 | From eQ_Lib.dat in MASControl 2017
D_MBT_All_HTemp_Yr | Thermostat Setpoint | C | Wknd | 2014-01-01 | 2014-12-31 | Constant | 17.8 | [23 empty] | From eQ_Lib.dat in MASControl 2017
D_MBT_All_HTemp_Yr | Thermostat Setpoint | C | WntrDsn | 2014-01-01 | 2014-12-31 | Hourly | 17.8 | 17.8 | 17.8 | 17.8 | 17.8 | 17.8 | 21.1 | 21.1 | 21.1 | 21.1 | 21.1 | 21.1 | 21.1 | 21.1 | 21.1 | 21.1 | 21.1 | 21.1 | 21.1 | 21.1 | 17.8 | 17.8 | 17.8 | 17.8 | From eQ_Lib.dat in MASControl 2017
D_MBT_All_HTemp_Yr | Thermostat Setpoint | C | SmrDsn | 2014-01-01 | 2014-12-31 | Hourly | 17.8 | 17.8 | 17.8 | 17.8 | 17.8 | 17.8 | 21.1 | 21.1 | 21.1 | 21.1 | 21.1 | 21.1 | 21.1 | 21.1 | 21.1 | 21.1 | 21.1 | 21.1 | 21.1 | 21.1 | 17.8 | 17.8 | 17.8 | 17.8 | From eQ_Lib.dat in MASControl 2017
D_MBT_All_HTemp_Yr | Thermostat Setpoint | C | Hol | 2014-01-01 | 2014-12-31 | Constant | 17.8 | [23 empty] | From eQ_Lib.dat in MASControl 2017
D_MFm_All_CTemp_Yr | Thermostat Setpoint | C | SmrDsn¦WntrDsn | 2014-01-01 | 2014-12-31 | Constant | 25.5556 | [23 empty] | From expanded prototype models
D_MFm_All_CTemp_Yr | Thermostat Setpoint | C | Default¦Wkdy¦Hol | 2014-01-01 | 2014-12-31 | Hourly | 25.5556 | 25.5556 | 25.5556 | 25.5556 | 25.5556 | 25.5556 | 25.5556 | 25.5556 | 25.5556 | 25.5556 | 25.5556 | 25.5556 | 25.5556 | 25.5556 | 25.5556 | 25.5556 | 25.5556 | 25.5556 | 25.5556 | 25.5556 | 25.5556 | 25.5556 | 25.5556 | 25.5556 | From expanded prototype models
D_MFm_All_HTemp_Yr | Thermostat Setpoint | C | SmrDsn¦WntrDsn | 2014-01-01 | 2014-12-31 | Constant | 20 | [23 empty] | From expanded prototype models
D_MFm_All_HTemp_Yr | Thermostat Setpoint | C | Default¦Wkdy¦Hol | 2014-01-01 | 2014-12-31 | Hourly | 20 | 20 | 20 | 20 | 20 | 20 | 20 | 20 | 20 | 20 | 20 | 20 | 20 | 20 | 20 | 20 | 20 | 20 | 20 | 20 | 20 | 20 | 20 | 20 | From expanded prototype models
D_MLI_All_CTemp_Yr | Thermostat Setpoint | C | Default¦Wkdy | 2014-01-01 | 2014-12-31 | Hourly | 27.8 | 27.8 | 27.8 | 27.8 | 27.8 | 24.4 | 24.4 | 24.4 | 24.4 | 24.4 | 24.4 | 24.4 | 24.4 | 24.4 | 24.4 | 24.4 | 24.4 | 24.4 | 24.4 | 27.8 | 27.8 | 27.8 | 27.8 | 27.8 | From eQ_Lib.dat in MASControl 2017
D_MLI_All_CTemp_Yr | Thermostat Setpoint | C | Wknd | 2014-01-01 | 2014-12-31 | Constant | 27.8 | [23 empty] | From eQ_Lib.dat in MASControl 2017
D_MLI_All_CTemp_Yr | Thermostat Setpoint | C | WntrDsn | 2014-01-01 | 2014-12-31 | Hourly | 27.8 | 27.8 | 27.8 | 27.8 | 27.8 | 24.4 | 24.4 | 24.4 | 24.4 | 24.4 | 24.4 | 24.4 | 24.4 | 24.4 | 24.4 | 24.4 | 24.4 | 24.4 | 24.4 | 27.8 | 27.8 | 27.8 | 27.8 | 27.8 | From eQ_Lib.dat in MASControl 2017
D_MLI_All_CTemp_Yr | Thermostat Setpoint | C | SmrDsn | 2014-01-01 | 2014-12-31 | Hourly | 27.8 | 27.8 | 27.8 | 27.8 | 27.8 | 24.4 | 24.4 | 24.4 | 24.4 | 24.4 | 24.4 | 24.4 | 24.4 | 24.4 | 24.4 | 24.4 | 24.4 | 24.4 | 24.4 | 27.8 | 27.8 | 27.8 | 27.8 | 27.8 | From eQ_Lib.dat in MASControl 2017
D_MLI_All_CTemp_Yr | Thermostat Setpoint | C | Hol | 2014-01-01 | 2014-12-31 | Constant | 27.8 | [23 empty] | From eQ_Lib.dat in MASControl 2017
D_MLI_All_HTemp_Yr | Thermostat Setpoint | C | Default¦Wkdy | 2014-01-01 | 2014-12-31 | Hourly | 17.8 | 17.8 | 17.8 | 17.8 | 17.8 | 21.1 | 21.1 | 21.1 | 21.1 | 21.1 | 21.1 | 21.1 | 21.1 | 21.1 | 21.1 | 21.1 | 21.1 | 21.1 | 21.1 | 17.8 | 17.8 | 17.8 | 17.8 | 17.8 | From eQ_Lib.dat in MASControl 2017
D_MLI_All_HTemp_Yr | Thermostat Setpoint | C | Wknd | 2014-01-01 | 2014-12-31 | Constant | 17.8 | [23 empty] | From eQ_Lib.dat in MASControl 2017
D_MLI_All_HTemp_Yr | Thermostat Setpoint | C | WntrDsn | 2014-01-01 | 2014-12-31 | Hourly | 17.8 | 17.8 | 17.8 | 17.8 | 17.8 | 21.1 | 21.1 | 21.1 | 21.1 | 21.1 | 21.1 | 21.1 | 21.1 | 21.1 | 21.1 | 21.1 | 21.1 | 21.1 | 21.1 | 17.8 | 17.8 | 17.8 | 17.8 | 17.8 | From eQ_Lib.dat in MASControl 2017
D_MLI_All_HTemp_Yr | Thermostat Setpoint | C | SmrDsn | 2014-01-01 | 2014-12-31 | Hourly | 17.8 | 17.8 | 17.8 | 17.8 | 17.8 | 21.1 | 21.1 | 21.1 | 21.1 | 21.1 | 21.1 | 21.1 | 21.1 | 21.1 | 21.1 | 21.1 | 21.1 | 21.1 | 21.1 | 17.8 | 17.8 | 17.8 | 17.8 | 17.8 | From eQ_Lib.dat in MASControl 2017
D_MLI_All_HTemp_Yr | Thermostat Setpoint | C | Hol | 2014-01-01 | 2014-12-31 | Constant | 17.8 | [23 empty] | From eQ_Lib.dat in MASControl 2017
D_Mtl_All_CTemp_Yr | Thermostat Setpoint | C | Default¦SmrDsn¦WntrDsn¦Hol | 2014-01-01 | 2014-12-31 | Constant | 24.4 | [23 empty] | From eQ_Lib.dat in MASControl 2017
D_Mtl_All_HTemp_Yr | Thermostat Setpoint | C | Default¦SmrDsn¦WntrDsn¦Hol | 2014-01-01 | 2014-12-31 | Constant | 21.1 | [23 empty] | From eQ_Lib.dat in MASControl 2017
D_Nrs_All_CTemp_Yr | Thermostat Setpoint | C | Default¦SmrDsn¦WntrDsn¦Hol | 2014-01-01 | 2014-12-31 | Constant | 24.4 | [23 empty] | From eQ_Lib.dat in MASControl 2017
D_Nrs_All_HTemp_Yr | Thermostat Setpoint | C | Default¦SmrDsn¦WntrDsn¦Hol | 2014-01-01 | 2014-12-31 | Constant | 21.1 | [23 empty] | From eQ_Lib.dat in MASControl 2017
D_OfL_All_CTemp_Yr | Thermostat Setpoint | C | Default¦Wkdy | 2014-01-01 | 2014-12-31 | Hourly | 27.8 | 27.8 | 27.8 | 27.8 | 27.8 | 27.8 | 27.8 | 24.4 | 24.4 | 24.4 | 24.4 | 24.4 | 24.4 | 24.4 | 24.4 | 24.4 | 24.4 | 24.4 | 27.8 | 27.8 | 27.8 | 27.8 | 27.8 | 27.8 | From eQ_Lib.dat in MASControl 2017
D_OfL_All_CTemp_Yr | Thermostat Setpoint | C | Sat | 2014-01-01 | 2014-12-31 | Hourly | 27.8 | 27.8 | 27.8 | 27.8 | 27.8 | 27.8 | 27.8 | 24.4 | 24.4 | 24.4 | 24.4 | 24.4 | 24.4 | 24.4 | 24.4 | 24.4 | 24.4 | 24.4 | 27.8 | 27.8 | 27.8 | 27.8 | 27.8 | 27.8 | From eQ_Lib.dat in MASControl 2017
D_OfL_All_CTemp_Yr | Thermostat Setpoint | C | Sun | 2014-01-01 | 2014-12-31 | Constant | 27.8 | [23 empty] | From eQ_Lib.dat in MASControl 2017
D_OfL_All_CTemp_Yr | Thermostat Setpoint | C | WntrDsn | 2014-01-01 | 2014-12-31 | Hourly | 27.8 | 27.8 | 27.8 | 27.8 | 27.8 | 27.8 | 27.8 | 24.4 | 24.4 | 24.4 | 24.4 | 24.4 | 24.4 | 24.4 | 24.4 | 24.4 | 24.4 | 24.4 | 27.8 | 27.8 | 27.8 | 27.8 | 27.8 | 27.8 | From eQ_Lib.dat in MASControl 2017
D_OfL_All_CTemp_Yr | Thermostat Setpoint | C | SmrDsn | 2014-01-01 | 2014-12-31 | Hourly | 27.8 | 27.8 | 27.8 | 27.8 | 27.8 | 27.8 | 27.8 | 24.4 | 24.4 | 24.4 | 24.4 | 24.4 | 24.4 | 24.4 | 24.4 | 24.4 | 24.4 | 24.4 | 27.8 | 27.8 | 27.8 | 27.8 | 27.8 | 27.8 | From eQ_Lib.dat in MASControl 2017
D_OfL_All_CTemp_Yr | Thermostat Setpoint | C | Hol | 2014-01-01 | 2014-12-31 | Constant | 27.8 | [23 empty] | From eQ_Lib.dat in MASControl 2017
D_OfL_All_HTemp_Yr | Thermostat Setpoint | C | Default¦Wkdy | 2014-01-01 | 2014-12-31 | Hourly | 17.8 | 17.8 | 17.8 | 17.8 | 17.8 | 17.8 | 17.8 | 21.1 | 21.1 | 21.1 | 21.1 | 21.1 | 21.1 | 21.1 | 21.1 | 21.1 | 21.1 | 21.1 | 17.8 | 17.8 | 17.8 | 17.8 | 17.8 | 17.8 | From eQ_Lib.dat in MASControl 2017
D_OfL_All_HTemp_Yr | Thermostat Setpoint | C | Sat | 2014-01-01 | 2014-12-31 | Hourly | 17.8 | 17.8 | 17.8 | 17.8 | 17.8 | 17.8 | 17.8 | 21.1 | 21.1 | 21.1 | 21.1 | 21.1 | 21.1 | 21.1 | 21.1 | 21.1 | 21.1 | 21.1 | 17.8 | 17.8 | 17.8 | 17.8 | 17.8 | 17.8 | From eQ_Lib.dat in MASControl 2017
D_OfL_All_HTemp_Yr | Thermostat Setpoint | C | Sun | 2014-01-01 | 2014-12-31 | Constant | 17.8 | [23 empty] | From eQ_Lib.dat in MASControl 2017
D_OfL_All_HTemp_Yr | Thermostat Setpoint | C | WntrDsn | 2014-01-01 | 2014-12-31 | Hourly | 17.8 | 17.8 | 17.8 | 17.8 | 17.8 | 17.8 | 17.8 | 21.1 | 21.1 | 21.1 | 21.1 | 21.1 | 21.1 | 21.1 | 21.1 | 21.1 | 21.1 | 21.1 | 17.8 | 17.8 | 17.8 | 17.8 | 17.8 | 17.8 | From eQ_Lib.dat in MASControl 2017
D_OfL_All_HTemp_Yr | Thermostat Setpoint | C | SmrDsn | 2014-01-01 | 2014-12-31 | Hourly | 17.8 | 17.8 | 17.8 | 17.8 | 17.8 | 17.8 | 17.8 | 21.1 | 21.1 | 21.1 | 21.1 | 21.1 | 21.1 | 21.1 | 21.1 | 21.1 | 21.1 | 21.1 | 17.8 | 17.8 | 17.8 | 17.8 | 17.8 | 17.8 | From eQ_Lib.dat in MASControl 2017
D_OfL_All_HTemp_Yr | Thermostat Setpoint | C | Hol | 2014-01-01 | 2014-12-31 | Constant | 17.8 | [23 empty] | From eQ_Lib.dat in MASControl 2017
D_OfS_All_CTemp_Yr | Thermostat Setpoint | C | Default¦Wkdy | 2014-01-01 | 2014-12-31 | Hourly | 27.8 | 27.8 | 27.8 | 27.8 | 27.8 | 27.8 | 27.8 | 24.4 | 24.4 | 24.4 | 24.4 | 24.4 | 24.4 | 24.4 | 24.4 | 24.4 | 24.4 | 24.4 | 27.8 | 27.8 | 27.8 | 27.8 | 27.8 | 27.8 | From eQ_Lib.dat in MASControl 2017
D_OfS_All_CTemp_Yr | Thermostat Setpoint | C | Sat | 2014-01-01 | 2014-12-31 | Hourly | 27.8 | 27.8 | 27.8 | 27.8 | 27.8 | 27.8 | 27.8 | 24.4 | 24.4 | 24.4 | 24.4 | 24.4 | 24.4 | 24.4 | 24.4 | 24.4 | 24.4 | 24.4 | 27.8 | 27.8 | 27.8 | 27.8 | 27.8 | 27.8 | From eQ_Lib.dat in MASControl 2017
D_OfS_All_CTemp_Yr | Thermostat Setpoint | C | Sun | 2014-01-01 | 2014-12-31 | Constant | 27.8 | [23 empty] | From eQ_Lib.dat in MASControl 2017
D_OfS_All_CTemp_Yr | Thermostat Setpoint | C | WntrDsn | 2014-01-01 | 2014-12-31 | Hourly | 27.8 | 27.8 | 27.8 | 27.8 | 27.8 | 27.8 | 27.8 | 24.4 | 24.4 | 24.4 | 24.4 | 24.4 | 24.4 | 24.4 | 24.4 | 24.4 | 24.4 | 24.4 | 27.8 | 27.8 | 27.8 | 27.8 | 27.8 | 27.8 | From eQ_Lib.dat in MASControl 2017
D_OfS_All_CTemp_Yr | Thermostat Setpoint | C | SmrDsn | 2014-01-01 | 2014-12-31 | Hourly | 27.8 | 27.8 | 27.8 | 27.8 | 27.8 | 27.8 | 27.8 | 24.4 | 24.4 | 24.4 | 24.4 | 24.4 | 24.4 | 24.4 | 24.4 | 24.4 | 24.4 | 24.4 | 27.8 | 27.8 | 27.8 | 27.8 | 27.8 | 27.8 | From eQ_Lib.dat in MASControl 2017
D_OfS_All_CTemp_Yr | Thermostat Setpoint | C | Hol | 2014-01-01 | 2014-12-31 | Constant | 27.8 | [23 empty] | From eQ_Lib.dat in MASControl 2017
D_OfS_All_HTemp_Yr | Thermostat Setpoint | C | Default¦Wkdy | 2014-01-01 | 2014-12-31 | Hourly | 17.8 | 17.8 | 17.8 | 17.8 | 17.8 | 17.8 | 17.8 | 21.1 | 21.1 | 21.1 | 21.1 | 21.1 | 21.1 | 21.1 | 21.1 | 21.1 | 21.1 | 21.1 | 17.8 | 17.8 | 17.8 | 17.8 | 17.8 | 17.8 | From eQ_Lib.dat in MASControl 2017
D_OfS_All_HTemp_Yr | Thermostat Setpoint | C | Sat | 2014-01-01 | 2014-12-31 | Hourly | 17.8 | 17.8 | 17.8 | 17.8 | 17.8 | 17.8 | 17.8 | 21.1 | 21.1 | 21.1 | 21.1 | 21.1 | 21.1 | 21.1 | 21.1 | 21.1 | 21.1 | 21.1 | 17.8 | 17.8 | 17.8 | 17.8 | 17.8 | 17.8 | From eQ_Lib.dat in MASControl 2017
D_OfS_All_HTemp_Yr | Thermostat Setpoint | C | Sun | 2014-01-01 | 2014-12-31 | Constant | 17.8 | [23 empty] | From eQ_Lib.dat in MASControl 2017
D_OfS_All_HTemp_Yr | Thermostat Setpoint | C | WntrDsn | 2014-01-01 | 2014-12-31 | Hourly | 17.8 | 17.8 | 17.8 | 17.8 | 17.8 | 17.8 | 17.8 | 21.1 | 21.1 | 21.1 | 21.1 | 21.1 | 21.1 | 21.1 | 21.1 | 21.1 | 21.1 | 21.1 | 17.8 | 17.8 | 17.8 | 17.8 | 17.8 | 17.8 | From eQ_Lib.dat in MASControl 2017
D_OfS_All_HTemp_Yr | Thermostat Setpoint | C | SmrDsn | 2014-01-01 | 2014-12-31 | Hourly | 17.8 | 17.8 | 17.8 | 17.8 | 17.8 | 17.8 | 17.8 | 21.1 | 21.1 | 21.1 | 21.1 | 21.1 | 21.1 | 21.1 | 21.1 | 21.1 | 21.1 | 21.1 | 17.8 | 17.8 | 17.8 | 17.8 | 17.8 | 17.8 | From eQ_Lib.dat in MASControl 2017
D_OfS_All_HTemp_Yr | Thermostat Setpoint | C | Hol | 2014-01-01 | 2014-12-31 | Constant | 17.8 | [23 empty] | From eQ_Lib.dat in MASControl 2017
D_RFF_All_CTemp_Yr | Thermostat Setpoint | C | Default¦SmrDsn¦WntrDsn¦Hol | 2014-01-01 | 2014-12-31 | Hourly | 27.8 | 27.8 | 27.8 | 27.8 | 27.8 | 24.4 | 24.4 | 24.4 | 24.4 | 24.4 | 24.4 | 24.4 | 24.4 | 24.4 | 24.4 | 24.4 | 24.4 | 24.4 | 24.4 | 24.4 | 24.4 | 24.4 | 24.4 | 24.4 | From eQ_Lib.dat in MASControl 2017
D_RFF_All_HTemp_Yr | Thermostat Setpoint | C | Default¦SmrDsn¦WntrDsn¦Hol | 2014-01-01 | 2014-12-31 | Hourly | 17.8 | 17.8 | 17.8 | 17.8 | 17.8 | 21.1 | 21.1 | 21.1 | 21.1 | 21.1 | 21.1 | 21.1 | 21.1 | 21.1 | 21.1 | 21.1 | 21.1 | 21.1 | 21.1 | 21.1 | 21.1 | 21.1 | 21.1 | 21.1 | From eQ_Lib.dat in MASControl 2017
D_RSD_All_CTemp_Yr | Thermostat Setpoint | C | Default¦SmrDsn¦WntrDsn¦Hol | 2014-01-01 | 2014-12-31 | Hourly | 27.8 | 27.8 | 27.8 | 27.8 | 27.8 | 27.8 | 27.8 | 27.8 | 27.8 | 24.4 | 24.4 | 24.4 | 24.4 | 24.4 | 24.4 | 24.4 | 24.4 | 24.4 | 24.4 | 24.4 | 24.4 | 24.4 | 24.4 | 27.8 | From eQ_Lib.dat in MASControl 2017
D_RSD_All_HTemp_Yr | Thermostat Setpoint | C | Default¦SmrDsn¦WntrDsn¦Hol | 2014-01-01 | 2014-12-31 | Hourly | 17.8 | 17.8 | 17.8 | 17.8 | 17.8 | 17.8 | 17.8 | 17.8 | 17.8 | 21.1 | 21.1 | 21.1 | 21.1 | 21.1 | 21.1 | 21.1 | 21.1 | 21.1 | 21.1 | 21.1 | 21.1 | 21.1 | 21.1 | 17.8 | From eQ_Lib.dat in MASControl 2017
D_Rt3_All_CTemp_Yr | Thermostat Setpoint | C | Default¦Wkdy | 2014-01-01 | 2014-12-31 | Hourly | 27.8 | 27.8 | 27.8 | 27.8 | 27.8 | 27.8 | 27.8 | 27.8 | 24.4 | 24.4 | 24.4 | 24.4 | 24.4 | 24.4 | 24.4 | 24.4 | 24.4 | 24.4 | 24.4 | 24.4 | 24.4 | 24.4 | 27.8 | 27.8 | From eQ_Lib.dat in MASControl 2017
D_Rt3_All_CTemp_Yr | Thermostat Setpoint | C | Wknd | 2014-01-01 | 2014-12-31 | Hourly | 27.8 | 27.8 | 27.8 | 27.8 | 27.8 | 27.8 | 27.8 | 27.8 | 24.4 | 24.4 | 24.4 | 24.4 | 24.4 | 24.4 | 24.4 | 24.4 | 24.4 | 24.4 | 24.4 | 24.4 | 27.8 | 27.8 | 27.8 | 27.8 | From eQ_Lib.dat in MASControl 2017
D_Rt3_All_CTemp_Yr | Thermostat Setpoint | C | WntrDsn | 2014-01-01 | 2014-12-31 | Hourly | 27.8 | 27.8 | 27.8 | 27.8 | 27.8 | 27.8 | 27.8 | 27.8 | 24.4 | 24.4 | 24.4 | 24.4 | 24.4 | 24.4 | 24.4 | 24.4 | 24.4 | 24.4 | 24.4 | 24.4 | 24.4 | 24.4 | 27.8 | 27.8 | From eQ_Lib.dat in MASControl 2017
D_Rt3_All_CTemp_Yr | Thermostat Setpoint | C | SmrDsn | 2014-01-01 | 2014-12-31 | Hourly | 27.8 | 27.8 | 27.8 | 27.8 | 27.8 | 27.8 | 27.8 | 27.8 | 24.4 | 24.4 | 24.4 | 24.4 | 24.4 | 24.4 | 24.4 | 24.4 | 24.4 | 24.4 | 24.4 | 24.4 | 24.4 | 24.4 | 27.8 | 27.8 | From eQ_Lib.dat in MASControl 2017
D_Rt3_All_CTemp_Yr | Thermostat Setpoint | C | Hol | 2014-01-01 | 2014-12-31 | Hourly | 27.8 | 27.8 | 27.8 | 27.8 | 27.8 | 27.8 | 27.8 | 27.8 | 24.4 | 24.4 | 24.4 | 24.4 | 24.4 | 24.4 | 24.4 | 24.4 | 24.4 | 24.4 | 24.4 | 24.4 | 27.8 | 27.8 | 27.8 | 27.8 | From eQ_Lib.dat in MASControl 2017
D_Rt3_All_HTemp_Yr | Thermostat Setpoint | C | Default¦Wkdy | 2014-01-01 | 2014-12-31 | Hourly | 17.8 | 17.8 | 17.8 | 17.8 | 17.8 | 17.8 | 17.8 | 17.8 | 21.1 | 21.1 | 21.1 | 21.1 | 21.1 | 21.1 | 21.1 | 21.1 | 21.1 | 21.1 | 21.1 | 21.1 | 21.1 | 21.1 | 17.8 | 17.8 | From eQ_Lib.dat in MASControl 2017
D_Rt3_All_HTemp_Yr | Thermostat Setpoint | C | Wknd | 2014-01-01 | 2014-12-31 | Hourly | 17.8 | 17.8 | 17.8 | 17.8 | 17.8 | 17.8 | 17.8 | 17.8 | 21.1 | 21.1 | 21.1 | 21.1 | 21.1 | 21.1 | 21.1 | 21.1 | 21.1 | 21.1 | 21.1 | 21.1 | 17.8 | 17.8 | 17.8 | 17.8 | From eQ_Lib.dat in MASControl 2017
D_Rt3_All_HTemp_Yr | Thermostat Setpoint | C | WntrDsn | 2014-01-01 | 2014-12-31 | Hourly | 17.8 | 17.8 | 17.8 | 17.8 | 17.8 | 17.8 | 17.8 | 17.8 | 21.1 | 21.1 | 21.1 | 21.1 | 21.1 | 21.1 | 21.1 | 21.1 | 21.1 | 21.1 | 21.1 | 21.1 | 21.1 | 21.1 | 17.8 | 17.8 | From eQ_Lib.dat in MASControl 2017
D_Rt3_All_HTemp_Yr | Thermostat Setpoint | C | SmrDsn | 2014-01-01 | 2014-12-31 | Hourly | 17.8 | 17.8 | 17.8 | 17.8 | 17.8 | 17.8 | 17.8 | 17.8 | 21.1 | 21.1 | 21.1 | 21.1 | 21.1 | 21.1 | 21.1 | 21.1 | 21.1 | 21.1 | 21.1 | 21.1 | 21.1 | 21.1 | 17.8 | 17.8 | From eQ_Lib.dat in MASControl 2017
D_Rt3_All_HTemp_Yr | Thermostat Setpoint | C | Hol | 2014-01-01 | 2014-12-31 | Hourly | 17.8 | 17.8 | 17.8 | 17.8 | 17.8 | 17.8 | 17.8 | 17.8 | 21.1 | 21.1 | 21.1 | 21.1 | 21.1 | 21.1 | 21.1 | 21.1 | 21.1 | 21.1 | 21.1 | 21.1 | 17.8 | 17.8 | 17.8 | 17.8 | From eQ_Lib.dat in MASControl 2017
D_RtL_All_CTemp_Yr | Thermostat Setpoint | C | Default¦SmrDsn¦WntrDsn¦Hol | 2014-01-01 | 2014-12-31 | Hourly | 27.8 | 27.8 | 27.8 | 27.8 | 27.8 | 27.8 | 27.8 | 27.8 | 24.4 | 24.4 | 24.4 | 24.4 | 24.4 | 24.4 | 24.4 | 24.4 | 24.4 | 24.4 | 24.4 | 24.4 | 24.4 | 24.4 | 24.4 | 27.8 | From eQ_Lib.dat in MASControl 2017
D_RtL_All_HTemp_Yr | Thermostat Setpoint | C | Default¦SmrDsn¦WntrDsn¦Hol | 2014-01-01 | 2014-12-31 | Hourly | 17.8 | 17.8 | 17.8 | 17.8 | 17.8 | 17.8 | 17.8 | 17.8 | 21.1 | 21.1 | 21.1 | 21.1 | 21.1 | 21.1 | 21.1 | 21.1 | 21.1 | 21.1 | 21.1 | 21.1 | 21.1 | 21.1 | 21.1 | 17.8 | From eQ_Lib.dat in MASControl 2017
D_RtS_All_CTemp_Yr | Thermostat Setpoint | C | Default¦SmrDsn¦WntrDsn¦Hol | 2014-01-01 | 2014-12-31 | Hourly | 27.8 | 27.8 | 27.8 | 27.8 | 27.8 | 27.8 | 27.8 | 27.8 | 24.4 | 24.4 | 24.4 | 24.4 | 24.4 | 24.4 | 24.4 | 24.4 | 24.4 | 24.4 | 24.4 | 24.4 | 24.4 | 27.8 | 27.8 | 27.8 | From eQ_Lib.dat in MASControl 2017
D_RtS_All_HTemp_Yr | Thermostat Setpoint | C | Default¦SmrDsn¦WntrDsn¦Hol | 2014-01-01 | 2014-12-31 | Hourly | 17.8 | 17.8 | 17.8 | 17.8 | 17.8 | 17.8 | 17.8 | 17.8 | 21.1 | 21.1 | 21.1 | 21.1 | 21.1 | 21.1 | 21.1 | 21.1 | 21.1 | 21.1 | 21.1 | 21.1 | 21.1 | 17.8 | 17.8 | 17.8 | From eQ_Lib.dat in MASControl 2017
D_SCn_All_CTemp_Yr | Thermostat Setpoint | C | Default¦Wkdy | 2014-01-01 | 2014-12-31 | Hourly | 27.8 | 27.8 | 27.8 | 27.8 | 27.8 | 27.8 | 24.4 | 24.4 | 24.4 | 24.4 | 24.4 | 24.4 | 24.4 | 24.4 | 24.4 | 24.4 | 24.4 | 24.4 | 24.4 | 27.8 | 27.8 | 27.8 | 27.8 | 27.8 | From eQ_Lib.dat in MASControl 2017
D_SCn_All_CTemp_Yr | Thermostat Setpoint | C | Wknd | 2014-01-01 | 2014-12-31 | Hourly | 27.8 | 27.8 | 27.8 | 27.8 | 27.8 | 27.8 | 24.4 | 24.4 | 24.4 | 24.4 | 24.4 | 24.4 | 24.4 | 24.4 | 24.4 | 24.4 | 24.4 | 24.4 | 24.4 | 27.8 | 27.8 | 27.8 | 27.8 | 27.8 | From eQ_Lib.dat in MASControl 2017
D_SCn_All_CTemp_Yr | Thermostat Setpoint | C | WntrDsn | 2014-01-01 | 2014-12-31 | Hourly | 27.8 | 27.8 | 27.8 | 27.8 | 27.8 | 27.8 | 24.4 | 24.4 | 24.4 | 24.4 | 24.4 | 24.4 | 24.4 | 24.4 | 24.4 | 24.4 | 24.4 | 24.4 | 24.4 | 27.8 | 27.8 | 27.8 | 27.8 | 27.8 | From eQ_Lib.dat in MASControl 2017
D_SCn_All_CTemp_Yr | Thermostat Setpoint | C | SmrDsn | 2014-01-01 | 2014-12-31 | Hourly | 27.8 | 27.8 | 27.8 | 27.8 | 27.8 | 27.8 | 24.4 | 24.4 | 24.4 | 24.4 | 24.4 | 24.4 | 24.4 | 24.4 | 24.4 | 24.4 | 24.4 | 24.4 | 24.4 | 27.8 | 27.8 | 27.8 | 27.8 | 27.8 | From eQ_Lib.dat in MASControl 2017
D_SCn_All_CTemp_Yr | Thermostat Setpoint | C | Hol | 2014-01-01 | 2014-12-31 | Hourly | 27.8 | 27.8 | 27.8 | 27.8 | 27.8 | 27.8 | 27.8 | 27.8 | 24.4 | 24.4 | 24.4 | 24.4 | 24.4 | 24.4 | 24.4 | 24.4 | 24.4 | 27.8 | 27.8 | 27.8 | 27.8 | 27.8 | 27.8 | 27.8 | From eQ_Lib.dat in MASControl 2017
D_SCn_All_HTemp_Yr | Thermostat Setpoint | C | Default¦Wkdy | 2014-01-01 | 2014-12-31 | Hourly | 17.8 | 17.8 | 17.8 | 17.8 | 17.8 | 17.8 | 21.1 | 21.1 | 21.1 | 21.1 | 21.1 | 21.1 | 21.1 | 21.1 | 21.1 | 21.1 | 21.1 | 21.1 | 21.1 | 17.8 | 17.8 | 17.8 | 17.8 | 17.8 | From eQ_Lib.dat in MASControl 2017
D_SCn_All_HTemp_Yr | Thermostat Setpoint | C | Wknd | 2014-01-01 | 2014-12-31 | Hourly | 17.8 | 17.8 | 17.8 | 17.8 | 17.8 | 17.8 | 21.1 | 21.1 | 21.1 | 21.1 | 21.1 | 21.1 | 21.1 | 21.1 | 21.1 | 21.1 | 21.1 | 21.1 | 21.1 | 17.8 | 17.8 | 17.8 | 17.8 | 17.8 | From eQ_Lib.dat in MASControl 2017
D_SCn_All_HTemp_Yr | Thermostat Setpoint | C | WntrDsn | 2014-01-01 | 2014-12-31 | Hourly | 17.8 | 17.8 | 17.8 | 17.8 | 17.8 | 17.8 | 21.1 | 21.1 | 21.1 | 21.1 | 21.1 | 21.1 | 21.1 | 21.1 | 21.1 | 21.1 | 21.1 | 21.1 | 21.1 | 17.8 | 17.8 | 17.8 | 17.8 | 17.8 | From eQ_Lib.dat in MASControl 2017
D_SCn_All_HTemp_Yr | Thermostat Setpoint | C | SmrDsn | 2014-01-01 | 2014-12-31 | Hourly | 17.8 | 17.8 | 17.8 | 17.8 | 17.8 | 17.8 | 21.1 | 21.1 | 21.1 | 21.1 | 21.1 | 21.1 | 21.1 | 21.1 | 21.1 | 21.1 | 21.1 | 21.1 | 21.1 | 17.8 | 17.8 | 17.8 | 17.8 | 17.8 | From eQ_Lib.dat in MASControl 2017
D_SCn_All_HTemp_Yr | Thermostat Setpoint | C | Hol | 2014-01-01 | 2014-12-31 | Hourly | 17.8 | 17.8 | 17.8 | 17.8 | 17.8 | 17.8 | 17.8 | 17.8 | 21.1 | 21.1 | 21.1 | 21.1 | 21.1 | 21.1 | 21.1 | 21.1 | 21.1 | 17.8 | 17.8 | 17.8 | 17.8 | 17.8 | 17.8 | 17.8 | From eQ_Lib.dat in MASControl 2017
D_SUn_All_CTemp_Yr | Thermostat Setpoint | C | Default¦Wkdy | 2014-01-01 | 2014-12-31 | Hourly | 27.8 | 27.8 | 27.8 | 27.8 | 27.8 | 27.8 | 24.4 | 24.4 | 24.4 | 24.4 | 24.4 | 24.4 | 24.4 | 24.4 | 24.4 | 24.4 | 24.4 | 24.4 | 24.4 | 27.8 | 27.8 | 27.8 | 27.8 | 27.8 | From eQ_Lib.dat in MASControl 2017
D_SUn_All_CTemp_Yr | Thermostat Setpoint | C | Wknd | 2014-01-01 | 2014-12-31 | Hourly | 27.8 | 27.8 | 27.8 | 27.8 | 27.8 | 27.8 | 24.4 | 24.4 | 24.4 | 24.4 | 24.4 | 24.4 | 24.4 | 24.4 | 24.4 | 24.4 | 24.4 | 24.4 | 24.4 | 27.8 | 27.8 | 27.8 | 27.8 | 27.8 | From eQ_Lib.dat in MASControl 2017
D_SUn_All_CTemp_Yr | Thermostat Setpoint | C | WntrDsn | 2014-01-01 | 2014-12-31 | Hourly | 27.8 | 27.8 | 27.8 | 27.8 | 27.8 | 27.8 | 24.4 | 24.4 | 24.4 | 24.4 | 24.4 | 24.4 | 24.4 | 24.4 | 24.4 | 24.4 | 24.4 | 24.4 | 24.4 | 27.8 | 27.8 | 27.8 | 27.8 | 27.8 | From eQ_Lib.dat in MASControl 2017
D_SUn_All_CTemp_Yr | Thermostat Setpoint | C | SmrDsn | 2014-01-01 | 2014-12-31 | Hourly | 27.8 | 27.8 | 27.8 | 27.8 | 27.8 | 27.8 | 24.4 | 24.4 | 24.4 | 24.4 | 24.4 | 24.4 | 24.4 | 24.4 | 24.4 | 24.4 | 24.4 | 24.4 | 24.4 | 27.8 | 27.8 | 27.8 | 27.8 | 27.8 | From eQ_Lib.dat in MASControl 2017
D_SUn_All_CTemp_Yr | Thermostat Setpoint | C | Hol | 2014-01-01 | 2014-12-31 | Hourly | 27.8 | 27.8 | 27.8 | 27.8 | 27.8 | 27.8 | 27.8 | 27.8 | 24.4 | 24.4 | 24.4 | 24.4 | 24.4 | 24.4 | 24.4 | 24.4 | 24.4 | 27.8 | 27.8 | 27.8 | 27.8 | 27.8 | 27.8 | 27.8 | From eQ_Lib.dat in MASControl 2017
D_SUn_All_HTemp_Yr | Thermostat Setpoint | C | Default¦Wkdy | 2014-01-01 | 2014-12-31 | Hourly | 17.8 | 17.8 | 17.8 | 17.8 | 17.8 | 17.8 | 21.1 | 21.1 | 21.1 | 21.1 | 21.1 | 21.1 | 21.1 | 21.1 | 21.1 | 21.1 | 21.1 | 21.1 | 21.1 | 17.8 | 17.8 | 17.8 | 17.8 | 17.8 | From eQ_Lib.dat in MASControl 2017
D_SUn_All_HTemp_Yr | Thermostat Setpoint | C | Wknd | 2014-01-01 | 2014-12-31 | Hourly | 17.8 | 17.8 | 17.8 | 17.8 | 17.8 | 17.8 | 21.1 | 21.1 | 21.1 | 21.1 | 21.1 | 21.1 | 21.1 | 21.1 | 21.1 | 21.1 | 21.1 | 21.1 | 21.1 | 17.8 | 17.8 | 17.8 | 17.8 | 17.8 | From eQ_Lib.dat in MASControl 2017
D_SUn_All_HTemp_Yr | Thermostat Setpoint | C | WntrDsn | 2014-01-01 | 2014-12-31 | Hourly | 17.8 | 17.8 | 17.8 | 17.8 | 17.8 | 17.8 | 21.1 | 21.1 | 21.1 | 21.1 | 21.1 | 21.1 | 21.1 | 21.1 | 21.1 | 21.1 | 21.1 | 21.1 | 21.1 | 17.8 | 17.8 | 17.8 | 17.8 | 17.8 | From eQ_Lib.dat in MASControl 2017
D_SUn_All_HTemp_Yr | Thermostat Setpoint | C | SmrDsn | 2014-01-01 | 2014-12-31 | Hourly | 17.8 | 17.8 | 17.8 | 17.8 | 17.8 | 17.8 | 21.1 | 21.1 | 21.1 | 21.1 | 21.1 | 21.1 | 21.1 | 21.1 | 21.1 | 21.1 | 21.1 | 21.1 | 21.1 | 17.8 | 17.8 | 17.8 | 17.8 | 17.8 | From eQ_Lib.dat in MASControl 2017
D_SUn_All_HTemp_Yr | Thermostat Setpoint | C | Hol | 2014-01-01 | 2014-12-31 | Hourly | 17.8 | 17.8 | 17.8 | 17.8 | 17.8 | 17.8 | 17.8 | 17.8 | 21.1 | 21.1 | 21.1 | 21.1 | 21.1 | 21.1 | 21.1 | 21.1 | 21.1 | 17.8 | 17.8 | 17.8 | 17.8 | 17.8 | 17.8 | 17.8 | From eQ_Lib.dat in MASControl 2017
D_WRf_All_CTemp_Yr | Thermostat Setpoint | C | Default¦Wkdy | 2014-01-01 | 2014-12-31 | Hourly | 27.8 | 27.8 | 27.8 | 27.8 | 27.8 | 27.8 | 27.8 | 24.4 | 24.4 | 24.4 | 24.4 | 24.4 | 24.4 | 24.4 | 24.4 | 24.4 | 24.4 | 24.4 | 24.4 | 27.8 | 27.8 | 27.8 | 27.8 | 27.8 | From eQ_Lib.dat in MASControl 2017
D_WRf_All_CTemp_Yr | Thermostat Setpoint | C | Wknd | 2014-01-01 | 2014-12-31 | Hourly | 27.8 | 27.8 | 27.8 | 27.8 | 27.8 | 27.8 | 27.8 | 27.8 | 24.4 | 24.4 | 24.4 | 24.4 | 24.4 | 24.4 | 24.4 | 24.4 | 24.4 | 27.8 | 27.8 | 27.8 | 27.8 | 27.8 | 27.8 | 27.8 | From eQ_Lib.dat in MASControl 2017
D_WRf_All_CTemp_Yr | Thermostat Setpoint | C | WntrDsn | 2014-01-01 | 2014-12-31 | Hourly | 27.8 | 27.8 | 27.8 | 27.8 | 27.8 | 27.8 | 27.8 | 24.4 | 24.4 | 24.4 | 24.4 | 24.4 | 24.4 | 24.4 | 24.4 | 24.4 | 24.4 | 24.4 | 24.4 | 27.8 | 27.8 | 27.8 | 27.8 | 27.8 | From eQ_Lib.dat in MASControl 2017
D_WRf_All_CTemp_Yr | Thermostat Setpoint | C | SmrDsn | 2014-01-01 | 2014-12-31 | Hourly | 27.8 | 27.8 | 27.8 | 27.8 | 27.8 | 27.8 | 27.8 | 24.4 | 24.4 | 24.4 | 24.4 | 24.4 | 24.4 | 24.4 | 24.4 | 24.4 | 24.4 | 24.4 | 24.4 | 27.8 | 27.8 | 27.8 | 27.8 | 27.8 | From eQ_Lib.dat in MASControl 2017
D_WRf_All_CTemp_Yr | Thermostat Setpoint | C | Hol | 2014-01-01 | 2014-12-31 | Hourly | 27.8 | 27.8 | 27.8 | 27.8 | 27.8 | 27.8 | 27.8 | 27.8 | 24.4 | 24.4 | 24.4 | 24.4 | 24.4 | 24.4 | 24.4 | 24.4 | 24.4 | 27.8 | 27.8 | 27.8 | 27.8 | 27.8 | 27.8 | 27.8 | From eQ_Lib.dat in MASControl 2017
D_WRf_All_HTemp_Yr | Thermostat Setpoint | C | Default¦Wkdy | 2014-01-01 | 2014-12-31 | Hourly | 17.8 | 17.8 | 17.8 | 17.8 | 17.8 | 17.8 | 17.8 | 21.1 | 21.1 | 21.1 | 21.1 | 21.1 | 21.1 | 21.1 | 21.1 | 21.1 | 21.1 | 21.1 | 21.1 | 17.8 | 17.8 | 17.8 | 17.8 | 17.8 | From eQ_Lib.dat in MASControl 2017
D_WRf_All_HTemp_Yr | Thermostat Setpoint | C | Wknd | 2014-01-01 | 2014-12-31 | Hourly | 17.8 | 17.8 | 17.8 | 17.8 | 17.8 | 17.8 | 17.8 | 17.8 | 21.1 | 21.1 | 21.1 | 21.1 | 21.1 | 21.1 | 21.1 | 21.1 | 21.1 | 17.8 | 17.8 | 17.8 | 17.8 | 17.8 | 17.8 | 17.8 | From eQ_Lib.dat in MASControl 2017
D_WRf_All_HTemp_Yr | Thermostat Setpoint | C | WntrDsn | 2014-01-01 | 2014-12-31 | Hourly | 17.8 | 17.8 | 17.8 | 17.8 | 17.8 | 17.8 | 17.8 | 21.1 | 21.1 | 21.1 | 21.1 | 21.1 | 21.1 | 21.1 | 21.1 | 21.1 | 21.1 | 21.1 | 21.1 | 17.8 | 17.8 | 17.8 | 17.8 | 17.8 | From eQ_Lib.dat in MASControl 2017
D_WRf_All_HTemp_Yr | Thermostat Setpoint | C | SmrDsn | 2014-01-01 | 2014-12-31 | Hourly | 17.8 | 17.8 | 17.8 | 17.8 | 17.8 | 17.8 | 17.8 | 21.1 | 21.1 | 21.1 | 21.1 | 21.1 | 21.1 | 21.1 | 21.1 | 21.1 | 21.1 | 21.1 | 21.1 | 17.8 | 17.8 | 17.8 | 17.8 | 17.8 | From eQ_Lib.dat in MASControl 2017
D_WRf_All_HTemp_Yr | Thermostat Setpoint | C | Hol | 2014-01-01 | 2014-12-31 | Hourly | 17.8 | 17.8 | 17.8 | 17.8 | 17.8 | 17.8 | 17.8 | 17.8 | 21.1 | 21.1 | 21.1 | 21.1 | 21.1 | 21.1 | 21.1 | 21.1 | 21.1 | 17.8 | 17.8 | 17.8 | 17.8 | 17.8 | 17.8 | 17.8 | From eQ_Lib.dat in MASControl 2017
DataCenter CLGSETP_SCH | Thermostat Setpoint | C | Default¦WntrDsn¦SmrDsn | 2018-01-01 | 2018-12-31 | Constant | 35
DataCenter HTGSETP_SCH | Thermostat Setpoint | C | Default¦WntrDsn¦SmrDsn | 2018-01-01 | 2018-12-31 | Constant | 15
FullServiceRestaurant ClgSetp | Thermostat Setpoint | C | Default¦SmrDsn | 2014-01-01 | 2014-12-31 | Hourly | 24 | 30 | 30 | 30 | 30 | 24 | 24 | 24 | 24 | 24 | 24 | 24 | 24 | 24 | 24 | 24 | 24 | 24 | 24 | 24 | 24 | 24 | 24 | 24 | From DOE Reference Buildings
FullServiceRestaurant ClgSetp | Thermostat Setpoint | C | WntrDsn | 2014-01-01 | 2014-12-31 | Constant | 30 | [23 empty] | From DOE Reference Buildings
FullServiceRestaurant ClgSetp Kitchen | Thermostat Setpoint | C | Default¦SmrDsn | 2014-01-01 | 2014-12-31 | Hourly | 26 | 30 | 30 | 30 | 30 | 26 | 26 | 26 | 26 | 26 | 26 | 26 | 26 | 26 | 26 | 26 | 26 | 26 | 26 | 26 | 26 | 26 | 26 | 26 | From DOE Reference Buildings
FullServiceRestaurant ClgSetp Kitchen | Thermostat Setpoint | C | WntrDsn | 2014-01-01 | 2014-12-31 | Constant | 30 | [23 empty] | From DOE Reference Buildings
FullServiceRestaurant HtgSetp | Thermostat Setpoint | C | Default | 2014-01-01 | 2014-12-31 | Hourly | 21 | 15.6 | 15.6 | 15.6 | 15.6 | 21 | 21 | 21 | 21 | 21 | 21 | 21 | 21 | 21 | 21 | 21 | 21 | 21 | 21 | 21 | 21 | 21 | 21 | 21 | From DOE Reference Buildings
FullServiceRestaurant HtgSetp | Thermostat Setpoint | C | WntrDsn | 2014-01-01 | 2014-12-31 | Constant | 21 | [23 empty] | From DOE Reference Buildings
FullServiceRestaurant HtgSetp | Thermostat Setpoint | C | SmrDsn | 2014-01-01 | 2014-12-31 | Constant | 15.6 | [23 empty] | From DOE Reference Buildings
FullServiceRestaurant HtgSetp Kitchen | Thermostat Setpoint | C | Default | 2014-01-01 | 2014-12-31 | Hourly | 19 | 15.6 | 15.6 | 15.6 | 15.6 | 19 | 19 | 19 | 19 | 19 | 19 | 19 | 19 | 19 | 19 | 19 | 19 | 19 | 19 | 19 | 19 | 19 | 19 | 19 | From DOE Reference Buildings
FullServiceRestaurant HtgSetp Kitchen | Thermostat Setpoint | C | WntrDsn | 2014-01-01 | 2014-12-31 | Constant | 19 | [23 empty] | From DOE Reference Buildings
FullServiceRestaurant HtgSetp Kitchen | Thermostat Setpoint | C | SmrDsn | 2014-01-01 | 2014-12-31 | Constant | 15.6 | [23 empty] | From DOE Reference Buildings
Hospital Bldg ClgSetp | Thermostat Setpoint | C | Default¦SmrDsn | 2014-01-01 | 2014-12-31 | Hourly | 25 | 25 | 25 | 25 | 25 | 22.2 | 22.2 | 22.2 | 22.2 | 22.2 | 22.2 | 22.2 | 22.2 | 22.2 | 22.2 | 22.2 | 22.2 | 22.2 | 25 | 25 | 25 | 25 | 25 | 25 | From DOE Reference Buildings
Hospital Bldg ClgSetp | Thermostat Setpoint | C | WntrDsn | 2014-01-01 | 2014-12-31 | Hourly | 25 | 25 | 25 | 25 | 25 | 25 | 25 | 22.2 | 22.2 | 22.2 | 22.2 | 22.2 | 22.2 | 22.2 | 22.2 | 25 | 25 | 25 | 25 | 25 | 25 | 25 | 25 | 25 | From DOE Reference Buildings
Hospital Bldg ClgSetp | Thermostat Setpoint | C | Wknd | 2014-01-01 | 2014-12-31 | Constant | 25 | [23 empty] | From DOE Reference Buildings
Hospital Bldg HtgSetp | Thermostat Setpoint | C | Default¦SmrDsn | 2014-01-01 | 2014-12-31 | Hourly | 18.3 | 18.3 | 18.3 | 18.3 | 18.3 | 21.1 | 21.1 | 21.1 | 21.1 | 21.1 | 21.1 | 21.1 | 21.1 | 21.1 | 21.1 | 21.1 | 21.1 | 21.1 | 18.3 | 18.3 | 18.3 | 18.3 | 18.3 | 18.3 | From DOE Reference Buildings
Hospital Bldg HtgSetp | Thermostat Setpoint | C | WntrDsn | 2014-01-01 | 2014-12-31 | Hourly | 18.3 | 18.3 | 18.3 | 18.3 | 18.3 | 18.3 | 18.3 | 21.1 | 21.1 | 21.1 | 21.1 | 21.1 | 21.1 | 21.1 | 21.1 | 18.3 | 18.3 | 18.3 | 18.3 | 18.3 | 18.3 | 18.3 | 18.3 | 18.3 | From DOE Reference Buildings
Hospital Bldg HtgSetp | Thermostat Setpoint | C | Wknd | 2014-01-01 | 2014-12-31 | Constant | 18.3 | [23 empty] | From DOE Reference Buildings
Hospital CLGSETP_SCH | Thermostat Setpoint | C | Default¦WntrDsn¦SmrDsn | 2014-01-01 | 2014-12-31 | Constant | 24 | [23 empty] | From DOE Prototype Buildings
Hospital Critical ClgSetp | Thermostat Setpoint | C | Default¦WntrDsn¦SmrDsn | 2014-01-01 | 2014-12-31 | Constant | 22.2 | [23 empty] | From DOE Reference Buildings
Hospital Critical HtgSetp | Thermostat Setpoint | C | Default¦WntrDsn¦SmrDsn | 2014-01-01 | 2014-12-31 | Constant | 21.1 | [23 empty] | From DOE Reference Buildings
Hospital HTGSETP_SCH | Thermostat Setpoint | C | Default¦WntrDsn¦SmrDsn | 2014-01-01 | 2014-12-31 | Constant | 21 | [23 empty] | From DOE Prototype Buildings
Hospital Kitchen ClgSetp | Thermostat Setpoint | C | Default¦SmrDsn | 2014-01-01 | 2014-12-31 | Hourly | 30 | 30 | 30 | 30 | 30 | 26 | 26 | 26 | 26 | 26 | 26 | 26 | 26 | 26 | 26 | 26 | 26 | 26 | 30 | 30 | 30 | 30 | 30 | 30 | From DOE Reference Buildings
Hospital Kitchen ClgSetp | Thermostat Setpoint | C | WntrDsn | 2014-01-01 | 2014-12-31 | Hourly | 30 | 30 | 30 | 30 | 30 | 30 | 30 | 26 | 26 | 26 | 26 | 26 | 26 | 26 | 26 | 30 | 30 | 30 | 30 | 30 | 30 | 30 | 30 | 30 | From DOE Reference Buildings
Hospital Kitchen ClgSetp | Thermostat Setpoint | C | Wknd | 2014-01-01 | 2014-12-31 | Constant | 30 | [23 empty] | From DOE Reference Buildings
Hospital Kitchen HtgSetp | Thermostat Setpoint | C | Default¦SmrDsn | 2014-01-01 | 2014-12-31 | Hourly | 15.6 | 15.6 | 15.6 | 15.6 | 15.6 | 19 | 19 | 19 | 19 | 19 | 19 | 19 | 19 | 19 | 19 | 19 | 19 | 19 | 15.6 | 15.6 | 15.6 | 15.6 | 15.6 | 15.6 | From DOE Reference Buildings
Hospital Kitchen HtgSetp | Thermostat Setpoint | C | WntrDsn | 2014-01-01 | 2014-12-31 | Hourly | 15.6 | 15.6 | 15.6 | 15.6 | 15.6 | 15.6 | 15.6 | 19 | 19 | 19 | 19 | 19 | 19 | 19 | 19 | 15.6 | 15.6 | 15.6 | 15.6 | 15.6 | 15.6 | 15.6 | 15.6 | 15.6 | From DOE Reference Buildings
Hospital Kitchen HtgSetp | Thermostat Setpoint | C | Wknd | 2014-01-01 | 2014-12-31 | Constant | 15.6 | [23 empty] | From DOE Reference Buildings
Hospital OR ClgSetp | Thermostat Setpoint | C | Default¦WntrDsn¦SmrDsn | 2014-01-01 | 2014-12-31 | Hourly | 22.2 | 22.2 | 22.2 | 22.2 | 22.2 | 22.2 | 18.3 | 18.3 | 18.3 | 18.3 | 18.3 | 18.3 | 18.3 | 18.3 | 18.3 | 18.3 | 18.3 | 22.2 | 22.2 | 22.2 | 22.2 | 22.2 | 22.2 | 22.2 | From DOE Reference Buildings
Hospital OR HtgSetp | Thermostat Setpoint | C | Default¦WntrDsn¦SmrDsn | 2014-01-01 | 2014-12-31 | Constant | 18.3 | [23 empty] | From DOE Reference Buildings
HotelLarge Adva_OccGuestRoom_ClgSP_Sch | Thermostat Setpoint | C | Default | 2014-01-01 | 2014-12-31 | Hourly | 21.11 | 21.11 | 21.11 | 21.11 | 21.11 | 21.11 | 21.11 | 21.11 | 21.11 | 23.333 | 23.333 | 23.333 | 23.333 | 23.333 | 23.333 | 23.333 | 21.11 | 21.11 | 21.11 | 21.11 | 21.11 | 21.11 | 21.11 | 21.11 | From DOE Prototype Buildings
HotelLarge Adva_OccGuestRoom_ClgSP_Sch | Thermostat Setpoint | C | WntrDsn¦SmrDsn | 2014-01-01 | 2014-12-31 | Constant | 21.11 | [23 empty] | From DOE Prototype Buildings
HotelLarge Adva_OccGuestRoom_HtgSP_Sch | Thermostat Setpoint | C | Default | 2014-01-01 | 2014-12-31 | Hourly | 21.11 | 21.11 | 21.11 | 21.11 | 21.11 | 21.11 | 21.11 | 21.11 | 21.11 | 18.889 | 18.889 | 18.889 | 18.889 | 18.889 | 18.889 | 18.889 | 21.11 | 21.11 | 21.11 | 21.11 | 21.11 | 21.11 | 21.11 | 21.11 | From DOE Prototype Buildings
HotelLarge Adva_OccGuestRoom_HtgSP_Sch | Thermostat Setpoint | C | WntrDsn¦SmrDsn | 2014-01-01 | 2014-12-31 | Constant | 21.11 | [23 empty] | From DOE Prototype Buildings
HotelLarge Adva5F_OccGuestRoom_ClgSP_Sch | Thermostat Setpoint | C | Default | 2014-01-01 | 2014-12-31 | Hourly | 21.11 | 21.11 | 21.11 | 21.11 | 21.11 | 21.11 | 21.11 | 21.11 | 21.11 | 23.888 | 23.888 | 23.888 | 23.888 | 23.888 | 23.888 | 23.888 | 21.11 | 21.11 | 21.11 | 21.11 | 21.11 | 21.11 | 21.11 | 21.11 | From DOE Prototype Buildings
HotelLarge Adva5F_OccGuestRoom_ClgSP_Sch | Thermostat Setpoint | C | WntrDsn¦SmrDsn | 2014-01-01 | 2014-12-31 | Constant | 21.11 | [23 empty] | From DOE Prototype Buildings
HotelLarge Adva5F_OccGuestRoom_HtgSP_Sch | Thermostat Setpoint | C | Default | 2014-01-01 | 2014-12-31 | Hourly | 21.11 | 21.11 | 21.11 | 21.11 | 21.11 | 21.11 | 21.11 | 21.11 | 21.11 | 18.334 | 18.334 | 18.334 | 18.334 | 18.334 | 18.334 | 18.334 | 21.11 | 21.11 | 21.11 | 21.11 | 21.11 | 21.11 | 21.11 | 21.11 | From DOE Prototype Buildings
HotelLarge Adva5F_OccGuestRoom_HtgSP_Sch | Thermostat Setpoint | C | WntrDsn¦SmrDsn | 2014-01-01 | 2014-12-31 | Constant | 21.11 | [23 empty] | From DOE Prototype Buildings
HotelLarge Base_OccGuestRoom_ClgSP_Sch | Thermostat Setpoint | C | Default¦WntrDsn¦SmrDsn | 2014-01-01 | 2014-12-31 | Constant | 21.11 | [23 empty] | From DOE Prototype Buildings
HotelLarge Base_OccGuestRoom_HtgSP_Sch | Thermostat Setpoint | C | Default¦WntrDsn¦SmrDsn | 2014-01-01 | 2014-12-31 | Constant | 21.11 | [23 empty] | From DOE Prototype Buildings
HotelLarge CLGSETP_SCH | Thermostat Setpoint | C | Default¦WntrDsn¦SmrDsn | 2014-01-01 | 2014-12-31 | Constant | 24 | [23 empty] | From DOE Prototype Buildings
HotelLarge HTGSETP_SCH | Thermostat Setpoint | C | Default¦WntrDsn¦SmrDsn | 2014-01-01 | 2014-12-31 | Constant | 21 | [23 empty] | From DOE Prototype Buildings
HotelLarge N Adva_OccGuestRoom_ClgSP_Sch | Thermostat Setpoint | C | Default | 2014-01-01 | 2014-12-31 | Hourly | 21.111 | 21.111 | 21.111 | 21.111 | 21.111 | 21.111 | 21.111 | 21.111 | 21.111 | 23.333 | 23.333 | 23.333 | 23.333 | 23.333 | 23.333 | 23.333 | 21.111 | 21.111 | 21.111 | 21.111 | 21.111 | 21.111 | 21.111 | 21.111 | From DOE Prototype Buildings
HotelLarge N Adva_OccGuestRoom_ClgSP_Sch | Thermostat Setpoint | C | WntrDsn¦SmrDsn | 2014-01-01 | 2014-12-31 | Constant | 21.111 | [23 empty] | From DOE Prototype Buildings
HotelLarge N Adva_OccGuestRoom_HtgSP_Sch | Thermostat Setpoint | C | Default | 2014-01-01 | 2014-12-31 | Hourly | 21.111 | 21.111 | 21.111 | 21.111 | 21.111 | 21.111 | 21.111 | 21.111 | 21.111 | 18.889 | 18.889 | 18.889 | 18.889 | 18.889 | 18.889 | 18.889 | 21.111 | 21.111 | 21.111 | 21.111 | 21.111 | 21.111 | 21.111 | 21.111 | From DOE Prototype Buildings
HotelLarge N Adva_OccGuestRoom_HtgSP_Sch | Thermostat Setpoint | C | WntrDsn¦SmrDsn | 2014-01-01 | 2014-12-31 | Constant | 21.111 | [23 empty] | From DOE Prototype Buildings
HotelLarge S Adva_OccGuestRoom_ClgSP_Sch | Thermostat Setpoint | C | Default | 2014-01-01 | 2014-12-31 | Hourly | 21.111 | 21.111 | 21.111 | 21.111 | 21.111 | 21.111 | 21.111 | 21.111 | 21.111 | 23.333 | 23.333 | 23.333 | 23.333 | 23.333 | 23.333 | 23.333 | 21.111 | 21.111 | 21.111 | 21.111 | 21.111 | 21.111 | 21.111 | 21.111 | From DOE Prototype Buildings
HotelLarge S Adva_OccGuestRoom_ClgSP_Sch | Thermostat Setpoint | C | WntrDsn¦SmrDsn | 2014-01-01 | 2014-12-31 | Constant | 21.111 | [23 empty] | From DOE Prototype Buildings
HotelLarge S Adva_OccGuestRoom_HtgSP_Sch | Thermostat Setpoint | C | Default | 2014-01-01 | 2014-12-31 | Hourly | 21.111 | 21.111 | 21.111 | 21.111 | 21.111 | 21.111 | 21.111 | 21.111 | 21.111 | 18.889 | 18.889 | 18.889 | 18.889 | 18.889 | 18.889 | 18.889 | 21.111 | 21.111 | 21.111 | 21.111 | 21.111 | 21.111 | 21.111 | 21.111 | From DOE Prototype Buildings
HotelLarge S Adva_OccGuestRoom_HtgSP_Sch | Thermostat Setpoint | C | WntrDsn¦SmrDsn | 2014-01-01 | 2014-12-31 | Constant | 21.111 | [23 empty] | From DOE Prototype Buildings
HotelSmall Adva_EmployeeLounge_ClgSP_Sch | Thermostat Setpoint | C | Default¦WntrDsn¦SmrDsn | 2014-01-01 | 2014-12-31 | Hourly | 26.667 | 26.667 | 26.667 | 26.667 | 26.667 | 23.889 | 23.889 | 23.889 | 23.889 | 23.889 | 23.889 | 23.889 | 23.889 | 23.889 | 23.889 | 23.889 | 23.889 | 23.889 | 23.889 | 23.889 | 26.667 | 26.667 | 26.667 | 26.667 | From DOE Prototype Buildings
HotelSmall Adva_EmployeeLounge_HtgSP_Sch | Thermostat Setpoint | C | Default¦WntrDsn¦SmrDsn | 2014-01-01 | 2014-12-31 | Hourly | 18.333 | 18.333 | 18.333 | 18.333 | 18.333 | 21.111 | 21.111 | 21.111 | 21.111 | 21.111 | 21.111 | 21.111 | 21.111 | 21.111 | 21.111 | 21.111 | 21.111 | 21.111 | 21.111 | 21.111 | 18.333 | 18.333 | 18.333 | 18.333 | From DOE Prototype Buildings
HotelSmall Adva_ExerciseCenter_ClgSP_Sch | Thermostat Setpoint | C | Default¦WntrDsn¦SmrDsn | 2014-01-01 | 2014-12-31 | Hourly | 26.667 | 26.667 | 26.667 | 26.667 | 26.667 | 26.667 | 23.889 | 23.889 | 23.889 | 23.889 | 23.889 | 23.889 | 23.889 | 23.889 | 23.889 | 23.889 | 23.889 | 23.889 | 23.889 | 23.889 | 23.889 | 23.889 | 23.889 | 26.667 | From DOE Prototype Buildings
HotelSmall Adva_ExerciseCenter_HtgSP_Sch | Thermostat Setpoint | C | Default¦WntrDsn¦SmrDsn | 2014-01-01 | 2014-12-31 | Hourly | 18.333 | 18.333 | 18.333 | 18.333 | 18.333 | 18.333 | 21.111 | 21.111 | 21.111 | 21.111 | 21.111 | 21.111 | 21.111 | 21.111 | 21.111 | 21.111 | 21.111 | 21.111 | 21.111 | 21.111 | 21.111 | 21.111 | 21.111 | 18.333 | From DOE Prototype Buildings
HotelSmall Adva_MeetingRoom_ClgSP_Sch | Thermostat Setpoint | C | Default¦WntrDsn¦SmrDsn | 2014-01-01 | 2014-12-31 | Hourly | 26.667 | 26.667 | 26.667 | 26.667 | 26.667 | 26.667 | 26.667 | 23.889 | 23.889 | 23.889 | 23.889 | 23.889 | 23.889 | 23.889 | 23.889 | 23.889 | 23.889 | 23.889 | 23.889 | 26.667 | 26.667 | 26.667 | 26.667 | 26.667 | From DOE Prototype Buildings
HotelSmall Adva_MeetingRoom_HtgSP_Sch | Thermostat Setpoint | C | Default¦WntrDsn¦SmrDsn | 2014-01-01 | 2014-12-31 | Hourly | 18.333 | 18.333 | 18.333 | 18.333 | 18.333 | 18.333 | 18.333 | 21.111 | 21.111 | 21.111 | 21.111 | 21.111 | 21.111 | 21.111 | 21.111 | 21.111 | 21.111 | 21.111 | 21.111 | 18.333 | 18.333 | 18.333 | 18.333 | 18.333 | From DOE Prototype Buildings
HotelSmall Adva_OccGuestRoom_ClgSP_Sch | Thermostat Setpoint | C | Default | 2014-01-01 | 2014-12-31 | Hourly | 21.111 | 21.111 | 21.111 | 21.111 | 21.111 | 21.111 | 21.111 | 21.111 | 21.111 | 23.333 | 23.333 | 23.333 | 23.333 | 23.333 | 23.333 | 23.333 | 21.111 | 21.111 | 21.111 | 21.111 | 21.111 | 21.111 | 21.111 | 21.111 | From DOE Prototype Buildings
HotelSmall Adva_OccGuestRoom_ClgSP_Sch | Thermostat Setpoint | C | WntrDsn¦SmrDsn | 2014-01-01 | 2014-12-31 | Constant | 21.111 | [23 empty] | From DOE Prototype Buildings
HotelSmall Adva_OccGuestRoom_HtgSP_Sch | Thermostat Setpoint | C | Default | 2014-01-01 | 2014-12-31 | Hourly | 21.111 | 21.111 | 21.111 | 21.111 | 21.111 | 21.111 | 21.111 | 21.111 | 21.111 | 18.889 | 18.889 | 18.889 | 18.889 | 18.889 | 18.889 | 18.889 | 21.111 | 21.111 | 21.111 | 21.111 | 21.111 | 21.111 | 21.111 | 21.111 | From DOE Prototype Buildings
HotelSmall Adva_OccGuestRoom_HtgSP_Sch | Thermostat Setpoint | C | WntrDsn¦SmrDsn | 2014-01-01 | 2014-12-31 | Constant | 21.111 | [23 empty] | From DOE Prototype Buildings
HotelSmall Adva5F_OccGuestRoom_ClgSP_Sch | Thermostat Setpoint | C | Default | 2014-01-01 | 2014-12-31 | Hourly | 21.111 | 21.111 | 21.111 | 21.111 | 21.111 | 21.111 | 21.111 | 21.111 | 21.111 | 23.888 | 23.888 | 23.888 | 23.888 | 23.888 | 23.888 | 23.888 | 21.111 | 21.111 | 21.111 | 21.111 | 21.111 | 21.111 | 21.111 | 21.111 | From DOE Prototype Buildings
HotelSmall Adva5F_OccGuestRoom_ClgSP_Sch | Thermostat Setpoint | C | WntrDsn¦SmrDsn | 2014-01-01 | 2014-12-31 | Constant | 21.111 | [23 empty] | From DOE Prototype Buildings
HotelSmall Adva5F_OccGuestRoom_HtgSP_Sch | Thermostat Setpoint | C | Default | 2014-01-01 | 2014-12-31 | Hourly | 21.111 | 21.111 | 21.111 | 21.111 | 21.111 | 21.111 | 21.111 | 21.111 | 21.111 | 18.334 | 18.334 | 18.334 | 18.334 | 18.334 | 18.334 | 18.334 | 21.111 | 21.111 | 21.111 | 21.111 | 21.111 | 21.111 | 21.111 | 21.111 | From DOE Prototype Buildings
HotelSmall Adva5F_OccGuestRoom_HtgSP_Sch | Thermostat Setpoint | C | WntrDsn¦SmrDsn | 2014-01-01 | 2014-12-31 | Constant | 21.111 | [23 empty] | From DOE Prototype Buildings
HotelSmall Base_OccGuestRoom_ClgSP_Sch | Thermostat Setpoint | C | Default¦WntrDsn¦SmrDsn | 2014-01-01 | 2014-12-31 | Constant | 21.111 | [23 empty] | From DOE Prototype Buildings
HotelSmall Base_OccGuestRoom_HtgSP_Sch | Thermostat Setpoint | C | Default¦WntrDsn¦SmrDsn | 2014-01-01 | 2014-12-31 | Constant | 21.111 | [23 empty] | From DOE Prototype Buildings
HotelSmall CommonArea_ClgSP_Sch | Thermostat Setpoint | C | Default¦WntrDsn¦SmrDsn | 2014-01-01 | 2014-12-31 | Constant | 23.889 | [23 empty] | From DOE Prototype Buildings
HotelSmall CommonArea_HtgSP_Sch | Thermostat Setpoint | C | Default¦WntrDsn¦SmrDsn | 2014-01-01 | 2014-12-31 | Constant | 21.111 | [23 empty] | From DOE Prototype Buildings
HotelSmall N Adva_OccGuestRoom_ClgSP_Sch | Thermostat Setpoint | C | Default | 2014-01-01 | 2014-12-31 | Hourly | 21.111 | 21.111 | 21.111 | 21.111 | 21.111 | 21.111 | 21.111 | 21.111 | 21.111 | 23.333 | 23.333 | 23.333 | 23.333 | 23.333 | 23.333 | 23.333 | 21.111 | 21.111 | 21.111 | 21.111 | 21.111 | 21.111 | 21.111 | 21.111 | From DOE Prototype Buildings
HotelSmall N Adva_OccGuestRoom_ClgSP_Sch | Thermostat Setpoint | C | WntrDsn¦SmrDsn | 2014-01-01 | 2014-12-31 | Constant | 21.111 | [23 empty] | From DOE Prototype Buildings
HotelSmall N Adva_OccGuestRoom_HtgSP_Sch | Thermostat Setpoint | C | Default | 2014-01-01 | 2014-12-31 | Hourly | 21.111 | 21.111 | 21.111 | 21.111 | 21.111 | 21.111 | 21.111 | 21.111 | 21.111 | 18.889 | 18.889 | 18.889 | 18.889 | 18.889 | 18.889 | 18.889 | 21.111 | 21.111 | 21.111 | 21.111 | 21.111 | 21.111 | 21.111 | 21.111 | From DOE Prototype Buildings
HotelSmall N Adva_OccGuestRoom_HtgSP_Sch | Thermostat Setpoint | C | WntrDsn¦SmrDsn | 2014-01-01 | 2014-12-31 | Constant | 21.111 | [23 empty] | From DOE Prototype Buildings
HotelSmall S Adva_OccGuestRoom_ClgSP_Sch | Thermostat Setpoint | C | Default | 2014-01-01 | 2014-12-31 | Hourly | 21.111 | 21.111 | 21.111 | 21.111 | 21.111 | 21.111 | 21.111 | 21.111 | 21.111 | 23.333 | 23.333 | 23.333 | 23.333 | 23.333 | 23.333 | 23.333 | 21.111 | 21.111 | 21.111 | 21.111 | 21.111 | 21.111 | 21.111 | 21.111 | From DOE Prototype Buildings
HotelSmall S Adva_OccGuestRoom_ClgSP_Sch | Thermostat Setpoint | C | WntrDsn¦SmrDsn | 2014-01-01 | 2014-12-31 | Constant | 21.111 | [23 empty] | From DOE Prototype Buildings
HotelSmall S Adva_OccGuestRoom_HtgSP_Sch | Thermostat Setpoint | C | Default | 2014-01-01 | 2014-12-31 | Hourly | 21.111 | 21.111 | 21.111 | 21.111 | 21.111 | 21.111 | 21.111 | 21.111 | 21.111 | 18.889 | 18.889 | 18.889 | 18.889 | 18.889 | 18.889 | 18.889 | 21.111 | 21.111 | 21.111 | 21.111 | 21.111 | 21.111 | 21.111 | 21.111 | From DOE Prototype Buildings
HotelSmall S Adva_OccGuestRoom_HtgSP_Sch | Thermostat Setpoint | C | WntrDsn¦SmrDsn | 2014-01-01 | 2014-12-31 | Constant | 21.111 | [23 empty] | From DOE Prototype Buildings
HotelSmall SemiHeated_HtgSP_Sch | Thermostat Setpoint | C | Default¦WntrDsn¦SmrDsn | 2014-01-01 | 2014-12-31 | Constant | 7.2 | [23 empty] | From DOE Prototype Buildings
HotelSmall VacGuestRoom_ClgSP_Sch | Thermostat Setpoint | C | Default¦WntrDsn¦SmrDsn | 2014-01-01 | 2014-12-31 | Constant | 23.333 | [23 empty] | From DOE Prototype Buildings
HotelSmall VacGuestRoom_HtgSP_Sch | Thermostat Setpoint | C | Default¦WntrDsn¦SmrDsn | 2014-01-01 | 2014-12-31 | Constant | 18.889 | [23 empty] | From DOE Prototype Buildings
Large Office ClgSetp | Thermostat Setpoint | C | Default¦SmrDsn | 2014-01-01 | 2014-12-31 | Hourly | 26.7 | 26.7 | 26.7 | 26.7 | 26.7 | 26.7 | 24 | 24 | 24 | 24 | 24 | 24 | 24 | 24 | 24 | 24 | 24 | 24 | 24 | 24 | 24 | 24 | 26.7 | 26.7 | From DOE Reference Buildings
Large Office ClgSetp | Thermostat Setpoint | C | WntrDsn¦Sun | 2014-01-01 | 2014-12-31 | Constant | 26.7 | [23 empty] | From DOE Reference Buildings
Large Office ClgSetp | Thermostat Setpoint | C | Sat | 2014-01-01 | 2014-12-31 | Hourly | 26.7 | 26.7 | 26.7 | 26.7 | 26.7 | 26.7 | 24 | 24 | 24 | 24 | 24 | 24 | 24 | 24 | 24 | 24 | 24 | 24 | 26.7 | 26.7 | 26.7 | 26.7 | 26.7 | 26.7 | From DOE Reference Buildings
Large Office HtgSetp | Thermostat Setpoint | C | Default | 2014-01-01 | 2014-12-31 | Hourly | 15.6 | 15.6 | 15.6 | 15.6 | 15.6 | 15.6 | 21 | 21 | 21 | 21 | 21 | 21 | 21 | 21 | 21 | 21 | 21 | 21 | 21 | 21 | 21 | 21 | 15.6 | 15.6 | From DOE Reference Buildings
Large Office HtgSetp | Thermostat Setpoint | C | WntrDsn | 2014-01-01 | 2014-12-31 | Constant | 21 | [23 empty] | From DOE Reference Buildings
Large Office HtgSetp | Thermostat Setpoint | C | SmrDsn¦Sun | 2014-01-01 | 2014-12-31 | Constant | 15.6 | [23 empty] | From DOE Reference Buildings
Large Office HtgSetp | Thermostat Setpoint | C | Sat | 2014-01-01 | 2014-12-31 | Hourly | 15.6 | 15.6 | 15.6 | 15.6 | 15.6 | 15.6 | 21 | 21 | 21 | 21 | 21 | 21 | 21 | 21 | 21 | 21 | 21 | 21 | 15.6 | 15.6 | 15.6 | 15.6 | 15.6 | 15.6 | From DOE Reference Buildings
LargeHotel ClgSetp | Thermostat Setpoint | C | Default¦WntrDsn¦SmrDsn | 2014-01-01 | 2014-12-31 | Hourly | 30 | 30 | 30 | 30 | 30 | 30 | 30 | 24 | 24 | 24 | 24 | 24 | 24 | 24 | 24 | 24 | 24 | 24 | 24 | 24 | 24 | 24 | 24 | 24 | From DOE Reference Buildings
LargeHotel Corridor ClgSetp | Thermostat Setpoint | C | Default¦WntrDsn¦SmrDsn | 2014-01-01 | 2014-12-31 | Constant | 30 | [23 empty] | From DOE Reference Buildings
LargeHotel Corridor HtgSetp | Thermostat Setpoint | C | Default¦WntrDsn¦SmrDsn | 2014-01-01 | 2014-12-31 | Constant | 16 | [23 empty] | From DOE Reference Buildings
LargeHotel GuestRoom ClgSetp | Thermostat Setpoint | C | Default¦WntrDsn¦SmrDsn | 2014-01-01 | 2014-12-31 | Constant | 24 | [23 empty] | From DOE Reference Buildings
LargeHotel GuestRoom HtgSetp | Thermostat Setpoint | C | Default¦WntrDsn¦SmrDsn | 2014-01-01 | 2014-12-31 | Constant | 21 | [23 empty] | From DOE Reference Buildings
LargeHotel HtgSetp | Thermostat Setpoint | C | Default¦WntrDsn¦SmrDsn | 2014-01-01 | 2014-12-31 | Hourly | 16 | 16 | 16 | 16 | 16 | 16 | 16 | 21 | 21 | 21 | 21 | 21 | 21 | 21 | 21 | 21 | 21 | 21 | 21 | 21 | 21 | 21 | 21 | 21 | From DOE Reference Buildings
LargeHotel Kitchen ClgSetp | Thermostat Setpoint | C | Default¦WntrDsn¦SmrDsn | 2014-01-01 | 2014-12-31 | Hourly | 30 | 30 | 30 | 30 | 30 | 30 | 30 | 26 | 26 | 26 | 26 | 26 | 26 | 26 | 26 | 26 | 26 | 26 | 26 | 26 | 26 | 26 | 26 | 26 | From DOE Reference Buildings
LargeHotel Kitchen HtgSetp | Thermostat Setpoint | C | Default¦WntrDsn¦SmrDsn | 2014-01-01 | 2014-12-31 | Hourly | 16 | 16 | 16 | 16 | 16 | 16 | 16 | 19 | 19 | 19 | 19 | 19 | 19 | 19 | 19 | 19 | 19 | 19 | 19 | 19 | 19 | 19 | 19 | 19 | From DOE Reference Buildings
Medium Office ClgSetp | Thermostat Setpoint | C | Default¦SmrDsn | 2014-01-01 | 2014-12-31 | Hourly | 26.7 | 26.7 | 26.7 | 26.7 | 26.7 | 26.7 | 24 | 24 | 24 | 24 | 24 | 24 | 24 | 24 | 24 | 24 | 24 | 24 | 24 | 24 | 24 | 24 | 26.7 | 26.7 | From DOE Reference Buildings
Medium Office ClgSetp | Thermostat Setpoint | C | WntrDsn¦Sun | 2014-01-01 | 2014-12-31 | Constant | 26.7 | [23 empty] | From DOE Reference Buildings
Medium Office ClgSetp | Thermostat Setpoint | C | Sat | 2014-01-01 | 2014-12-31 | Hourly | 26.7 | 26.7 | 26.7 | 26.7 | 26.7 | 26.7 | 24 | 24 | 24 | 24 | 24 | 24 | 24 | 24 | 24 | 24 | 24 | 24 | 26.7 | 26.7 | 26.7 | 26.7 | 26.7 | 26.7 | From DOE Reference Buildings
Medium Office HtgSetp | Thermostat Setpoint | C | Default | 2014-01-01 | 2014-12-31 | Hourly | 15.6 | 15.6 | 15.6 | 15.6 | 15.6 | 15.6 | 21 | 21 | 21 | 21 | 21 | 21 | 21 | 21 | 21 | 21 | 21 | 21 | 21 | 21 | 21 | 21 | 15.6 | 15.6 | From DOE Reference Buildings
Medium Office HtgSetp | Thermostat Setpoint | C | WntrDsn | 2014-01-01 | 2014-12-31 | Constant | 21 | [23 empty] | From DOE Reference Buildings
Medium Office HtgSetp | Thermostat Setpoint | C | SmrDsn¦Sun | 2014-01-01 | 2014-12-31 | Constant | 15.6 | [23 empty] | From DOE Reference Buildings
Medium Office HtgSetp | Thermostat Setpoint | C | Sat | 2014-01-01 | 2014-12-31 | Hourly | 15.6 | 15.6 | 15.6 | 15.6 | 15.6 | 15.6 | 21 | 21 | 21 | 21 | 21 | 21 | 21 | 21 | 21 | 21 | 21 | 21 | 15.6 | 15.6 | 15.6 | 15.6 | 15.6 | 15.6 | From DOE Reference Buildings
MidriseApartment Apartment ClgSetp | Thermostat Setpoint | C | Default¦WntrDsn¦SmrDsn | 2014-01-01 | 2014-12-31 | Constant | 23.9 | [23 empty] | From DOE Reference Buildings
MidriseApartment Apartment HtgSetp | Thermostat Setpoint | C | Default¦WntrDsn¦SmrDsn | 2014-01-01 | 2014-12-31 | Constant | 21.1 | [23 empty] | From DOE Reference Buildings
MidriseApartment Corridor ClgSetp | Thermostat Setpoint | C | Default¦WntrDsn¦SmrDsn | 2014-01-01 | 2014-12-31 | Constant | 40 | [23 empty] | From DOE Reference Buildings
MidriseApartment Corridor HtgSetp | Thermostat Setpoint | C | Default¦WntrDsn¦SmrDsn | 2014-01-01 | 2014-12-31 | Constant | 15.6 | [23 empty] | From DOE Reference Buildings
MidriseApartment Office ClgSetp | Thermostat Setpoint | C | Default | 2014-01-01 | 2014-12-31 | Hourly | 29.4 | 29.4 | 29.4 | 29.4 | 29.4 | 29.4 | 29.4 | 26.7 | 23.9 | 23.9 | 23.9 | 23.9 | 23.9 | 23.9 | 23.9 | 23.9 | 23.9 | 26.7 | 29.4 | 29.4 | 29.4 | 29.4 | 29.4 | 29.4 | From DOE Reference Buildings
MidriseApartment Office ClgSetp | Thermostat Setpoint | C | WntrDsn | 2014-01-01 | 2014-12-31 | Constant | 29.4 | [23 empty] | From DOE Reference Buildings
MidriseApartment Office ClgSetp | Thermostat Setpoint | C | SmrDsn | 2014-01-01 | 2014-12-31 | Hourly | 29.4 | 29.4 | 29.4 | 29.4 | 29.4 | 29.4 | 29.4 | 26.7 | 23.9 | 23.9 | 23.9 | 23.9 | 23.9 | 23.9 | 23.9 | 23.9 | 23.9 | 26.7 | 29.4 | 29.4 | 29.4 | 29.4 | 29.4 | 29.4 | From DOE Reference Buildings
MidriseApartment Office HtgSetp | Thermostat Setpoint | C | Default | 2014-01-01 | 2014-12-31 | Hourly | 15.6 | 15.6 | 15.6 | 15.6 | 15.6 | 15.6 | 15.6 | 18.3 | 21.1 | 21.1 | 21.1 | 21.1 | 21.1 | 21.1 | 21.1 | 21.1 | 21.1 | 18.3 | 15.6 | 15.6 | 15.6 | 15.6 | 15.6 | 15.6 | From DOE Reference Buildings
MidriseApartment Office HtgSetp | Thermostat Setpoint | C | WntrDsn | 2014-01-01 | 2014-12-31 | Hourly | 15.6 | 15.6 | 15.6 | 15.6 | 15.6 | 15.6 | 15.6 | 18.3 | 21.1 | 21.1 | 21.1 | 21.1 | 21.1 | 21.1 | 21.1 | 21.1 | 21.1 | 18.3 | 15.6 | 15.6 | 15.6 | 15.6 | 15.6 | 15.6 | From DOE Reference Buildings
MidriseApartment Office HtgSetp | Thermostat Setpoint | C | SmrDsn | 2014-01-01 | 2014-12-31 | Constant | 15.6 | [23 empty] | From DOE Reference Buildings
MidriseApartment UnitHeater ClgSP Sch | Thermostat Setpoint |  | Default¦WntrDsn¦SmrDsn | 2014-01-01 | 2014-12-31 | Constant | 40 | [23 empty] | From DOE Reference Buildings
MidriseApartment UnitHeater HtgSP Sch | Thermostat Setpoint |  | Default¦WntrDsn¦SmrDsn | 2014-01-01 | 2014-12-31 | Constant | 15.6 | [23 empty] | From DOE Reference Buildings
NECB-*-Thermostat Setpoint-Cooling | Thermostat Setpoint | TEMPERATURE | Default¦WntrDsn¦SmrDsn | 2014-01-01 | 2014-12-31 | Constant | 35
NECB-*-Thermostat Setpoint-Heating | Thermostat Setpoint | TEMPERATURE | Default¦WntrDsn¦SmrDsn | 2014-01-01 | 2014-12-31 | Constant | 18
NECB-A-Thermostat Setpoint-Cooling | Thermostat Setpoint | TEMPERATURE | Default¦Wkdy | 2014-01-01 | 2014-12-31 | Hourly | 35 | 35 | 35 | 35 | 35 | 35 | 24 | 24 | 24 | 24 | 24 | 24 | 24 | 24 | 24 | 24 | 24 | 24 | 24 | 24 | 24 | 35 | 35 | 35
NECB-A-Thermostat Setpoint-Cooling | Thermostat Setpoint | TEMPERATURE | Sat | 2014-01-01 | 2014-12-31 | Hourly | 35 | 35 | 35 | 35 | 35 | 35 | 35 | 35 | 35 | 35 | 35 | 35 | 35 | 35 | 35 | 35 | 35 | 35 | 35 | 35 | 35 | 35 | 35 | 35
NECB-A-Thermostat Setpoint-Cooling | Thermostat Setpoint | TEMPERATURE | Sun¦Hol | 2014-01-01 | 2014-12-31 | Hourly | 35 | 35 | 35 | 35 | 35 | 35 | 35 | 35 | 35 | 35 | 35 | 35 | 35 | 35 | 35 | 35 | 35 | 35 | 35 | 35 | 35 | 35 | 35 | 35
NECB-A-Thermostat Setpoint-Heating | Thermostat Setpoint | TEMPERATURE | Default¦Wkdy | 2014-01-01 | 2014-12-31 | Hourly | 18 | 18 | 18 | 18 | 18 | 18 | 20 | 22 | 22 | 22 | 22 | 22 | 22 | 22 | 22 | 22 | 22 | 22 | 22 | 22 | 22 | 18 | 18 | 18
NECB-A-Thermostat Setpoint-Heating | Thermostat Setpoint | TEMPERATURE | Sat | 2014-01-01 | 2014-12-31 | Hourly | 18 | 18 | 18 | 18 | 18 | 18 | 18 | 18 | 18 | 18 | 18 | 18 | 18 | 18 | 18 | 18 | 18 | 18 | 18 | 18 | 18 | 18 | 18 | 18
NECB-A-Thermostat Setpoint-Heating | Thermostat Setpoint | TEMPERATURE | Sun¦Hol | 2014-01-01 | 2014-12-31 | Hourly | 18 | 18 | 18 | 18 | 18 | 18 | 18 | 18 | 18 | 18 | 18 | 18 | 18 | 18 | 18 | 18 | 18 | 18 | 18 | 18 | 18 | 18 | 18 | 18
NECB-B-Thermostat Setpoint-Cooling | Thermostat Setpoint | TEMPERATURE | Default¦Wkdy | 2014-01-01 | 2014-12-31 | Hourly | 24 | 35 | 35 | 35 | 35 | 35 | 35 | 35 | 24 | 24 | 24 | 24 | 24 | 24 | 24 | 24 | 24 | 24 | 24 | 24 | 24 | 24 | 24 | 24
NECB-B-Thermostat Setpoint-Cooling | Thermostat Setpoint | TEMPERATURE | Sat | 2014-01-01 | 2014-12-31 | Hourly | 24 | 35 | 35 | 35 | 35 | 35 | 35 | 35 | 24 | 24 | 24 | 24 | 24 | 24 | 24 | 24 | 24 | 24 | 24 | 24 | 24 | 24 | 24 | 24
NECB-B-Thermostat Setpoint-Cooling | Thermostat Setpoint | TEMPERATURE | Sun¦Hol | 2014-01-01 | 2014-12-31 | Hourly | 35 | 35 | 35 | 35 | 35 | 35 | 35 | 35 | 35 | 24 | 24 | 24 | 24 | 24 | 24 | 24 | 24 | 24 | 24 | 24 | 24 | 24 | 24 | 35
NECB-B-Thermostat Setpoint-Heating | Thermostat Setpoint | TEMPERATURE | Default¦Wkdy | 2014-01-01 | 2014-12-31 | Hourly | 22 | 22 | 18 | 18 | 18 | 18 | 18 | 18 | 20 | 22 | 22 | 22 | 22 | 22 | 22 | 22 | 22 | 22 | 22 | 22 | 22 | 22 | 22 | 22
NECB-B-Thermostat Setpoint-Heating | Thermostat Setpoint | TEMPERATURE | Sat | 2014-01-01 | 2014-12-31 | Hourly | 22 | 22 | 18 | 18 | 18 | 18 | 18 | 18 | 20 | 22 | 22 | 22 | 22 | 22 | 22 | 22 | 22 | 22 | 22 | 22 | 22 | 22 | 22 | 22
NECB-B-Thermostat Setpoint-Heating | Thermostat Setpoint | TEMPERATURE | Sun¦Hol | 2014-01-01 | 2014-12-31 | Hourly | 18 | 22 | 18 | 18 | 18 | 18 | 18 | 18 | 18 | 20 | 22 | 22 | 22 | 22 | 22 | 22 | 22 | 22 | 22 | 22 | 22 | 22 | 22 | 18
NECB-C-Thermostat Setpoint-Cooling | Thermostat Setpoint | TEMPERATURE | Default¦Wkdy | 2014-01-01 | 2014-12-31 | Hourly | 35 | 35 | 35 | 35 | 35 | 35 | 35 | 24 | 24 | 24 | 24 | 24 | 24 | 24 | 24 | 24 | 24 | 24 | 24 | 24 | 24 | 35 | 35 | 35
NECB-C-Thermostat Setpoint-Cooling | Thermostat Setpoint | TEMPERATURE | Sat | 2014-01-01 | 2014-12-31 | Hourly | 35 | 35 | 35 | 35 | 35 | 35 | 35 | 24 | 24 | 24 | 24 | 24 | 24 | 24 | 24 | 24 | 24 | 24 | 24 | 24 | 24 | 35 | 35 | 35
NECB-C-Thermostat Setpoint-Cooling | Thermostat Setpoint | TEMPERATURE | Sun¦Hol | 2014-01-01 | 2014-12-31 | Hourly | 35 | 35 | 35 | 35 | 35 | 35 | 35 | 35 | 35 | 24 | 24 | 24 | 24 | 24 | 24 | 24 | 24 | 24 | 24 | 35 | 35 | 35 | 35 | 35
NECB-C-Thermostat Setpoint-Heating | Thermostat Setpoint | TEMPERATURE | Default¦Wkdy | 2014-01-01 | 2014-12-31 | Hourly | 18 | 18 | 18 | 18 | 18 | 18 | 18 | 20 | 22 | 22 | 22 | 22 | 22 | 22 | 22 | 22 | 22 | 22 | 22 | 22 | 22 | 18 | 18 | 18
NECB-C-Thermostat Setpoint-Heating | Thermostat Setpoint | TEMPERATURE | Sat | 2014-01-01 | 2014-12-31 | Hourly | 18 | 18 | 18 | 18 | 18 | 18 | 18 | 20 | 22 | 22 | 22 | 22 | 22 | 22 | 22 | 22 | 22 | 22 | 22 | 22 | 22 | 18 | 18 | 18
NECB-C-Thermostat Setpoint-Heating | Thermostat Setpoint | TEMPERATURE | Sun¦Hol | 2014-01-01 | 2014-12-31 | Hourly | 18 | 18 | 18 | 18 | 18 | 18 | 18 | 18 | 18 | 20 | 22 | 22 | 22 | 22 | 22 | 22 | 22 | 22 | 22 | 18 | 18 | 18 | 18 | 18
NECB-D-Thermostat Setpoint-Cooling | Thermostat Setpoint | TEMPERATURE | Default¦Wkdy | 2014-01-01 | 2014-12-31 | Hourly | 35 | 35 | 35 | 35 | 35 | 35 | 35 | 24 | 24 | 24 | 24 | 24 | 24 | 24 | 24 | 24 | 24 | 24 | 24 | 24 | 24 | 24 | 24 | 35
NECB-D-Thermostat Setpoint-Cooling | Thermostat Setpoint | TEMPERATURE | Sat | 2014-01-01 | 2014-12-31 | Hourly | 35 | 35 | 35 | 35 | 35 | 35 | 35 | 35 | 35 | 35 | 35 | 35 | 35 | 35 | 35 | 35 | 35 | 35 | 35 | 35 | 35 | 35 | 35 | 35
NECB-D-Thermostat Setpoint-Cooling | Thermostat Setpoint | TEMPERATURE | Sun¦Hol | 2014-01-01 | 2014-12-31 | Hourly | 35 | 35 | 35 | 35 | 35 | 35 | 35 | 35 | 35 | 35 | 35 | 35 | 35 | 35 | 35 | 35 | 35 | 35 | 35 | 35 | 35 | 35 | 35 | 35
NECB-D-Thermostat Setpoint-Heating | Thermostat Setpoint | TEMPERATURE | Default¦Wkdy | 2014-01-01 | 2014-12-31 | Hourly | 18 | 18 | 18 | 18 | 18 | 18 | 18 | 20 | 22 | 22 | 22 | 22 | 22 | 22 | 22 | 22 | 22 | 22 | 22 | 22 | 22 | 22 | 22 | 18
NECB-D-Thermostat Setpoint-Heating | Thermostat Setpoint | TEMPERATURE | Sat | 2014-01-01 | 2014-12-31 | Hourly | 18 | 18 | 18 | 18 | 18 | 18 | 18 | 18 | 18 | 18 | 18 | 18 | 18 | 18 | 18 | 18 | 18 | 18 | 18 | 18 | 18 | 18 | 18 | 18
NECB-D-Thermostat Setpoint-Heating | Thermostat Setpoint | TEMPERATURE | Sun¦Hol | 2014-01-01 | 2014-12-31 | Hourly | 18 | 18 | 18 | 18 | 18 | 18 | 18 | 18 | 18 | 18 | 18 | 18 | 18 | 18 | 18 | 18 | 18 | 18 | 18 | 18 | 18 | 18 | 18 | 18
NECB-E-Thermostat Setpoint-Cooling | Thermostat Setpoint | TEMPERATURE | Default¦Wkdy | 2014-01-01 | 2014-12-31 | Hourly | 35 | 35 | 35 | 35 | 35 | 35 | 35 | 24 | 24 | 24 | 24 | 24 | 24 | 24 | 24 | 24 | 24 | 24 | 24 | 35 | 35 | 35 | 35 | 35
NECB-E-Thermostat Setpoint-Cooling | Thermostat Setpoint | TEMPERATURE | Sat | 2014-01-01 | 2014-12-31 | Hourly | 35 | 35 | 35 | 35 | 35 | 35 | 35 | 35 | 24 | 24 | 24 | 24 | 24 | 24 | 24 | 24 | 24 | 35 | 35 | 35 | 35 | 35 | 35 | 35
NECB-E-Thermostat Setpoint-Cooling | Thermostat Setpoint | TEMPERATURE | Sun¦Hol | 2014-01-01 | 2014-12-31 | Hourly | 35 | 35 | 35 | 35 | 35 | 35 | 35 | 35 | 35 | 35 | 35 | 35 | 35 | 35 | 35 | 35 | 35 | 35 | 35 | 35 | 35 | 35 | 35 | 35
NECB-E-Thermostat Setpoint-Heating | Thermostat Setpoint | TEMPERATURE | Default¦Wkdy | 2014-01-01 | 2014-12-31 | Hourly | 18 | 18 | 18 | 18 | 18 | 18 | 18 | 20 | 22 | 22 | 22 | 22 | 22 | 22 | 22 | 22 | 22 | 22 | 22 | 18 | 18 | 18 | 18 | 18
NECB-E-Thermostat Setpoint-Heating | Thermostat Setpoint | TEMPERATURE | Sat | 2014-01-01 | 2014-12-31 | Hourly | 18 | 18 | 18 | 18 | 18 | 18 | 18 | 18 | 20 | 22 | 22 | 22 | 22 | 22 | 22 | 22 | 22 | 18 | 18 | 18 | 18 | 18 | 18 | 18
NECB-E-Thermostat Setpoint-Heating | Thermostat Setpoint | TEMPERATURE | Sun¦Hol | 2014-01-01 | 2014-12-31 | Hourly | 18 | 18 | 18 | 18 | 18 | 18 | 18 | 18 | 18 | 18 | 18 | 18 | 18 | 18 | 18 | 18 | 18 | 18 | 18 | 18 | 18 | 18 | 18 | 18
NECB-F-Thermostat Setpoint-Cooling | Thermostat Setpoint | TEMPERATURE | Default¦Wkdy | 2014-01-01 | 2014-12-31 | Hourly | 24 | 24 | 24 | 24 | 24 | 24 | 24 | 24 | 24 | 24 | 24 | 24 | 24 | 24 | 24 | 24 | 24 | 24 | 24 | 24 | 24 | 24 | 24 | 24
NECB-F-Thermostat Setpoint-Cooling | Thermostat Setpoint | TEMPERATURE | Sat | 2014-01-01 | 2014-12-31 | Hourly | 24 | 24 | 24 | 24 | 24 | 24 | 24 | 24 | 24 | 24 | 24 | 24 | 24 | 24 | 24 | 24 | 24 | 24 | 24 | 24 | 24 | 24 | 24 | 24
NECB-F-Thermostat Setpoint-Cooling | Thermostat Setpoint | TEMPERATURE | Sun¦Hol | 2014-01-01 | 2014-12-31 | Hourly | 24 | 24 | 24 | 24 | 24 | 24 | 24 | 24 | 24 | 24 | 24 | 24 | 24 | 24 | 24 | 24 | 24 | 24 | 24 | 24 | 24 | 24 | 24 | 24
NECB-F-Thermostat Setpoint-Heating | Thermostat Setpoint | TEMPERATURE | Default¦Wkdy | 2014-01-01 | 2014-12-31 | Hourly | 22 | 18 | 18 | 18 | 18 | 18 | 18 | 20 | 22 | 22 | 22 | 22 | 22 | 22 | 22 | 22 | 22 | 22 | 22 | 22 | 22 | 22 | 22 | 22
NECB-F-Thermostat Setpoint-Heating | Thermostat Setpoint | TEMPERATURE | Sat | 2014-01-01 | 2014-12-31 | Hourly | 22 | 18 | 18 | 18 | 18 | 18 | 18 | 20 | 22 | 22 | 22 | 22 | 22 | 22 | 22 | 22 | 22 | 22 | 22 | 22 | 22 | 22 | 22 | 22
NECB-F-Thermostat Setpoint-Heating | Thermostat Setpoint | TEMPERATURE | Sun¦Hol | 2014-01-01 | 2014-12-31 | Hourly | 22 | 18 | 18 | 18 | 18 | 18 | 18 | 20 | 22 | 22 | 22 | 22 | 22 | 22 | 22 | 22 | 22 | 22 | 22 | 22 | 22 | 22 | 22 | 22
NECB-G-Thermostat Setpoint-Cooling | Thermostat Setpoint | TEMPERATURE | Default¦Wkdy | 2014-01-01 | 2014-12-31 | Hourly | 24 | 24 | 24 | 24 | 24 | 24 | 24 | 24 | 24 | 24 | 24 | 24 | 24 | 24 | 24 | 24 | 24 | 24 | 24 | 24 | 24 | 24 | 24 | 24
NECB-G-Thermostat Setpoint-Cooling | Thermostat Setpoint | TEMPERATURE | Sat | 2014-01-01 | 2014-12-31 | Hourly | 24 | 24 | 24 | 24 | 24 | 24 | 24 | 24 | 24 | 24 | 24 | 24 | 24 | 24 | 24 | 24 | 24 | 24 | 24 | 24 | 24 | 24 | 24 | 24
NECB-G-Thermostat Setpoint-Cooling | Thermostat Setpoint | TEMPERATURE | Sun¦Hol | 2014-01-01 | 2014-12-31 | Hourly | 24 | 24 | 24 | 24 | 24 | 24 | 24 | 24 | 24 | 24 | 24 | 24 | 24 | 24 | 24 | 24 | 24 | 24 | 24 | 24 | 24 | 24 | 24 | 24
NECB-G-Thermostat Setpoint-Heating | Thermostat Setpoint | TEMPERATURE | Default¦Wkdy | 2014-01-01 | 2014-12-31 | Hourly | 22 | 18 | 18 | 18 | 18 | 18 | 18 | 20 | 22 | 22 | 22 | 22 | 22 | 22 | 22 | 22 | 22 | 22 | 22 | 22 | 22 | 22 | 22 | 22
NECB-G-Thermostat Setpoint-Heating | Thermostat Setpoint | TEMPERATURE | Sat | 2014-01-01 | 2014-12-31 | Hourly | 22 | 18 | 18 | 18 | 18 | 18 | 18 | 20 | 22 | 22 | 22 | 22 | 22 | 22 | 22 | 22 | 22 | 22 | 22 | 22 | 22 | 22 | 22 | 22
NECB-G-Thermostat Setpoint-Heating | Thermostat Setpoint | TEMPERATURE | Sun¦Hol | 2014-01-01 | 2014-12-31 | Hourly | 22 | 18 | 18 | 18 | 18 | 18 | 18 | 20 | 22 | 22 | 22 | 22 | 22 | 22 | 22 | 22 | 22 | 22 | 22 | 22 | 22 | 22 | 22 | 22
NECB-H-Thermostat Setpoint-Cooling | Thermostat Setpoint | TEMPERATURE | Default¦Wkdy | 2014-01-01 | 2014-12-31 | Hourly | 24 | 24 | 24 | 24 | 24 | 24 | 24 | 24 | 24 | 24 | 24 | 24 | 24 | 24 | 24 | 24 | 24 | 24 | 24 | 24 | 24 | 24 | 24 | 24
NECB-H-Thermostat Setpoint-Cooling | Thermostat Setpoint | TEMPERATURE | Sat | 2014-01-01 | 2014-12-31 | Hourly | 24 | 24 | 24 | 24 | 24 | 24 | 24 | 24 | 24 | 24 | 24 | 24 | 24 | 24 | 24 | 24 | 24 | 24 | 24 | 24 | 24 | 24 | 24 | 24
NECB-H-Thermostat Setpoint-Cooling | Thermostat Setpoint | TEMPERATURE | Sun¦Hol | 2014-01-01 | 2014-12-31 | Hourly | 24 | 24 | 24 | 24 | 24 | 24 | 24 | 24 | 24 | 24 | 24 | 24 | 24 | 24 | 24 | 24 | 24 | 24 | 24 | 24 | 24 | 24 | 24 | 24
NECB-H-Thermostat Setpoint-Heating | Thermostat Setpoint | TEMPERATURE | Default¦Wkdy | 2014-01-01 | 2014-12-31 | Hourly | 22 | 18 | 18 | 18 | 18 | 18 | 18 | 20 | 22 | 22 | 22 | 22 | 22 | 22 | 22 | 22 | 22 | 22 | 22 | 22 | 22 | 22 | 22 | 22
NECB-H-Thermostat Setpoint-Heating | Thermostat Setpoint | TEMPERATURE | Sat | 2014-01-01 | 2014-12-31 | Hourly | 22 | 18 | 18 | 18 | 18 | 18 | 18 | 20 | 22 | 22 | 22 | 22 | 22 | 22 | 22 | 22 | 22 | 22 | 22 | 22 | 22 | 22 | 22 | 22
NECB-H-Thermostat Setpoint-Heating | Thermostat Setpoint | TEMPERATURE | Sun¦Hol | 2014-01-01 | 2014-12-31 | Hourly | 22 | 18 | 18 | 18 | 18 | 18 | 18 | 20 | 22 | 22 | 22 | 22 | 22 | 22 | 22 | 22 | 22 | 22 | 22 | 22 | 22 | 22 | 22 | 22
NECB-I-Thermostat Setpoint-Cooling | Thermostat Setpoint | TEMPERATURE | Default¦Wkdy | 2014-01-01 | 2014-12-31 | Hourly | 35 | 35 | 35 | 35 | 35 | 35 | 35 | 35 | 35 | 35 | 35 | 35 | 35 | 35 | 24 | 24 | 24 | 24 | 24 | 24 | 24 | 24 | 24 | 24
NECB-I-Thermostat Setpoint-Cooling | Thermostat Setpoint | TEMPERATURE | Sat | 2014-01-01 | 2014-12-31 | Hourly | 35 | 35 | 35 | 35 | 35 | 35 | 35 | 35 | 35 | 35 | 24 | 24 | 24 | 24 | 24 | 24 | 24 | 24 | 24 | 24 | 24 | 24 | 24 | 24
NECB-I-Thermostat Setpoint-Cooling | Thermostat Setpoint | TEMPERATURE | Sun¦Hol | 2014-01-01 | 2014-12-31 | Hourly | 35 | 35 | 35 | 35 | 35 | 35 | 35 | 24 | 24 | 24 | 24 | 24 | 24 | 24 | 35 | 35 | 35 | 35 | 35 | 35 | 35 | 35 | 35 | 35
NECB-I-Thermostat Setpoint-Heating | Thermostat Setpoint | TEMPERATURE | Default¦Wkdy | 2014-01-01 | 2014-12-31 | Hourly | 18 | 18 | 18 | 18 | 18 | 18 | 18 | 18 | 18 | 18 | 18 | 18 | 18 | 18 | 20 | 22 | 22 | 22 | 22 | 22 | 22 | 22 | 22 | 22
NECB-I-Thermostat Setpoint-Heating | Thermostat Setpoint | TEMPERATURE | Sat | 2014-01-01 | 2014-12-31 | Hourly | 18 | 18 | 18 | 18 | 18 | 18 | 18 | 18 | 18 | 18 | 20 | 22 | 22 | 22 | 22 | 22 | 22 | 22 | 22 | 22 | 22 | 22 | 22 | 22
NECB-I-Thermostat Setpoint-Heating | Thermostat Setpoint | TEMPERATURE | Sun¦Hol | 2014-01-01 | 2014-12-31 | Hourly | 18 | 18 | 18 | 18 | 18 | 18 | 18 | 20 | 22 | 22 | 22 | 22 | 22 | 22 | 18 | 18 | 18 | 18 | 18 | 18 | 18 | 18 | 18 | 18
OfficeClgSetpt | Thermostat Setpoint | C | Sun | 2017-01-01 | 2017-12-31 | Hourly | 29.44 | 29.44 | 29.44 | 29.44 | 29.44 | 29.44 | 29.44 | 29.44 | 29.44 | 29.44 | 29.44 | 29.44 | 29.44 | 29.44 | 29.44 | 29.44 | 29.44 | 29.44 | 29.44 | 29.44 | 29.44 | 29.44 | 29.44 | 29.44 | From Commercial Building Energy Saver (CBES) Prototype Models: cbes.lbl.gov
OfficeClgSetpt | Thermostat Setpoint | C | Default¦Wkdy¦SmrDsn | 2017-01-01 | 2017-12-31 | Hourly | 29.44 | 29.44 | 29.44 | 29.44 | 29.44 | 23.89 | 23.89 | 23.89 | 23.89 | 23.89 | 23.89 | 23.89 | 23.89 | 23.89 | 23.89 | 23.89 | 23.89 | 23.89 | 23.89 | 23.89 | 23.89 | 23.89 | 23.89 | 23.89 | From Commercial Building Energy Saver (CBES) Prototype Models: cbes.lbl.gov
OfficeClgSetpt | Thermostat Setpoint | C | Sat | 2017-01-01 | 2017-12-31 | Hourly | 29.44 | 29.44 | 29.44 | 29.44 | 29.44 | 23.89 | 23.89 | 23.89 | 23.89 | 23.89 | 23.89 | 23.89 | 23.89 | 23.89 | 23.89 | 23.89 | 23.89 | 23.89 | 23.89 | 29.44 | 29.44 | 29.44 | 29.44 | 29.44 | From Commercial Building Energy Saver (CBES) Prototype Models: cbes.lbl.gov
OfficeClgSetpt | Thermostat Setpoint | C | WntrDsn | 2017-01-01 | 2017-12-31 | Constant | 29.44 | [23 empty] | From Commercial Building Energy Saver (CBES) Prototype Models: cbes.lbl.gov
OfficeHtgSetpt | Thermostat Setpoint | C | Sun | 2017-01-01 | 2017-12-31 | Hourly | 15.56 | 15.56 | 15.56 | 15.56 | 15.56 | 15.56 | 15.56 | 15.56 | 15.56 | 15.56 | 15.56 | 15.56 | 15.56 | 15.56 | 15.56 | 15.56 | 15.56 | 15.56 | 15.56 | 15.56 | 15.56 | 15.56 | 15.56 | 15.56 | From Commercial Building Energy Saver (CBES) Prototype Models: cbes.lbl.gov
OfficeHtgSetpt | Thermostat Setpoint | C | Default¦Wkdy¦WntrDsn | 2017-01-01 | 2017-12-31 | Hourly | 15.56 | 15.56 | 15.56 | 15.56 | 15.56 | 21.11 | 21.11 | 21.11 | 21.11 | 21.11 | 21.11 | 21.11 | 21.11 | 21.11 | 21.11 | 21.11 | 21.11 | 21.11 | 21.11 | 21.11 | 21.11 | 21.11 | 21.11 | 21.11 | From Commercial Building Energy Saver (CBES) Prototype Models: cbes.lbl.gov
OfficeHtgSetpt | Thermostat Setpoint | C | Sat | 2017-01-01 | 2017-12-31 | Hourly | 15.56 | 15.56 | 15.56 | 15.56 | 15.56 | 21.11 | 21.11 | 21.11 | 21.11 | 21.11 | 21.11 | 21.11 | 21.11 | 21.11 | 21.11 | 21.11 | 21.11 | 21.11 | 21.11 | 15.56 | 15.56 | 15.56 | 15.56 | 15.56 | From Commercial Building Energy Saver (CBES) Prototype Models: cbes.lbl.gov
OfficeHtgSetpt | Thermostat Setpoint | C | SmrDsn | 2017-01-01 | 2017-12-31 | Constant | 15.6 | [23 empty] | From Commercial Building Energy Saver (CBES) Prototype Models: cbes.lbl.gov
OfficeLarge CLGSETP_DC_SCH | Thermostat Setpoint | C | Default | 2014-01-01 | 2014-12-31 | Constant | 27 | [23 empty] | From DOE Prototype Buildings
OfficeLarge CLGSETP_DC_SCH | Thermostat Setpoint | C | WntrDsn¦SmrDsn | 2014-01-01 | 2014-12-31 | Constant | 27 | [23 empty] | From DOE Prototype Buildings
OfficeLarge CLGSETP_SCH_CAV_bas | Thermostat Setpoint | C | Default¦WntrDsn | 2014-01-01 | 2014-12-31 | Constant | 26.7 | [23 empty] | From DOE Prototype Buildings
OfficeLarge CLGSETP_SCH_CAV_bas | Thermostat Setpoint | C | SmrDsn | 2014-01-01 | 2014-12-31 | Hourly | 26.7 | 26.7 | 26.7 | 26.7 | 26.7 | 25.7 | 25 | 24 | 24 | 24 | 24 | 24 | 24 | 24 | 24 | 24 | 24 | 24 | 24 | 24 | 24 | 24 | 26.7 | 26.7 | From DOE Prototype Buildings
OfficeLarge CLGSETP_SCH_CAV_bas | Thermostat Setpoint | C | Sat | 2014-01-01 | 2014-12-31 | Hourly | 26.7 | 26.7 | 26.7 | 26.7 | 24 | 24 | 24 | 24 | 24 | 24 | 24 | 24 | 24 | 24 | 24 | 24 | 24 | 26.7 | 26.7 | 26.7 | 26.7 | 26.7 | 26.7 | 26.7 | From DOE Prototype Buildings
OfficeLarge CLGSETP_SCH_CAV_bas | Thermostat Setpoint | C | Wkdy | 2014-01-01 | 2014-12-31 | Hourly | 26.7 | 26.7 | 26.7 | 26.7 | 24 | 24 | 24 | 24 | 24 | 24 | 24 | 24 | 24 | 24 | 24 | 24 | 24 | 24 | 24 | 24 | 24 | 24 | 26.7 | 26.7 | From DOE Prototype Buildings
OfficeLarge CLGSETP_SCH_NO_OPTIMUM | Thermostat Setpoint | C | Default¦WntrDsn | 2014-01-01 | 2014-12-31 | Constant | 26.7 | [23 empty] | From DOE Prototype Buildings
OfficeLarge CLGSETP_SCH_NO_OPTIMUM | Thermostat Setpoint | C | SmrDsn | 2014-01-01 | 2014-12-31 | Hourly | 26.7 | 26.7 | 26.7 | 26.7 | 26.7 | 25.7 | 25 | 24 | 24 | 24 | 24 | 24 | 24 | 24 | 24 | 24 | 24 | 24 | 24 | 24 | 24 | 24 | 26.7 | 26.7 | From DOE Prototype Buildings
OfficeLarge CLGSETP_SCH_NO_OPTIMUM | Thermostat Setpoint | C | Sat | 2014-01-01 | 2014-12-31 | Hourly | 26.7 | 26.7 | 26.7 | 26.7 | 24 | 24 | 24 | 24 | 24 | 24 | 24 | 24 | 24 | 24 | 24 | 24 | 24 | 26.7 | 26.7 | 26.7 | 26.7 | 26.7 | 26.7 | 26.7 | From DOE Prototype Buildings
OfficeLarge CLGSETP_SCH_NO_OPTIMUM | Thermostat Setpoint | C | Wkdy | 2014-01-01 | 2014-12-31 | Hourly | 26.7 | 26.7 | 26.7 | 26.7 | 24 | 24 | 24 | 24 | 24 | 24 | 24 | 24 | 24 | 24 | 24 | 24 | 24 | 24 | 24 | 24 | 24 | 24 | 26.7 | 26.7 | From DOE Prototype Buildings
OfficeLarge CLGSETP_SCH_NO_SETBACK | Thermostat Setpoint | C | Default¦WntrDsn¦Sat¦Wkdy | 2014-01-01 | 2014-12-31 | Constant | 24 | [23 empty] | From DOE Prototype Buildings
OfficeLarge CLGSETP_SCH_NO_SETBACK | Thermostat Setpoint | C | SmrDsn | 2014-01-01 | 2014-12-31 | Hourly | 26.7 | 26.7 | 26.7 | 26.7 | 26.7 | 25.7 | 25 | 24 | 24 | 24 | 24 | 24 | 24 | 24 | 24 | 24 | 24 | 24 | 24 | 24 | 24 | 24 | 26.7 | 26.7 | From DOE Prototype Buildings
OfficeLarge CLGSETP_SCH_YES_OPTIMUM | Thermostat Setpoint | C | Default¦WntrDsn | 2014-01-01 | 2014-12-31 | Constant | 26.7 | [23 empty] | From DOE Prototype Buildings
OfficeLarge CLGSETP_SCH_YES_OPTIMUM | Thermostat Setpoint | C | SmrDsn | 2014-01-01 | 2014-12-31 | Hourly | 26.7 | 26.7 | 26.7 | 26.7 | 26.7 | 25.7 | 25 | 24 | 24 | 24 | 24 | 24 | 24 | 24 | 24 | 24 | 24 | 24 | 24 | 24 | 24 | 24 | 26.7 | 26.7 | From DOE Prototype Buildings
OfficeLarge CLGSETP_SCH_YES_OPTIMUM | Thermostat Setpoint | C | Sat | 2014-01-01 | 2014-12-31 | Hourly | 26.7 | 26.7 | 26.7 | 26.7 | 25.6 | 25 | 24 | 24 | 24 | 24 | 24 | 24 | 24 | 24 | 24 | 24 | 24 | 26.7 | 26.7 | 26.7 | 26.7 | 26.7 | 26.7 | 26.7 | From DOE Prototype Buildings
OfficeLarge CLGSETP_SCH_YES_OPTIMUM | Thermostat Setpoint | C | Wkdy | 2014-01-01 | 2014-12-31 | Hourly | 26.7 | 26.7 | 26.7 | 26.7 | 25.6 | 25 | 24 | 24 | 24 | 24 | 24 | 24 | 24 | 24 | 24 | 24 | 24 | 24 | 24 | 24 | 24 | 24 | 26.7 | 26.7 | From DOE Prototype Buildings
OfficeLarge CLGSETP_SCH_YES_OPTIMUM_original | Thermostat Setpoint | C | Default¦WntrDsn | 2014-01-01 | 2014-12-31 | Constant | 26.7 | [23 empty] | From DOE Prototype Buildings
OfficeLarge CLGSETP_SCH_YES_OPTIMUM_original | Thermostat Setpoint | C | SmrDsn | 2014-01-01 | 2014-12-31 | Hourly | 26.7 | 26.7 | 26.7 | 26.7 | 26.7 | 25.7 | 25 | 24 | 24 | 24 | 24 | 24 | 24 | 24 | 24 | 24 | 24 | 24 | 24 | 24 | 24 | 24 | 26.7 | 26.7 | From DOE Prototype Buildings
OfficeLarge CLGSETP_SCH_YES_OPTIMUM_original | Thermostat Setpoint | C | Sat | 2014-01-01 | 2014-12-31 | Hourly | 26.7 | 26.7 | 26.7 | 26.7 | 25.6 | 25 | 24 | 24 | 24 | 24 | 24 | 24 | 24 | 24 | 24 | 24 | 24 | 26.7 | 26.7 | 26.7 | 26.7 | 26.7 | 26.7 | 26.7 | From DOE Prototype Buildings
OfficeLarge CLGSETP_SCH_YES_OPTIMUM_original | Thermostat Setpoint | C | Wkdy | 2014-01-01 | 2014-12-31 | Hourly | 26.7 | 26.7 | 26.7 | 26.7 | 25.6 | 25 | 24 | 24 | 24 | 24 | 24 | 24 | 24 | 24 | 24 | 24 | 24 | 24 | 24 | 24 | 24 | 24 | 26.7 | 26.7 | From DOE Prototype Buildings
OfficeLarge HTGSETP_DC_SCH | Thermostat Setpoint | C | Default¦WntrDsn¦SmrDsn | 2014-01-01 | 2014-12-31 | Constant | 18 | [23 empty] | From DOE Prototype Buildings
OfficeLarge HTGSETP_SCH_CAV_bas | Thermostat Setpoint | C | Default¦SmrDsn | 2014-01-01 | 2014-12-31 | Constant | 15.6 | [23 empty] | From DOE Prototype Buildings
OfficeLarge HTGSETP_SCH_CAV_bas | Thermostat Setpoint | C | WntrDsn | 2014-01-01 | 2014-12-31 | Hourly | 15.6 | 15.6 | 15.6 | 15.6 | 15.6 | 17.6 | 19.6 | 21 | 21 | 21 | 21 | 21 | 21 | 21 | 21 | 21 | 21 | 21 | 21 | 21 | 21 | 21 | 15.6 | 15.6 | From DOE Prototype Buildings
OfficeLarge HTGSETP_SCH_CAV_bas | Thermostat Setpoint | C | Sat | 2014-01-01 | 2014-12-31 | Hourly | 15.6 | 15.6 | 15.6 | 15.6 | 21 | 21 | 21 | 21 | 21 | 21 | 21 | 21 | 21 | 21 | 21 | 21 | 21 | 15.6 | 15.6 | 15.6 | 15.6 | 15.6 | 15.6 | 15.6 | From DOE Prototype Buildings
OfficeLarge HTGSETP_SCH_CAV_bas | Thermostat Setpoint | C | Wkdy | 2014-01-01 | 2014-12-31 | Hourly | 15.6 | 15.6 | 15.6 | 15.6 | 21 | 21 | 21 | 21 | 21 | 21 | 21 | 21 | 21 | 21 | 21 | 21 | 21 | 21 | 21 | 21 | 21 | 21 | 15.6 | 15.6 | From DOE Prototype Buildings
OfficeLarge HTGSETP_SCH_NO_OPTIMUM | Thermostat Setpoint | C | Default¦SmrDsn | 2014-01-01 | 2014-12-31 | Constant | 15.6 | [23 empty] | From DOE Prototype Buildings
OfficeLarge HTGSETP_SCH_NO_OPTIMUM | Thermostat Setpoint | C | WntrDsn | 2014-01-01 | 2014-12-31 | Hourly | 15.6 | 15.6 | 15.6 | 15.6 | 15.6 | 17.6 | 19.6 | 21 | 21 | 21 | 21 | 21 | 21 | 21 | 21 | 21 | 21 | 21 | 21 | 21 | 21 | 21 | 15.6 | 15.6 | From DOE Prototype Buildings
OfficeLarge HTGSETP_SCH_NO_OPTIMUM | Thermostat Setpoint | C | Sat | 2014-01-01 | 2014-12-31 | Hourly | 15.6 | 15.6 | 15.6 | 15.6 | 21 | 21 | 21 | 21 | 21 | 21 | 21 | 21 | 21 | 21 | 21 | 21 | 21 | 15.6 | 15.6 | 15.6 | 15.6 | 15.6 | 15.6 | 15.6 | From DOE Prototype Buildings
OfficeLarge HTGSETP_SCH_NO_OPTIMUM | Thermostat Setpoint | C | Wkdy | 2014-01-01 | 2014-12-31 | Hourly | 15.6 | 15.6 | 15.6 | 15.6 | 21 | 21 | 21 | 21 | 21 | 21 | 21 | 21 | 21 | 21 | 21 | 21 | 21 | 21 | 21 | 21 | 21 | 21 | 15.6 | 15.6 | From DOE Prototype Buildings
OfficeLarge HTGSETP_SCH_YES_OPTIMUM | Thermostat Setpoint | C | Default¦SmrDsn | 2014-01-01 | 2014-12-31 | Constant | 15.6 | [23 empty] | From DOE Prototype Buildings
OfficeLarge HTGSETP_SCH_YES_OPTIMUM | Thermostat Setpoint | C | WntrDsn | 2014-01-01 | 2014-12-31 | Hourly | 15.6 | 15.6 | 15.6 | 15.6 | 15.6 | 17.6 | 19.6 | 21 | 21 | 21 | 21 | 21 | 21 | 21 | 21 | 21 | 21 | 21 | 21 | 21 | 21 | 21 | 15.6 | 15.6 | From DOE Prototype Buildings
OfficeLarge HTGSETP_SCH_YES_OPTIMUM | Thermostat Setpoint | C | Sat | 2014-01-01 | 2014-12-31 | Hourly | 15.6 | 15.6 | 15.6 | 15.6 | 17.8 | 20 | 21 | 21 | 21 | 21 | 21 | 21 | 21 | 21 | 21 | 21 | 21 | 15.6 | 15.6 | 15.6 | 15.6 | 15.6 | 15.6 | 15.6 | From DOE Prototype Buildings
OfficeLarge HTGSETP_SCH_YES_OPTIMUM | Thermostat Setpoint | C | Wkdy | 2014-01-01 | 2014-12-31 | Hourly | 15.6 | 15.6 | 15.6 | 15.6 | 17.8 | 20 | 21 | 21 | 21 | 21 | 21 | 21 | 21 | 21 | 21 | 21 | 21 | 21 | 21 | 21 | 21 | 21 | 15.6 | 15.6 | From DOE Prototype Buildings
OfficeLarge HTGSETP_SCH_YES_OPTIMUM_original | Thermostat Setpoint | C | Default¦SmrDsn | 2014-01-01 | 2014-12-31 | Constant | 15.6 | [23 empty] | From DOE Prototype Buildings
OfficeLarge HTGSETP_SCH_YES_OPTIMUM_original | Thermostat Setpoint | C | WntrDsn | 2014-01-01 | 2014-12-31 | Hourly | 15.6 | 15.6 | 15.6 | 15.6 | 15.6 | 17.6 | 19.6 | 21 | 21 | 21 | 21 | 21 | 21 | 21 | 21 | 21 | 21 | 21 | 21 | 21 | 21 | 21 | 15.6 | 15.6 | From DOE Prototype Buildings
OfficeLarge HTGSETP_SCH_YES_OPTIMUM_original | Thermostat Setpoint | C | Sat | 2014-01-01 | 2014-12-31 | Hourly | 15.6 | 15.6 | 15.6 | 15.6 | 17.8 | 20 | 21 | 21 | 21 | 21 | 21 | 21 | 21 | 21 | 21 | 21 | 21 | 15.6 | 15.6 | 15.6 | 15.6 | 15.6 | 15.6 | 15.6 | From DOE Prototype Buildings
OfficeLarge HTGSETP_SCH_YES_OPTIMUM_original | Thermostat Setpoint | C | Wkdy | 2014-01-01 | 2014-12-31 | Hourly | 15.6 | 15.6 | 15.6 | 15.6 | 17.8 | 20 | 21 | 21 | 21 | 21 | 21 | 21 | 21 | 21 | 21 | 21 | 21 | 21 | 21 | 21 | 21 | 21 | 15.6 | 15.6 | From DOE Prototype Buildings
OfficeMedium CLGSETP_SCH_NO_OPTIMUM | Thermostat Setpoint | C | SmrDsn | 2014-01-01 | 2014-12-31 | Hourly | 26.7 | 26.7 | 26.7 | 26.7 | 26.7 | 25.7 | 25 | 24 | 24 | 24 | 24 | 24 | 24 | 24 | 24 | 24 | 24 | 24 | 24 | 24 | 24 | 24 | 26.7 | 26.7 | From DOE Prototype Buildings
OfficeMedium CLGSETP_SCH_NO_OPTIMUM | Thermostat Setpoint | C | Sat | 2014-01-01 | 2014-12-31 | Hourly | 26.7 | 26.7 | 26.7 | 26.7 | 26.7 | 24 | 24 | 24 | 24 | 24 | 24 | 24 | 24 | 24 | 24 | 24 | 24 | 26.7 | 26.7 | 26.7 | 26.7 | 26.7 | 26.7 | 26.7 | From DOE Prototype Buildings
OfficeMedium CLGSETP_SCH_NO_OPTIMUM | Thermostat Setpoint | C | Wkdy | 2014-01-01 | 2014-12-31 | Hourly | 26.7 | 26.7 | 26.7 | 26.7 | 26.7 | 24 | 24 | 24 | 24 | 24 | 24 | 24 | 24 | 24 | 24 | 24 | 24 | 24 | 24 | 24 | 24 | 24 | 26.7 | 26.7 | From DOE Prototype Buildings
OfficeMedium CLGSETP_SCH_NO_OPTIMUM | Thermostat Setpoint | C | Default¦WntrDsn | 2014-01-01 | 2014-12-31 | Constant | 26.7 | [23 empty] | From DOE Prototype Buildings
OfficeMedium CLGSETP_SCH_NO_SETBACK | Thermostat Setpoint | C | Default¦WntrDsn¦Sat¦Wkdy | 2014-01-01 | 2014-12-31 | Constant | 24 | [23 empty] | From DOE Prototype Buildings
OfficeMedium CLGSETP_SCH_NO_SETBACK | Thermostat Setpoint | C | SmrDsn | 2014-01-01 | 2014-12-31 | Hourly | 26.7 | 26.7 | 26.7 | 26.7 | 26.7 | 25.7 | 25 | 24 | 24 | 24 | 24 | 24 | 24 | 24 | 24 | 24 | 24 | 24 | 24 | 24 | 24 | 24 | 26.7 | 26.7 | From DOE Prototype Buildings
OfficeMedium CLGSETP_SCH_PACU_VAV_bot | Thermostat Setpoint | C | Default¦WntrDsn | 2014-01-01 | 2014-12-31 | Constant | 26.7 | [23 empty] | From DOE Prototype Buildings
OfficeMedium CLGSETP_SCH_PACU_VAV_bot | Thermostat Setpoint | C | SmrDsn | 2014-01-01 | 2014-12-31 | Hourly | 26.7 | 26.7 | 26.7 | 26.7 | 26.7 | 25.7 | 25 | 24 | 24 | 24 | 24 | 24 | 24 | 24 | 24 | 24 | 24 | 24 | 24 | 24 | 24 | 24 | 26.7 | 26.7 | From DOE Prototype Buildings
OfficeMedium CLGSETP_SCH_PACU_VAV_bot | Thermostat Setpoint | C | Sat | 2014-01-01 | 2014-12-31 | Hourly | 26.7 | 26.7 | 26.7 | 26.7 | 26.7 | 24 | 24 | 24 | 24 | 24 | 24 | 24 | 24 | 24 | 24 | 24 | 24 | 26.7 | 26.7 | 26.7 | 26.7 | 26.7 | 26.7 | 26.7 | From DOE Prototype Buildings
OfficeMedium CLGSETP_SCH_PACU_VAV_bot | Thermostat Setpoint | C | Wkdy | 2014-01-01 | 2014-12-31 | Hourly | 26.7 | 26.7 | 26.7 | 26.7 | 26.7 | 24 | 24 | 24 | 24 | 24 | 24 | 24 | 24 | 24 | 24 | 24 | 24 | 24 | 24 | 24 | 24 | 24 | 26.7 | 26.7 | From DOE Prototype Buildings
OfficeMedium CLGSETP_SCH_PACU_VAV_mid | Thermostat Setpoint | C | Default¦WntrDsn | 2014-01-01 | 2014-12-31 | Constant | 26.7 | [23 empty] | From DOE Prototype Buildings
OfficeMedium CLGSETP_SCH_PACU_VAV_mid | Thermostat Setpoint | C | SmrDsn | 2014-01-01 | 2014-12-31 | Hourly | 26.7 | 26.7 | 26.7 | 26.7 | 26.7 | 25.7 | 25 | 24 | 24 | 24 | 24 | 24 | 24 | 24 | 24 | 24 | 24 | 24 | 24 | 24 | 24 | 24 | 26.7 | 26.7 | From DOE Prototype Buildings
OfficeMedium CLGSETP_SCH_PACU_VAV_mid | Thermostat Setpoint | C | Sat | 2014-01-01 | 2014-12-31 | Hourly | 26.7 | 26.7 | 26.7 | 26.7 | 26.7 | 24 | 24 | 24 | 24 | 24 | 24 | 24 | 24 | 24 | 24 | 24 | 24 | 26.7 | 26.7 | 26.7 | 26.7 | 26.7 | 26.7 | 26.7 | From DOE Prototype Buildings
OfficeMedium CLGSETP_SCH_PACU_VAV_mid | Thermostat Setpoint | C | Wkdy | 2014-01-01 | 2014-12-31 | Hourly | 26.7 | 26.7 | 26.7 | 26.7 | 26.7 | 24 | 24 | 24 | 24 | 24 | 24 | 24 | 24 | 24 | 24 | 24 | 24 | 24 | 24 | 24 | 24 | 24 | 26.7 | 26.7 | From DOE Prototype Buildings
OfficeMedium CLGSETP_SCH_PACU_VAV_top | Thermostat Setpoint | C | Default¦WntrDsn | 2014-01-01 | 2014-12-31 | Constant | 26.7 | [23 empty] | From DOE Prototype Buildings
OfficeMedium CLGSETP_SCH_PACU_VAV_top | Thermostat Setpoint | C | SmrDsn | 2014-01-01 | 2014-12-31 | Hourly | 26.7 | 26.7 | 26.7 | 26.7 | 26.7 | 25.7 | 25 | 24 | 24 | 24 | 24 | 24 | 24 | 24 | 24 | 24 | 24 | 24 | 24 | 24 | 24 | 24 | 26.7 | 26.7 | From DOE Prototype Buildings
OfficeMedium CLGSETP_SCH_PACU_VAV_top | Thermostat Setpoint | C | Sat | 2014-01-01 | 2014-12-31 | Hourly | 26.7 | 26.7 | 26.7 | 26.7 | 26.7 | 24 | 24 | 24 | 24 | 24 | 24 | 24 | 24 | 24 | 24 | 24 | 24 | 26.7 | 26.7 | 26.7 | 26.7 | 26.7 | 26.7 | 26.7 | From DOE Prototype Buildings
OfficeMedium CLGSETP_SCH_PACU_VAV_top | Thermostat Setpoint | C | Wkdy | 2014-01-01 | 2014-12-31 | Hourly | 26.7 | 26.7 | 26.7 | 26.7 | 26.7 | 24 | 24 | 24 | 24 | 24 | 24 | 24 | 24 | 24 | 24 | 24 | 24 | 24 | 24 | 24 | 24 | 24 | 26.7 | 26.7 | From DOE Prototype Buildings
OfficeMedium CLGSETP_SCH_YES_OPTIMUM | Thermostat Setpoint | C | Default¦WntrDsn | 2014-01-01 | 2014-12-31 | Constant | 26.7 | [23 empty] | From DOE Prototype Buildings
OfficeMedium CLGSETP_SCH_YES_OPTIMUM | Thermostat Setpoint | C | SmrDsn | 2014-01-01 | 2014-12-31 | Hourly | 26.7 | 26.7 | 26.7 | 26.7 | 26.7 | 25.7 | 25 | 24 | 24 | 24 | 24 | 24 | 24 | 24 | 24 | 24 | 24 | 24 | 24 | 24 | 24 | 24 | 26.7 | 26.7 | From DOE Prototype Buildings
OfficeMedium CLGSETP_SCH_YES_OPTIMUM | Thermostat Setpoint | C | Sat | 2014-01-01 | 2014-12-31 | Hourly | 26.7 | 26.7 | 26.7 | 26.7 | 26.7 | 25.7 | 25 | 24 | 24 | 24 | 24 | 24 | 24 | 24 | 24 | 24 | 24 | 26.7 | 26.7 | 26.7 | 26.7 | 26.7 | 26.7 | 26.7 | From DOE Prototype Buildings
OfficeMedium CLGSETP_SCH_YES_OPTIMUM | Thermostat Setpoint | C | Wkdy | 2014-01-01 | 2014-12-31 | Hourly | 26.7 | 26.7 | 26.7 | 26.7 | 26.7 | 25.6 | 25 | 24 | 24 | 24 | 24 | 24 | 24 | 24 | 24 | 24 | 24 | 24 | 24 | 24 | 24 | 24 | 26.7 | 26.7 | From DOE Prototype Buildings
OfficeMedium CLGSETP_SCH_YES_OPTIMUM_ORIGINAL | Thermostat Setpoint | C | Default¦WntrDsn | 2014-01-01 | 2014-12-31 | Constant | 26.7 | [23 empty] | From DOE Prototype Buildings
OfficeMedium CLGSETP_SCH_YES_OPTIMUM_ORIGINAL | Thermostat Setpoint | C | SmrDsn | 2014-01-01 | 2014-12-31 | Hourly | 26.7 | 26.7 | 26.7 | 26.7 | 26.7 | 25.7 | 25 | 24 | 24 | 24 | 24 | 24 | 24 | 24 | 24 | 24 | 24 | 24 | 24 | 24 | 24 | 24 | 26.7 | 26.7 | From DOE Prototype Buildings
OfficeMedium CLGSETP_SCH_YES_OPTIMUM_ORIGINAL | Thermostat Setpoint | C | Sat | 2014-01-01 | 2014-12-31 | Hourly | 26.7 | 26.7 | 26.7 | 26.7 | 26.7 | 25.7 | 25 | 24 | 24 | 24 | 24 | 24 | 24 | 24 | 24 | 24 | 24 | 26.7 | 26.7 | 26.7 | 26.7 | 26.7 | 26.7 | 26.7 | From DOE Prototype Buildings
OfficeMedium CLGSETP_SCH_YES_OPTIMUM_ORIGINAL | Thermostat Setpoint | C | Wkdy | 2014-01-01 | 2014-12-31 | Hourly | 26.7 | 26.7 | 26.7 | 26.7 | 26.7 | 25.6 | 25 | 24 | 24 | 24 | 24 | 24 | 24 | 24 | 24 | 24 | 24 | 24 | 24 | 24 | 24 | 24 | 26.7 | 26.7 | From DOE Prototype Buildings
OfficeMedium HTGSETP_SCH_NO_OPTIMUM | Thermostat Setpoint | C | Default¦SmrDsn | 2014-01-01 | 2014-12-31 | Constant | 15.6 | [23 empty] | From DOE Prototype Buildings
OfficeMedium HTGSETP_SCH_NO_OPTIMUM | Thermostat Setpoint | C | WntrDsn | 2014-01-01 | 2014-12-31 | Hourly | 15.6 | 15.6 | 15.6 | 15.6 | 15.6 | 17.6 | 19.6 | 21 | 21 | 21 | 21 | 21 | 21 | 21 | 21 | 21 | 21 | 21 | 21 | 21 | 21 | 21 | 15.6 | 15.6 | From DOE Prototype Buildings
OfficeMedium HTGSETP_SCH_NO_OPTIMUM | Thermostat Setpoint | C | Sat | 2014-01-01 | 2014-12-31 | Hourly | 15.6 | 15.6 | 15.6 | 15.6 | 15.6 | 21 | 21 | 21 | 21 | 21 | 21 | 21 | 21 | 21 | 21 | 21 | 21 | 15.6 | 15.6 | 15.6 | 15.6 | 15.6 | 15.6 | 15.6 | From DOE Prototype Buildings
OfficeMedium HTGSETP_SCH_NO_OPTIMUM | Thermostat Setpoint | C | Wkdy | 2014-01-01 | 2014-12-31 | Hourly | 15.6 | 15.6 | 15.6 | 15.6 | 15.6 | 21 | 21 | 21 | 21 | 21 | 21 | 21 | 21 | 21 | 21 | 21 | 21 | 21 | 21 | 21 | 21 | 21 | 15.6 | 15.6 | From DOE Prototype Buildings
OfficeMedium HTGSETP_SCH_PACU_VAV_bot | Thermostat Setpoint | C | Default¦SmrDsn | 2014-01-01 | 2014-12-31 | Constant | 15.6 | [23 empty] | From DOE Prototype Buildings
OfficeMedium HTGSETP_SCH_PACU_VAV_bot | Thermostat Setpoint | C | WntrDsn | 2014-01-01 | 2014-12-31 | Hourly | 15.6 | 15.6 | 15.6 | 15.6 | 15.6 | 17.6 | 19.6 | 21 | 21 | 21 | 21 | 21 | 21 | 21 | 21 | 21 | 21 | 21 | 21 | 21 | 21 | 21 | 15.6 | 15.6 | From DOE Prototype Buildings
OfficeMedium HTGSETP_SCH_PACU_VAV_bot | Thermostat Setpoint | C | Sat | 2014-01-01 | 2014-12-31 | Hourly | 15.6 | 15.6 | 15.6 | 15.6 | 15.6 | 21 | 21 | 21 | 21 | 21 | 21 | 21 | 21 | 21 | 21 | 21 | 21 | 15.6 | 15.6 | 15.6 | 15.6 | 15.6 | 15.6 | 15.6 | From DOE Prototype Buildings
OfficeMedium HTGSETP_SCH_PACU_VAV_bot | Thermostat Setpoint | C | Wkdy | 2014-01-01 | 2014-12-31 | Hourly | 15.6 | 15.6 | 15.6 | 15.6 | 15.6 | 21 | 21 | 21 | 21 | 21 | 21 | 21 | 21 | 21 | 21 | 21 | 21 | 21 | 21 | 21 | 21 | 21 | 15.6 | 15.6 | From DOE Prototype Buildings
OfficeMedium HTGSETP_SCH_PACU_VAV_mid | Thermostat Setpoint | C | Default¦SmrDsn | 2014-01-01 | 2014-12-31 | Constant | 15.6 | [23 empty] | From DOE Prototype Buildings
OfficeMedium HTGSETP_SCH_PACU_VAV_mid | Thermostat Setpoint | C | WntrDsn | 2014-01-01 | 2014-12-31 | Hourly | 15.6 | 15.6 | 15.6 | 15.6 | 15.6 | 17.6 | 19.6 | 21 | 21 | 21 | 21 | 21 | 21 | 21 | 21 | 21 | 21 | 21 | 21 | 21 | 21 | 21 | 15.6 | 15.6 | From DOE Prototype Buildings
OfficeMedium HTGSETP_SCH_PACU_VAV_mid | Thermostat Setpoint | C | Sat | 2014-01-01 | 2014-12-31 | Hourly | 15.6 | 15.6 | 15.6 | 15.6 | 15.6 | 21 | 21 | 21 | 21 | 21 | 21 | 21 | 21 | 21 | 21 | 21 | 21 | 15.6 | 15.6 | 15.6 | 15.6 | 15.6 | 15.6 | 15.6 | From DOE Prototype Buildings
OfficeMedium HTGSETP_SCH_PACU_VAV_mid | Thermostat Setpoint | C | Wkdy | 2014-01-01 | 2014-12-31 | Hourly | 15.6 | 15.6 | 15.6 | 15.6 | 15.6 | 21 | 21 | 21 | 21 | 21 | 21 | 21 | 21 | 21 | 21 | 21 | 21 | 21 | 21 | 21 | 21 | 21 | 15.6 | 15.6 | From DOE Prototype Buildings
OfficeMedium HTGSETP_SCH_PACU_VAV_top | Thermostat Setpoint | C | Default¦SmrDsn | 2014-01-01 | 2014-12-31 | Constant | 15.6 | [23 empty] | From DOE Prototype Buildings
OfficeMedium HTGSETP_SCH_PACU_VAV_top | Thermostat Setpoint | C | WntrDsn | 2014-01-01 | 2014-12-31 | Hourly | 15.6 | 15.6 | 15.6 | 15.6 | 15.6 | 17.6 | 19.6 | 21 | 21 | 21 | 21 | 21 | 21 | 21 | 21 | 21 | 21 | 21 | 21 | 21 | 21 | 21 | 15.6 | 15.6 | From DOE Prototype Buildings
OfficeMedium HTGSETP_SCH_PACU_VAV_top | Thermostat Setpoint | C | Sat | 2014-01-01 | 2014-12-31 | Hourly | 15.6 | 15.6 | 15.6 | 15.6 | 15.6 | 21 | 21 | 21 | 21 | 21 | 21 | 21 | 21 | 21 | 21 | 21 | 21 | 15.6 | 15.6 | 15.6 | 15.6 | 15.6 | 15.6 | 15.6 | From DOE Prototype Buildings
OfficeMedium HTGSETP_SCH_PACU_VAV_top | Thermostat Setpoint | C | Wkdy | 2014-01-01 | 2014-12-31 | Hourly | 15.6 | 15.6 | 15.6 | 15.6 | 15.6 | 21 | 21 | 21 | 21 | 21 | 21 | 21 | 21 | 21 | 21 | 21 | 21 | 21 | 21 | 21 | 21 | 21 | 15.6 | 15.6 | From DOE Prototype Buildings
OfficeMedium HTGSETP_SCH_YES_OPTIMUM | Thermostat Setpoint | C | Default¦SmrDsn | 2014-01-01 | 2014-12-31 | Constant | 15.6 | [23 empty] | From DOE Prototype Buildings
OfficeMedium HTGSETP_SCH_YES_OPTIMUM | Thermostat Setpoint | C | WntrDsn | 2014-01-01 | 2014-12-31 | Hourly | 15.6 | 15.6 | 15.6 | 15.6 | 15.6 | 17.6 | 19.6 | 21 | 21 | 21 | 21 | 21 | 21 | 21 | 21 | 21 | 21 | 21 | 21 | 21 | 21 | 21 | 15.6 | 15.6 | From DOE Prototype Buildings
OfficeMedium HTGSETP_SCH_YES_OPTIMUM | Thermostat Setpoint | C | Sat | 2014-01-01 | 2014-12-31 | Hourly | 15.6 | 15.6 | 15.6 | 15.6 | 15.6 | 17.8 | 20 | 21 | 21 | 21 | 21 | 21 | 21 | 21 | 21 | 21 | 21 | 15.6 | 15.6 | 15.6 | 15.6 | 15.6 | 15.6 | 15.6 | From DOE Prototype Buildings
OfficeMedium HTGSETP_SCH_YES_OPTIMUM | Thermostat Setpoint | C | Wkdy | 2014-01-01 | 2014-12-31 | Hourly | 15.6 | 15.6 | 15.6 | 15.6 | 15.6 | 17.8 | 20 | 21 | 21 | 21 | 21 | 21 | 21 | 21 | 21 | 21 | 21 | 21 | 21 | 21 | 21 | 21 | 15.6 | 15.6 | From DOE Prototype Buildings
OfficeMedium HTGSETP_SCH_YES_OPTIMUM_ORIGINAL | Thermostat Setpoint | C | Default¦SmrDsn | 2014-01-01 | 2014-12-31 | Constant | 15.6 | [23 empty] | From DOE Prototype Buildings
OfficeMedium HTGSETP_SCH_YES_OPTIMUM_ORIGINAL | Thermostat Setpoint | C | WntrDsn | 2014-01-01 | 2014-12-31 | Hourly | 15.6 | 15.6 | 15.6 | 15.6 | 15.6 | 17.6 | 19.6 | 21 | 21 | 21 | 21 | 21 | 21 | 21 | 21 | 21 | 21 | 21 | 21 | 21 | 21 | 21 | 15.6 | 15.6 | From DOE Prototype Buildings
OfficeMedium HTGSETP_SCH_YES_OPTIMUM_ORIGINAL | Thermostat Setpoint | C | Sat | 2014-01-01 | 2014-12-31 | Hourly | 15.6 | 15.6 | 15.6 | 15.6 | 15.6 | 17.8 | 20 | 21 | 21 | 21 | 21 | 21 | 21 | 21 | 21 | 21 | 21 | 15.6 | 15.6 | 15.6 | 15.6 | 15.6 | 15.6 | 15.6 | From DOE Prototype Buildings
OfficeMedium HTGSETP_SCH_YES_OPTIMUM_ORIGINAL | Thermostat Setpoint | C | Wkdy | 2014-01-01 | 2014-12-31 | Hourly | 15.6 | 15.6 | 15.6 | 15.6 | 15.6 | 17.8 | 20 | 21 | 21 | 21 | 21 | 21 | 21 | 21 | 21 | 21 | 21 | 21 | 21 | 21 | 21 | 21 | 15.6 | 15.6 | From DOE Prototype Buildings
OfficeProgrammableClgSetpt | Thermostat Setpoint | C | Sun | 2017-01-01 | 2017-12-31 | Hourly | 29.44 | 29.44 | 29.44 | 29.44 | 29.44 | 29.44 | 29.44 | 29.44 | 29.44 | 29.44 | 29.44 | 29.44 | 29.44 | 29.44 | 29.44 | 29.44 | 29.44 | 29.44 | 29.44 | 29.44 | 29.44 | 29.44 | 29.44 | 29.44 | From Commercial Building Energy Saver (CBES) Prototype Models: cbes.lbl.gov
OfficeProgrammableClgSetpt | Thermostat Setpoint | C | Wkdy | 2017-01-01 | 2017-12-31 | Hourly | 29.44 | 29.44 | 29.44 | 29.44 | 29.44 | 23.89 | 23.89 | 23.89 | 23.89 | 23.89 | 23.89 | 23.89 | 23.89 | 23.89 | 23.89 | 23.89 | 23.89 | 23.89 | 23.89 | 29.44 | 29.44 | 29.44 | 29.44 | 29.44 | From Commercial Building Energy Saver (CBES) Prototype Models: cbes.lbl.gov
OfficeProgrammableClgSetpt | Thermostat Setpoint | C | Sat | 2017-01-01 | 2017-12-31 | Hourly | 29.44 | 29.44 | 29.44 | 29.44 | 29.44 | 29.44 | 29.44 | 29.44 | 29.44 | 29.44 | 29.44 | 29.44 | 29.44 | 29.44 | 29.44 | 29.44 | 29.44 | 29.44 | 29.44 | 29.44 | 29.44 | 29.44 | 29.44 | 29.44 | From Commercial Building Energy Saver (CBES) Prototype Models: cbes.lbl.gov
OfficeProgrammableHtgSetpt | Thermostat Setpoint | C | Sun | 2017-01-01 | 2017-12-31 | Hourly | 15.56 | 15.56 | 15.56 | 15.56 | 15.56 | 15.56 | 15.56 | 15.56 | 15.56 | 15.56 | 15.56 | 15.56 | 15.56 | 15.56 | 15.56 | 15.56 | 15.56 | 15.56 | 15.56 | 15.56 | 15.56 | 15.56 | 15.56 | 15.56 | From Commercial Building Energy Saver (CBES) Prototype Models: cbes.lbl.gov
OfficeProgrammableHtgSetpt | Thermostat Setpoint | C | Wkdy | 2017-01-01 | 2017-12-31 | Hourly | 15.56 | 15.56 | 15.56 | 15.56 | 15.56 | 21.11 | 21.11 | 21.11 | 21.11 | 21.11 | 21.11 | 21.11 | 21.11 | 21.11 | 21.11 | 21.11 | 21.11 | 21.11 | 21.11 | 15.56 | 15.56 | 15.56 | 15.56 | 15.56 | From Commercial Building Energy Saver (CBES) Prototype Models: cbes.lbl.gov
OfficeProgrammableHtgSetpt | Thermostat Setpoint | C | Sat | 2017-01-01 | 2017-12-31 | Hourly | 15.56 | 15.56 | 15.56 | 15.56 | 15.56 | 15.56 | 15.56 | 15.56 | 15.56 | 15.56 | 15.56 | 15.56 | 15.56 | 15.56 | 15.56 | 15.56 | 15.56 | 15.56 | 15.56 | 15.56 | 15.56 | 15.56 | 15.56 | 15.56 | From Commercial Building Energy Saver (CBES) Prototype Models: cbes.lbl.gov
OfficeSmall CLGSETP_SCH_NO_OPTIMUM | Thermostat Setpoint | C | Default | 2014-01-01 | 2014-12-31 | Constant | 29.44 | [23 empty] | From DOE Prototype Buildings
OfficeSmall CLGSETP_SCH_NO_OPTIMUM | Thermostat Setpoint | C | WntrDsn | 2014-01-01 | 2014-12-31 | Constant | 29.44 | [23 empty] | From DOE Prototype Buildings
OfficeSmall CLGSETP_SCH_NO_OPTIMUM | Thermostat Setpoint | C | SmrDsn | 2014-01-01 | 2014-12-31 | Constant | 23.89 | [23 empty] | From DOE Prototype Buildings
OfficeSmall CLGSETP_SCH_NO_OPTIMUM | Thermostat Setpoint | C | Wkdy | 2014-01-01 | 2014-12-31 | Hourly | 29.44 | 29.44 | 29.44 | 29.44 | 29.44 | 29.44 | 23.89 | 23.89 | 23.89 | 23.89 | 23.89 | 23.89 | 23.89 | 23.89 | 23.89 | 23.89 | 23.89 | 23.89 | 29.44 | 29.44 | 29.44 | 29.44 | 29.44 | 29.44 | From DOE Prototype Buildings
OfficeSmall CLGSETP_SCH_NO_SETBACK | Thermostat Setpoint | C | Default | 2014-01-01 | 2014-12-31 | Constant | 23.89 | [23 empty] | From DOE Prototype Buildings
OfficeSmall CLGSETP_SCH_NO_SETBACK | Thermostat Setpoint | C | WntrDsn | 2014-01-01 | 2014-12-31 | Constant | 29.44 | [23 empty] | From DOE Prototype Buildings
OfficeSmall CLGSETP_SCH_NO_SETBACK | Thermostat Setpoint | C | SmrDsn¦Wkdy | 2014-01-01 | 2014-12-31 | Constant | 23.89 | [23 empty] | From DOE Prototype Buildings
OfficeSmall CLGSETP_SCH_YES_OPTIMUM | Thermostat Setpoint | C | Default | 2014-01-01 | 2014-12-31 | Constant | 23.89 | [23 empty] | From DOE Prototype Buildings
OfficeSmall CLGSETP_SCH_YES_OPTIMUM | Thermostat Setpoint | C | WntrDsn | 2014-01-01 | 2014-12-31 | Constant | 29.44 | [23 empty] | From DOE Prototype Buildings
OfficeSmall CLGSETP_SCH_YES_OPTIMUM | Thermostat Setpoint | C | SmrDsn | 2014-01-01 | 2014-12-31 | Constant | 23.89 | [23 empty] | From DOE Prototype Buildings
OfficeSmall CLGSETP_SCH_YES_OPTIMUM | Thermostat Setpoint | C | Wkdy | 2014-01-01 | 2014-12-31 | Hourly | 29.44 | 29.44 | 29.44 | 29.44 | 29.44 | 29.44 | 27.8 | 25.6 | 23.89 | 23.89 | 23.89 | 23.89 | 23.89 | 23.89 | 23.89 | 23.89 | 23.89 | 23.89 | 29.44 | 29.44 | 29.44 | 29.44 | 29.44 | 29.44 | From DOE Prototype Buildings
OfficeSmall HTGSETP_SCH_NO_OPTIMUM | Thermostat Setpoint | C | Default | 2014-01-01 | 2014-12-31 | Constant | 15.56 | [23 empty] | From DOE Prototype Buildings
OfficeSmall HTGSETP_SCH_NO_OPTIMUM | Thermostat Setpoint | C | WntrDsn | 2014-01-01 | 2014-12-31 | Constant | 21.11 | [23 empty] | From DOE Prototype Buildings
OfficeSmall HTGSETP_SCH_NO_OPTIMUM | Thermostat Setpoint | C | SmrDsn | 2014-01-01 | 2014-12-31 | Constant | 15.56 | [23 empty] | From DOE Prototype Buildings
OfficeSmall HTGSETP_SCH_NO_OPTIMUM | Thermostat Setpoint | C | Wkdy | 2014-01-01 | 2014-12-31 | Hourly | 15.56 | 15.56 | 15.56 | 15.56 | 15.56 | 15.56 | 21.11 | 21.11 | 21.11 | 21.11 | 21.11 | 21.11 | 21.11 | 21.11 | 21.11 | 21.11 | 21.11 | 21.11 | 21.11 | 15.56 | 15.56 | 15.56 | 15.56 | 15.56 | From DOE Prototype Buildings
OfficeSmall HTGSETP_SCH_YES_OPTIMUM | Thermostat Setpoint | C | Default | 2014-01-01 | 2014-12-31 | Constant | 15.56 | [23 empty] | From DOE Prototype Buildings
OfficeSmall HTGSETP_SCH_YES_OPTIMUM | Thermostat Setpoint | C | WntrDsn | 2014-01-01 | 2014-12-31 | Constant | 21.11 | [23 empty] | From DOE Prototype Buildings
OfficeSmall HTGSETP_SCH_YES_OPTIMUM | Thermostat Setpoint | C | SmrDsn | 2014-01-01 | 2014-12-31 | Constant | 15.56 | [23 empty] | From DOE Prototype Buildings
OfficeSmall HTGSETP_SCH_YES_OPTIMUM | Thermostat Setpoint | C | Wkdy | 2014-01-01 | 2014-12-31 | Hourly | 15.56 | 15.56 | 15.56 | 15.56 | 15.56 | 15.56 | 17.8 | 20 | 21.11 | 21.11 | 21.11 | 21.11 | 21.11 | 21.11 | 21.11 | 21.11 | 21.11 | 21.11 | 21.11 | 15.56 | 15.56 | 15.56 | 15.56 | 15.56 | From DOE Prototype Buildings
Outpatient ClgSetp | Thermostat Setpoint | C | Default¦SmrDsn | 2014-01-01 | 2014-12-31 | Hourly | 25 | 25 | 25 | 25 | 25 | 22.2 | 22.2 | 22.2 | 22.2 | 22.2 | 22.2 | 22.2 | 22.2 | 22.2 | 22.2 | 22.2 | 22.2 | 22.2 | 25 | 25 | 25 | 25 | 25 | 25 | From DOE Reference Buildings
Outpatient ClgSetp | Thermostat Setpoint | C | WntrDsn | 2014-01-01 | 2014-12-31 | Hourly | 25 | 25 | 25 | 25 | 25 | 25 | 25 | 22.2 | 22.2 | 22.2 | 22.2 | 22.2 | 22.2 | 22.2 | 22.2 | 25 | 25 | 25 | 25 | 25 | 25 | 25 | 25 | 25 | From DOE Reference Buildings
Outpatient ClgSetp | Thermostat Setpoint | C | Wknd | 2014-01-01 | 2014-12-31 | Constant | 25 | [23 empty] | From DOE Reference Buildings
Outpatient HtgSetp | Thermostat Setpoint | C | Default¦SmrDsn | 2014-01-01 | 2014-12-31 | Hourly | 18.3 | 18.3 | 18.3 | 18.3 | 18.3 | 21.1 | 21.1 | 21.1 | 21.1 | 21.1 | 21.1 | 21.1 | 21.1 | 21.1 | 21.1 | 21.1 | 21.1 | 21.1 | 18.3 | 18.3 | 18.3 | 18.3 | 18.3 | 18.3 | From DOE Reference Buildings
Outpatient HtgSetp | Thermostat Setpoint | C | WntrDsn | 2014-01-01 | 2014-12-31 | Hourly | 18.3 | 18.3 | 18.3 | 18.3 | 18.3 | 18.3 | 18.3 | 21.1 | 21.1 | 21.1 | 21.1 | 21.1 | 21.1 | 21.1 | 21.1 | 18.3 | 18.3 | 18.3 | 18.3 | 18.3 | 18.3 | 18.3 | 18.3 | 18.3 | From DOE Reference Buildings
Outpatient HtgSetp | Thermostat Setpoint | C | Wknd | 2014-01-01 | 2014-12-31 | Constant | 18.3 | [23 empty] | From DOE Reference Buildings
Outpatient OR ClgSetp | Thermostat Setpoint | C | Default¦WntrDsn¦SmrDsn | 2014-01-01 | 2014-12-31 | Hourly | 22.2 | 22.2 | 22.2 | 22.2 | 22.2 | 22.2 | 18.3 | 18.3 | 18.3 | 18.3 | 18.3 | 18.3 | 18.3 | 18.3 | 18.3 | 18.3 | 18.3 | 22.2 | 22.2 | 22.2 | 22.2 | 22.2 | 22.2 | 22.2 | From DOE Reference Buildings
Outpatient OR HtgSetp | Thermostat Setpoint | C | Default¦WntrDsn¦SmrDsn | 2014-01-01 | 2014-12-31 | Constant | 18.3 | [23 empty] | From DOE Reference Buildings
OutPatientHealthCare CLGSETP_SCH_NO_OPTIMUM | Thermostat Setpoint | C | Default | 2014-01-01 | 2014-12-31 | Constant | 25 | [23 empty] | From DOE Prototype Buildings
OutPatientHealthCare CLGSETP_SCH_NO_OPTIMUM | Thermostat Setpoint | C | WntrDsn | 2014-01-01 | 2014-12-31 | Hourly | 25 | 25 | 25 | 25 | 25 | 25 | 25 | 22.2 | 22.2 | 22.2 | 22.2 | 22.2 | 22.2 | 22.2 | 22.2 | 25 | 25 | 25 | 25 | 25 | 25 | 25 | 25 | 25 | From DOE Prototype Buildings
OutPatientHealthCare CLGSETP_SCH_NO_OPTIMUM | Thermostat Setpoint | C | SmrDsn¦Wkdy | 2014-01-01 | 2014-12-31 | Hourly | 25 | 25 | 25 | 25 | 25 | 22.2 | 22.2 | 22.2 | 22.2 | 22.2 | 22.2 | 22.2 | 22.2 | 22.2 | 22.2 | 22.2 | 22.2 | 22.2 | 25 | 25 | 25 | 25 | 25 | 25 | From DOE Prototype Buildings
OutPatientHealthCare CLGSETP_SCH_NO_SETBACK | Thermostat Setpoint | C | Default¦Wkdy | 2014-01-01 | 2014-12-31 | Constant | 22.2 | [23 empty] | From DOE Prototype Buildings
OutPatientHealthCare CLGSETP_SCH_NO_SETBACK | Thermostat Setpoint | C | WntrDsn | 2014-01-01 | 2014-12-31 | Hourly | 25 | 25 | 25 | 25 | 25 | 25 | 25 | 22.2 | 22.2 | 22.2 | 22.2 | 22.2 | 22.2 | 22.2 | 22.2 | 25 | 25 | 25 | 25 | 25 | 25 | 25 | 25 | 25 | From DOE Prototype Buildings
OutPatientHealthCare CLGSETP_SCH_NO_SETBACK | Thermostat Setpoint | C | SmrDsn | 2014-01-01 | 2014-12-31 | Hourly | 25 | 25 | 25 | 25 | 25 | 22.2 | 22.2 | 22.2 | 22.2 | 22.2 | 22.2 | 22.2 | 22.2 | 22.2 | 22.2 | 22.2 | 22.2 | 22.2 | 25 | 25 | 25 | 25 | 25 | 25 | From DOE Prototype Buildings
OutPatientHealthCare CLGSETP_SCH_YES_OPTIMUM | Thermostat Setpoint | C | Default | 2014-01-01 | 2014-12-31 | Constant | 25 | [23 empty] | From DOE Prototype Buildings
OutPatientHealthCare CLGSETP_SCH_YES_OPTIMUM | Thermostat Setpoint | C | WntrDsn | 2014-01-01 | 2014-12-31 | Hourly | 25 | 25 | 25 | 25 | 25 | 25 | 25 | 22.2 | 22.2 | 22.2 | 22.2 | 22.2 | 22.2 | 22.2 | 22.2 | 25 | 25 | 25 | 25 | 25 | 25 | 25 | 25 | 25 | From DOE Prototype Buildings
OutPatientHealthCare CLGSETP_SCH_YES_OPTIMUM | Thermostat Setpoint | C | SmrDsn | 2014-01-01 | 2014-12-31 | Hourly | 25 | 25 | 25 | 25 | 25 | 22.2 | 22.2 | 22.2 | 22.2 | 22.2 | 22.2 | 22.2 | 22.2 | 22.2 | 22.2 | 22.2 | 22.2 | 22.2 | 25 | 25 | 25 | 25 | 25 | 25 | From DOE Prototype Buildings
OutPatientHealthCare CLGSETP_SCH_YES_OPTIMUM | Thermostat Setpoint | C | Sat | 2014-01-01 | 2014-12-31 | Hourly | 25 | 25 | 25 | 25 | 25 | 23.9 | 23.3 | 22.2 | 22.2 | 22.2 | 22.2 | 22.2 | 22.2 | 22.2 | 22.2 | 25 | 25 | 25 | 25 | 25 | 25 | 25 | 25 | 25 | From DOE Prototype Buildings
OutPatientHealthCare CLGSETP_SCH_YES_OPTIMUM | Thermostat Setpoint | C | Wkdy | 2014-01-01 | 2014-12-31 | Hourly | 25 | 25 | 25 | 25 | 25 | 23.9 | 23.3 | 22.2 | 22.2 | 22.2 | 22.2 | 22.2 | 22.2 | 22.2 | 22.2 | 22.2 | 22.2 | 22.2 | 25 | 25 | 25 | 25 | 25 | 25 | From DOE Prototype Buildings
OutPatientHealthCare CLGSETP_SCH_YES_OPTIMUM_ORIGINAL | Thermostat Setpoint | C | Default | 2014-01-01 | 2014-12-31 | Constant | 25 | [23 empty] | From DOE Prototype Buildings
OutPatientHealthCare CLGSETP_SCH_YES_OPTIMUM_ORIGINAL | Thermostat Setpoint | C | WntrDsn | 2014-01-01 | 2014-12-31 | Hourly | 25 | 25 | 25 | 25 | 25 | 25 | 25 | 22.2 | 22.2 | 22.2 | 22.2 | 22.2 | 22.2 | 22.2 | 22.2 | 25 | 25 | 25 | 25 | 25 | 25 | 25 | 25 | 25 | From DOE Prototype Buildings
OutPatientHealthCare CLGSETP_SCH_YES_OPTIMUM_ORIGINAL | Thermostat Setpoint | C | SmrDsn | 2014-01-01 | 2014-12-31 | Hourly | 25 | 25 | 25 | 25 | 25 | 22.2 | 22.2 | 22.2 | 22.2 | 22.2 | 22.2 | 22.2 | 22.2 | 22.2 | 22.2 | 22.2 | 22.2 | 22.2 | 25 | 25 | 25 | 25 | 25 | 25 | From DOE Prototype Buildings
OutPatientHealthCare CLGSETP_SCH_YES_OPTIMUM_ORIGINAL | Thermostat Setpoint | C | Wkdy | 2014-01-01 | 2014-12-31 | Hourly | 25 | 25 | 25 | 25 | 25 | 23.9 | 23.3 | 22.2 | 22.2 | 22.2 | 22.2 | 22.2 | 22.2 | 22.2 | 22.2 | 22.2 | 22.2 | 22.2 | 25 | 25 | 25 | 25 | 25 | 25 | From DOE Prototype Buildings
OutPatientHealthCare HTGSETP_SCH_NO_OPTIMUM | Thermostat Setpoint | C | Default | 2014-01-01 | 2014-12-31 | Constant | 18.3 | [23 empty] | From DOE Prototype Buildings
OutPatientHealthCare HTGSETP_SCH_NO_OPTIMUM | Thermostat Setpoint | C | WntrDsn | 2014-01-01 | 2014-12-31 | Hourly | 18.3 | 18.3 | 18.3 | 18.3 | 18.3 | 18.3 | 18.3 | 21.1 | 21.1 | 21.1 | 21.1 | 21.1 | 21.1 | 21.1 | 21.1 | 18.3 | 18.3 | 18.3 | 18.3 | 18.3 | 18.3 | 18.3 | 18.3 | 18.3 | From DOE Prototype Buildings
OutPatientHealthCare HTGSETP_SCH_NO_OPTIMUM | Thermostat Setpoint | C | SmrDsn¦Wkdy | 2014-01-01 | 2014-12-31 | Hourly | 18.3 | 18.3 | 18.3 | 18.3 | 18.3 | 21.1 | 21.1 | 21.1 | 21.1 | 21.1 | 21.1 | 21.1 | 21.1 | 21.1 | 21.1 | 21.1 | 21.1 | 21.1 | 18.3 | 18.3 | 18.3 | 18.3 | 18.3 | 18.3 | From DOE Prototype Buildings
OutPatientHealthCare HTGSETP_SCH_YES_OPTIMUM | Thermostat Setpoint | C | Default | 2014-01-01 | 2014-12-31 | Constant | 18.3 | [23 empty] | From DOE Prototype Buildings
OutPatientHealthCare HTGSETP_SCH_YES_OPTIMUM | Thermostat Setpoint | C | WntrDsn | 2014-01-01 | 2014-12-31 | Hourly | 18.3 | 18.3 | 18.3 | 18.3 | 18.3 | 18.3 | 18.3 | 21.1 | 21.1 | 21.1 | 21.1 | 21.1 | 21.1 | 21.1 | 21.1 | 18.3 | 18.3 | 18.3 | 18.3 | 18.3 | 18.3 | 18.3 | 18.3 | 18.3 | From DOE Prototype Buildings
OutPatientHealthCare HTGSETP_SCH_YES_OPTIMUM | Thermostat Setpoint | C | SmrDsn | 2014-01-01 | 2014-12-31 | Hourly | 18.3 | 18.3 | 18.3 | 18.3 | 18.3 | 21.1 | 21.1 | 21.1 | 21.1 | 21.1 | 21.1 | 21.1 | 21.1 | 21.1 | 21.1 | 21.1 | 21.1 | 21.1 | 18.3 | 18.3 | 18.3 | 18.3 | 18.3 | 18.3 | From DOE Prototype Buildings
OutPatientHealthCare HTGSETP_SCH_YES_OPTIMUM | Thermostat Setpoint | C | Sat | 2014-01-01 | 2014-12-31 | Hourly | 18.3 | 18.3 | 18.3 | 18.3 | 18.3 | 19.4 | 20 | 21.1 | 21.1 | 21.1 | 21.1 | 21.1 | 21.1 | 21.1 | 21.1 | 18.3 | 18.3 | 18.3 | 18.3 | 18.3 | 18.3 | 18.3 | 18.3 | 18.3 | From DOE Prototype Buildings
OutPatientHealthCare HTGSETP_SCH_YES_OPTIMUM | Thermostat Setpoint | C | Wkdy | 2014-01-01 | 2014-12-31 | Hourly | 18.3 | 18.3 | 18.3 | 18.3 | 18.3 | 19.4 | 20 | 21.1 | 21.1 | 21.1 | 21.1 | 21.1 | 21.1 | 21.1 | 21.1 | 21.1 | 21.1 | 21.1 | 18.3 | 18.3 | 18.3 | 18.3 | 18.3 | 18.3 | From DOE Prototype Buildings
OutPatientHealthCare OR_CLGSETP_SCH | Thermostat Setpoint | C | Default¦WntrDsn¦SmrDsn | 2014-01-01 | 2014-12-31 | Hourly | 22.2 | 22.2 | 22.2 | 22.2 | 22.2 | 22.2 | 18.3 | 18.3 | 18.3 | 18.3 | 18.3 | 18.3 | 18.3 | 18.3 | 18.3 | 18.3 | 18.3 | 22.2 | 22.2 | 22.2 | 22.2 | 22.2 | 22.2 | 22.2 | From DOE Prototype Buildings
OutPatientHealthCare OR_HTGSETP_SCH | Thermostat Setpoint | C | Default¦WntrDsn¦SmrDsn | 2014-01-01 | 2014-12-31 | Constant | 18.3 | [23 empty] | From DOE Prototype Buildings
PrimarySchool BathCorrMechKitchen ClgSetp | Thermostat Setpoint | C | Default¦WntrDsn | 2014-01-01 | 2014-12-31 | Constant | 27 | [23 empty] | From DOE Reference Buildings
PrimarySchool BathCorrMechKitchen ClgSetp | Thermostat Setpoint | C | SmrDsn | 2014-01-01 | 2014-12-31 | Hourly | 27 | 27 | 27 | 27 | 27 | 27 | 24 | 24 | 24 | 24 | 24 | 24 | 24 | 24 | 24 | 24 | 24 | 24 | 24 | 24 | 24 | 27 | 27 | 27 | From DOE Reference Buildings
PrimarySchool BathCorrMechKitchen HtgSetp | Thermostat Setpoint | C | Default¦SmrDsn | 2014-01-01 | 2014-12-31 | Constant | 16 | [23 empty] | From DOE Reference Buildings
PrimarySchool BathCorrMechKitchen HtgSetp | Thermostat Setpoint | C | WntrDsn | 2014-01-01 | 2014-12-31 | Hourly | 16 | 16 | 16 | 16 | 16 | 16 | 21 | 21 | 21 | 21 | 21 | 21 | 21 | 21 | 21 | 21 | 21 | 21 | 21 | 21 | 21 | 16 | 16 | 16 | From DOE Reference Buildings
PrimarySchool ClgSetp | Thermostat Setpoint | C | Default | 2014-01-01 | 2014-12-31 | Hourly | 27 | 27 | 27 | 27 | 27 | 27 | 24 | 24 | 24 | 24 | 24 | 24 | 24 | 24 | 24 | 24 | 24 | 24 | 24 | 24 | 24 | 27 | 27 | 27 | From DOE Reference Buildings
PrimarySchool ClgSetp | Thermostat Setpoint | C | WntrDsn | 2014-01-01 | 2014-12-31 | Constant | 27 | [23 empty] | From DOE Reference Buildings
PrimarySchool ClgSetp | Thermostat Setpoint | C | SmrDsn | 2014-01-01 | 2014-12-31 | Constant | 24 | [23 empty] | From DOE Reference Buildings
PrimarySchool ClgSetp | Thermostat Setpoint | C | Wknd¦Wkdy | 2014-09-01 | 2014-12-31 | Hourly | 27 | 27 | 27 | 27 | 27 | 27 | 24 | 24 | 24 | 24 | 24 | 24 | 24 | 24 | 24 | 24 | 24 | 24 | 24 | 24 | 24 | 27 | 27 | 27 | From DOE Reference Buildings
PrimarySchool ClgSetp | Thermostat Setpoint | C | Wknd¦Wkdy | 2014-07-01 | 2014-09-01 | Hourly | 27 | 27 | 27 | 27 | 27 | 27 | 27 | 24 | 24 | 24 | 24 | 24 | 24 | 24 | 24 | 24 | 24 | 24 | 27 | 27 | 27 | 27 | 27 | 27 | From DOE Reference Buildings
PrimarySchool HtgSetp | Thermostat Setpoint | C | Default | 2014-01-01 | 2014-12-31 | Hourly | 16 | 16 | 16 | 16 | 16 | 16 | 21 | 21 | 21 | 21 | 21 | 21 | 21 | 21 | 21 | 21 | 21 | 21 | 21 | 21 | 21 | 16 | 16 | 16 | From DOE Reference Buildings
PrimarySchool HtgSetp | Thermostat Setpoint | C | WntrDsn | 2014-01-01 | 2014-12-31 | Constant | 21 | [23 empty] | From DOE Reference Buildings
PrimarySchool HtgSetp | Thermostat Setpoint | C | SmrDsn | 2014-01-01 | 2014-12-31 | Constant | 16 | [23 empty] | From DOE Reference Buildings
PrimarySchool HtgSetp | Thermostat Setpoint | C | Wknd¦Wkdy | 2014-09-01 | 2014-12-31 | Hourly | 16 | 16 | 16 | 16 | 16 | 16 | 21 | 21 | 21 | 21 | 21 | 21 | 21 | 21 | 21 | 21 | 21 | 21 | 21 | 21 | 21 | 16 | 16 | 16 | From DOE Reference Buildings
PrimarySchool HtgSetp | Thermostat Setpoint | C | Wknd¦Wkdy | 2014-07-01 | 2014-09-01 | Hourly | 16 | 16 | 16 | 16 | 16 | 16 | 16 | 21 | 21 | 21 | 21 | 21 | 21 | 21 | 21 | 21 | 21 | 21 | 16 | 16 | 16 | 16 | 16 | 16 | From DOE Reference Buildings
QuickServiceRestaurant ClgSetp | Thermostat Setpoint | C | Default¦SmrDsn | 2014-01-01 | 2014-12-31 | Hourly | 24 | 30 | 30 | 30 | 30 | 24 | 24 | 24 | 24 | 24 | 24 | 24 | 24 | 24 | 24 | 24 | 24 | 24 | 24 | 24 | 24 | 24 | 24 | 24 | From DOE Reference Buildings
QuickServiceRestaurant ClgSetp | Thermostat Setpoint | C | WntrDsn | 2014-01-01 | 2014-12-31 | Constant | 30 | [23 empty] | From DOE Reference Buildings
QuickServiceRestaurant ClgSetp Kitchen | Thermostat Setpoint | C | Default¦SmrDsn | 2014-01-01 | 2014-12-31 | Hourly | 26 | 30 | 30 | 30 | 30 | 26 | 26 | 26 | 26 | 26 | 26 | 26 | 26 | 26 | 26 | 26 | 26 | 26 | 26 | 26 | 26 | 26 | 26 | 26 | From DOE Reference Buildings
QuickServiceRestaurant ClgSetp Kitchen | Thermostat Setpoint | C | WntrDsn | 2014-01-01 | 2014-12-31 | Constant | 30 | [23 empty] | From DOE Reference Buildings
QuickServiceRestaurant HtgSetp | Thermostat Setpoint | C | Default | 2014-01-01 | 2014-12-31 | Hourly | 21 | 15.6 | 15.6 | 15.6 | 15.6 | 21 | 21 | 21 | 21 | 21 | 21 | 21 | 21 | 21 | 21 | 21 | 21 | 21 | 21 | 21 | 21 | 21 | 21 | 21 | From DOE Reference Buildings
QuickServiceRestaurant HtgSetp | Thermostat Setpoint | C | WntrDsn | 2014-01-01 | 2014-12-31 | Constant | 21 | [23 empty] | From DOE Reference Buildings
QuickServiceRestaurant HtgSetp | Thermostat Setpoint | C | SmrDsn | 2014-01-01 | 2014-12-31 | Constant | 15.6 | [23 empty] | From DOE Reference Buildings
QuickServiceRestaurant HtgSetp Kitchen | Thermostat Setpoint | C | Default | 2014-01-01 | 2014-12-31 | Hourly | 19 | 15.6 | 15.6 | 15.6 | 15.6 | 19 | 19 | 19 | 19 | 19 | 19 | 19 | 19 | 19 | 19 | 19 | 19 | 19 | 19 | 19 | 19 | 19 | 19 | 19 | From DOE Reference Buildings
QuickServiceRestaurant HtgSetp Kitchen | Thermostat Setpoint | C | WntrDsn | 2014-01-01 | 2014-12-31 | Constant | 19 | [23 empty] | From DOE Reference Buildings
QuickServiceRestaurant HtgSetp Kitchen | Thermostat Setpoint | C | SmrDsn | 2014-01-01 | 2014-12-31 | Constant | 15.6 | [23 empty] | From DOE Reference Buildings
RestaurantFastFood CLGSETP_KITCHEN_SCH_NO_OPTIMUM | Thermostat Setpoint | C | Default¦Sat¦Wkdy | 2014-01-01 | 2014-12-31 | Hourly | 30 | 30 | 30 | 26.11 | 26.11 | 26.11 | 26.11 | 26.11 | 26.11 | 26.11 | 26.11 | 26.11 | 26.11 | 26.11 | 26.11 | 26.11 | 26.11 | 26.11 | 26.11 | 26.11 | 26.11 | 26.11 | 26.11 | 26.11 | From DOE Prototype Buildings
RestaurantFastFood CLGSETP_KITCHEN_SCH_NO_OPTIMUM | Thermostat Setpoint | C | WntrDsn | 2014-01-01 | 2014-12-31 | Constant | 30 | [23 empty] | From DOE Prototype Buildings
RestaurantFastFood CLGSETP_KITCHEN_SCH_NO_OPTIMUM | Thermostat Setpoint | C | SmrDsn | 2014-01-01 | 2014-12-31 | Hourly | 30 | 30 | 30 | 30 | 30 | 28.33 | 26.11 | 26.11 | 26.11 | 26.11 | 26.11 | 26.11 | 26.11 | 26.11 | 26.11 | 26.11 | 26.11 | 26.11 | 26.11 | 26.11 | 26.11 | 26.11 | 26.11 | 26.11 | From DOE Prototype Buildings
RestaurantFastFood CLGSETP_KITCHEN_SCH_NO_SETBACK | Thermostat Setpoint | C | Default¦Sat¦Wkdy | 2014-01-01 | 2014-12-31 | Constant | 26.11 | [23 empty] | From DOE Prototype Buildings
RestaurantFastFood CLGSETP_KITCHEN_SCH_NO_SETBACK | Thermostat Setpoint | C | WntrDsn | 2014-01-01 | 2014-12-31 | Constant | 30 | [23 empty] | From DOE Prototype Buildings
RestaurantFastFood CLGSETP_KITCHEN_SCH_NO_SETBACK | Thermostat Setpoint | C | SmrDsn | 2014-01-01 | 2014-12-31 | Hourly | 30 | 30 | 30 | 30 | 30 | 28.33 | 26.11 | 26.11 | 26.11 | 26.11 | 26.11 | 26.11 | 26.11 | 26.11 | 26.11 | 26.11 | 26.11 | 26.11 | 26.11 | 26.11 | 26.11 | 26.11 | 26.11 | 26.11 | From DOE Prototype Buildings
RestaurantFastFood CLGSETP_KITCHEN_SCH_YES_OPTIMUM | Thermostat Setpoint | C | Default¦Sat¦Wkdy | 2014-01-01 | 2014-12-31 | Hourly | 30 | 30 | 30 | 28.9 | 27.8 | 26.11 | 26.11 | 26.11 | 26.11 | 26.11 | 26.11 | 26.11 | 26.11 | 26.11 | 26.11 | 26.11 | 26.11 | 26.11 | 26.11 | 26.11 | 26.11 | 26.11 | 26.11 | 26.11 | From DOE Prototype Buildings
RestaurantFastFood CLGSETP_KITCHEN_SCH_YES_OPTIMUM | Thermostat Setpoint | C | WntrDsn | 2014-01-01 | 2014-12-31 | Constant | 30 | [23 empty] | From DOE Prototype Buildings
RestaurantFastFood CLGSETP_KITCHEN_SCH_YES_OPTIMUM | Thermostat Setpoint | C | SmrDsn | 2014-01-01 | 2014-12-31 | Hourly | 30 | 30 | 30 | 30 | 30 | 28.33 | 26.11 | 26.11 | 26.11 | 26.11 | 26.11 | 26.11 | 26.11 | 26.11 | 26.11 | 26.11 | 26.11 | 26.11 | 26.11 | 26.11 | 26.11 | 26.11 | 26.11 | 26.11 | From DOE Prototype Buildings
RestaurantFastFood CLGSETP_SCH_NO_OPTIMUM | Thermostat Setpoint | C | Default¦Sat¦Wkdy | 2014-01-01 | 2014-12-31 | Hourly | 30 | 30 | 30 | 23.89 | 23.89 | 23.89 | 23.89 | 23.89 | 23.89 | 23.89 | 23.89 | 23.89 | 23.89 | 23.89 | 23.89 | 23.89 | 23.89 | 23.89 | 23.89 | 23.89 | 23.89 | 23.89 | 23.89 | 23.89 | From DOE Prototype Buildings
RestaurantFastFood CLGSETP_SCH_NO_OPTIMUM | Thermostat Setpoint | C | WntrDsn | 2014-01-01 | 2014-12-31 | Constant | 30 | [23 empty] | From DOE Prototype Buildings
RestaurantFastFood CLGSETP_SCH_NO_OPTIMUM | Thermostat Setpoint | C | SmrDsn | 2014-01-01 | 2014-12-31 | Hourly | 30 | 30 | 30 | 30 | 30 | 26.67 | 23.89 | 23.89 | 23.89 | 23.89 | 23.89 | 23.89 | 23.89 | 23.89 | 23.89 | 23.89 | 23.89 | 23.89 | 23.89 | 23.89 | 23.89 | 23.89 | 23.89 | 23.89 | From DOE Prototype Buildings
RestaurantFastFood CLGSETP_SCH_NO_SETBACK | Thermostat Setpoint | C | Default¦Sat¦Wkdy | 2014-01-01 | 2014-12-31 | Constant | 23.89 | [23 empty] | From DOE Prototype Buildings
RestaurantFastFood CLGSETP_SCH_NO_SETBACK | Thermostat Setpoint | C | WntrDsn | 2014-01-01 | 2014-12-31 | Constant | 30 | [23 empty] | From DOE Prototype Buildings
RestaurantFastFood CLGSETP_SCH_NO_SETBACK | Thermostat Setpoint | C | SmrDsn | 2014-01-01 | 2014-12-31 | Hourly | 30 | 30 | 30 | 30 | 30 | 26.67 | 23.89 | 23.89 | 23.89 | 23.89 | 23.89 | 23.89 | 23.89 | 23.89 | 23.89 | 23.89 | 23.89 | 23.89 | 23.89 | 23.89 | 23.89 | 23.89 | 23.89 | 23.89 | From DOE Prototype Buildings
RestaurantFastFood CLGSETP_SCH_YES_OPTIMUM | Thermostat Setpoint | C | Default¦Sat¦Wkdy | 2014-01-01 | 2014-12-31 | Hourly | 30 | 30 | 30 | 27.8 | 25.6 | 23.89 | 23.89 | 23.89 | 23.89 | 23.89 | 23.89 | 23.89 | 23.89 | 23.89 | 23.89 | 23.89 | 23.89 | 23.89 | 23.89 | 23.89 | 23.89 | 23.89 | 23.89 | 23.89 | From DOE Prototype Buildings
RestaurantFastFood CLGSETP_SCH_YES_OPTIMUM | Thermostat Setpoint | C | WntrDsn | 2014-01-01 | 2014-12-31 | Constant | 30 | [23 empty] | From DOE Prototype Buildings
RestaurantFastFood CLGSETP_SCH_YES_OPTIMUM | Thermostat Setpoint | C | SmrDsn | 2014-01-01 | 2014-12-31 | Hourly | 30 | 30 | 30 | 30 | 30 | 26.67 | 23.89 | 23.89 | 23.89 | 23.89 | 23.89 | 23.89 | 23.89 | 23.89 | 23.89 | 23.89 | 23.89 | 23.89 | 23.89 | 23.89 | 23.89 | 23.89 | 23.89 | 23.89 | From DOE Prototype Buildings
RestaurantFastFood HTGSETP_KITCHEN_SCH_NO_OPTIMUM | Thermostat Setpoint | C | Default¦Sat¦Wkdy | 2014-01-01 | 2014-12-31 | Hourly | 15.56 | 15.56 | 15.56 | 18.89 | 18.89 | 18.89 | 18.89 | 18.89 | 18.89 | 18.89 | 18.89 | 18.89 | 18.89 | 18.89 | 18.89 | 18.89 | 18.89 | 18.89 | 18.89 | 18.89 | 18.89 | 18.89 | 18.89 | 18.89 | From DOE Prototype Buildings
RestaurantFastFood HTGSETP_KITCHEN_SCH_NO_OPTIMUM | Thermostat Setpoint | C | WntrDsn | 2014-01-01 | 2014-12-31 | Hourly | 15.56 | 15.56 | 15.56 | 15.56 | 15.56 | 17.22 | 18.89 | 18.89 | 18.89 | 18.89 | 18.89 | 18.89 | 18.89 | 18.89 | 18.89 | 18.89 | 18.89 | 18.89 | 18.89 | 18.89 | 18.89 | 18.89 | 18.89 | 18.89 | From DOE Prototype Buildings
RestaurantFastFood HTGSETP_KITCHEN_SCH_NO_OPTIMUM | Thermostat Setpoint | C | SmrDsn | 2014-01-01 | 2014-12-31 | Constant | 15.56 | [23 empty] | From DOE Prototype Buildings
RestaurantFastFood HTGSETP_KITCHEN_SCH_YES_OPTIMUM | Thermostat Setpoint | C | Default¦Sat¦Wkdy | 2014-01-01 | 2014-12-31 | Hourly | 15.56 | 15.56 | 15.56 | 16.7 | 17.8 | 18.89 | 18.89 | 18.89 | 18.89 | 18.89 | 18.89 | 18.89 | 18.89 | 18.89 | 18.89 | 18.89 | 18.89 | 18.89 | 18.89 | 18.89 | 18.89 | 18.89 | 18.89 | 18.89 | From DOE Prototype Buildings
RestaurantFastFood HTGSETP_KITCHEN_SCH_YES_OPTIMUM | Thermostat Setpoint | C | WntrDsn | 2014-01-01 | 2014-12-31 | Hourly | 15.56 | 15.56 | 15.56 | 15.56 | 15.56 | 17.22 | 18.89 | 18.89 | 18.89 | 18.89 | 18.89 | 18.89 | 18.89 | 18.89 | 18.89 | 18.89 | 18.89 | 18.89 | 18.89 | 18.89 | 18.89 | 18.89 | 18.89 | 18.89 | From DOE Prototype Buildings
RestaurantFastFood HTGSETP_KITCHEN_SCH_YES_OPTIMUM | Thermostat Setpoint | C | SmrDsn | 2014-01-01 | 2014-12-31 | Constant | 15.56 | [23 empty] | From DOE Prototype Buildings
RestaurantFastFood HTGSETP_SCH_NO_OPTIMUM | Thermostat Setpoint | C | Default¦Sat¦Wkdy | 2014-01-01 | 2014-12-31 | Hourly | 15.56 | 15.56 | 15.56 | 21.11 | 21.11 | 21.11 | 21.11 | 21.11 | 21.11 | 21.11 | 21.11 | 21.11 | 21.11 | 21.11 | 21.11 | 21.11 | 21.11 | 21.11 | 21.11 | 21.11 | 21.11 | 21.11 | 21.11 | 21.11 | From DOE Prototype Buildings
RestaurantFastFood HTGSETP_SCH_NO_OPTIMUM | Thermostat Setpoint | C | WntrDsn | 2014-01-01 | 2014-12-31 | Hourly | 15.56 | 15.56 | 15.56 | 15.56 | 15.56 | 18.33 | 21.11 | 21.11 | 21.11 | 21.11 | 21.11 | 21.11 | 21.11 | 21.11 | 21.11 | 21.11 | 21.11 | 21.11 | 21.11 | 21.11 | 21.11 | 21.11 | 21.11 | 21.11 | From DOE Prototype Buildings
RestaurantFastFood HTGSETP_SCH_NO_OPTIMUM | Thermostat Setpoint | C | SmrDsn | 2014-01-01 | 2014-12-31 | Constant | 15.56 | [23 empty] | From DOE Prototype Buildings
RestaurantFastFood HTGSETP_SCH_YES_OPTIMUM | Thermostat Setpoint | C | Default¦Sat¦Wkdy | 2014-01-01 | 2014-12-31 | Hourly | 15.56 | 15.56 | 15.56 | 17.8 | 20 | 21.11 | 21.11 | 21.11 | 21.11 | 21.11 | 21.11 | 21.11 | 21.11 | 21.11 | 21.11 | 21.11 | 21.11 | 21.11 | 21.11 | 21.11 | 21.11 | 21.11 | 21.11 | 21.11 | From DOE Prototype Buildings
RestaurantFastFood HTGSETP_SCH_YES_OPTIMUM | Thermostat Setpoint | C | WntrDsn | 2014-01-01 | 2014-12-31 | Hourly | 15.56 | 15.56 | 15.56 | 15.56 | 15.56 | 18.33 | 21.11 | 21.11 | 21.11 | 21.11 | 21.11 | 21.11 | 21.11 | 21.11 | 21.11 | 21.11 | 21.11 | 21.11 | 21.11 | 21.11 | 21.11 | 21.11 | 21.11 | 21.11 | From DOE Prototype Buildings
RestaurantFastFood HTGSETP_SCH_YES_OPTIMUM | Thermostat Setpoint | C | SmrDsn | 2014-01-01 | 2014-12-31 | Constant | 15.56 | [23 empty] | From DOE Prototype Buildings
RestaurantSitDown CLGSETP_KITCHEN_SCH_NO_OPTIMUM | Thermostat Setpoint | C | Default¦Sat¦Wkdy | 2014-01-01 | 2014-12-31 | Hourly | 26 | 30 | 30 | 30 | 26 | 26 | 26 | 26 | 26 | 26 | 26 | 26 | 26 | 26 | 26 | 26 | 26 | 26 | 26 | 26 | 26 | 26 | 26 | 26 | From DOE Prototype Buildings
RestaurantSitDown CLGSETP_KITCHEN_SCH_NO_OPTIMUM | Thermostat Setpoint | C | WntrDsn | 2014-01-01 | 2014-12-31 | Constant | 30 | [23 empty] | From DOE Prototype Buildings
RestaurantSitDown CLGSETP_KITCHEN_SCH_NO_OPTIMUM | Thermostat Setpoint | C | SmrDsn | 2014-01-01 | 2014-12-31 | Hourly | 26 | 30 | 30 | 30 | 30 | 28 | 26 | 26 | 26 | 26 | 26 | 26 | 26 | 26 | 26 | 26 | 26 | 26 | 26 | 26 | 26 | 26 | 26 | 26 | From DOE Prototype Buildings
RestaurantSitDown CLGSETP_KITCHEN_SCH_NO_SETBACK | Thermostat Setpoint | C | Default¦Sat¦Wkdy | 2014-01-01 | 2014-12-31 | Constant | 26 | [23 empty] | From DOE Prototype Buildings
RestaurantSitDown CLGSETP_KITCHEN_SCH_NO_SETBACK | Thermostat Setpoint | C | WntrDsn | 2014-01-01 | 2014-12-31 | Constant | 30 | [23 empty] | From DOE Prototype Buildings
RestaurantSitDown CLGSETP_KITCHEN_SCH_NO_SETBACK | Thermostat Setpoint | C | SmrDsn | 2014-01-01 | 2014-12-31 | Hourly | 26 | 30 | 30 | 30 | 30 | 28 | 26 | 26 | 26 | 26 | 26 | 26 | 26 | 26 | 26 | 26 | 26 | 26 | 26 | 26 | 26 | 26 | 26 | 26 | From DOE Prototype Buildings
RestaurantSitDown CLGSETP_KITCHEN_SCH_YES_OPTIMUM | Thermostat Setpoint | C | Default¦Sat¦Wkdy | 2014-01-01 | 2014-12-31 | Hourly | 26 | 30 | 30 | 30 | 28.9 | 27.8 | 26 | 26 | 26 | 26 | 26 | 26 | 26 | 26 | 26 | 26 | 26 | 26 | 26 | 26 | 26 | 26 | 26 | 26 | From DOE Prototype Buildings
RestaurantSitDown CLGSETP_KITCHEN_SCH_YES_OPTIMUM | Thermostat Setpoint | C | WntrDsn | 2014-01-01 | 2014-12-31 | Constant | 30 | [23 empty] | From DOE Prototype Buildings
RestaurantSitDown CLGSETP_KITCHEN_SCH_YES_OPTIMUM | Thermostat Setpoint | C | SmrDsn | 2014-01-01 | 2014-12-31 | Hourly | 26 | 30 | 30 | 30 | 30 | 28 | 26 | 26 | 26 | 26 | 26 | 26 | 26 | 26 | 26 | 26 | 26 | 26 | 26 | 26 | 26 | 26 | 26 | 26 | From DOE Prototype Buildings
RestaurantSitDown CLGSETP_SCH_NO_OPTIMUM | Thermostat Setpoint | C | Default¦Sat¦Wkdy | 2014-01-01 | 2014-12-31 | Hourly | 30 | 30 | 30 | 30 | 24 | 24 | 24 | 24 | 24 | 24 | 24 | 24 | 24 | 24 | 24 | 24 | 24 | 24 | 24 | 24 | 24 | 24 | 24 | 24 | From DOE Prototype Buildings
RestaurantSitDown CLGSETP_SCH_NO_OPTIMUM | Thermostat Setpoint | C | WntrDsn | 2014-01-01 | 2014-12-31 | Constant | 30 | [23 empty] | From DOE Prototype Buildings
RestaurantSitDown CLGSETP_SCH_NO_OPTIMUM | Thermostat Setpoint | C | SmrDsn | 2014-01-01 | 2014-12-31 | Hourly | 30 | 30 | 30 | 30 | 30 | 26 | 24 | 24 | 24 | 24 | 24 | 24 | 24 | 24 | 24 | 24 | 24 | 24 | 24 | 24 | 24 | 24 | 24 | 24 | From DOE Prototype Buildings
RestaurantSitDown CLGSETP_SCH_NO_SETBACK | Thermostat Setpoint | C | Default¦Sat¦Wkdy | 2014-01-01 | 2014-12-31 | Constant | 24 | [23 empty] | From DOE Prototype Buildings
RestaurantSitDown CLGSETP_SCH_NO_SETBACK | Thermostat Setpoint | C | WntrDsn | 2014-01-01 | 2014-12-31 | Constant | 30 | [23 empty] | From DOE Prototype Buildings
RestaurantSitDown CLGSETP_SCH_NO_SETBACK | Thermostat Setpoint | C | SmrDsn | 2014-01-01 | 2014-12-31 | Hourly | 30 | 30 | 30 | 30 | 30 | 26 | 24 | 24 | 24 | 24 | 24 | 24 | 24 | 24 | 24 | 24 | 24 | 24 | 24 | 24 | 24 | 24 | 24 | 24 | From DOE Prototype Buildings
RestaurantSitDown CLGSETP_SCH_YES_OPTIMUM | Thermostat Setpoint | C | Default¦Sat¦Wkdy | 2014-01-01 | 2014-12-31 | Hourly | 30 | 30 | 30 | 30 | 27.8 | 25.6 | 24 | 24 | 24 | 24 | 24 | 24 | 24 | 24 | 24 | 24 | 24 | 24 | 24 | 24 | 24 | 24 | 24 | 24 | From DOE Prototype Buildings
RestaurantSitDown CLGSETP_SCH_YES_OPTIMUM | Thermostat Setpoint | C | WntrDsn | 2014-01-01 | 2014-12-31 | Constant | 30 | [23 empty] | From DOE Prototype Buildings
RestaurantSitDown CLGSETP_SCH_YES_OPTIMUM | Thermostat Setpoint | C | SmrDsn | 2014-01-01 | 2014-12-31 | Hourly | 30 | 30 | 30 | 30 | 30 | 26 | 24 | 24 | 24 | 24 | 24 | 24 | 24 | 24 | 24 | 24 | 24 | 24 | 24 | 24 | 24 | 24 | 24 | 24 | From DOE Prototype Buildings
RestaurantSitDown HTGSETP_KITCHEN_SCH_NO_OPTIMUM | Thermostat Setpoint | C | Default¦Sat¦Wkdy | 2014-01-01 | 2014-12-31 | Hourly | 19 | 15.6 | 15.6 | 15.6 | 19 | 19 | 19 | 19 | 19 | 19 | 19 | 19 | 19 | 19 | 19 | 19 | 19 | 19 | 19 | 19 | 19 | 19 | 19 | 19 | From DOE Prototype Buildings
RestaurantSitDown HTGSETP_KITCHEN_SCH_NO_OPTIMUM | Thermostat Setpoint | C | WntrDsn | 2014-01-01 | 2014-12-31 | Constant | 19 | [23 empty] | From DOE Prototype Buildings
RestaurantSitDown HTGSETP_KITCHEN_SCH_NO_OPTIMUM | Thermostat Setpoint | C | SmrDsn | 2014-01-01 | 2014-12-31 | Constant | 15.6 | [23 empty] | From DOE Prototype Buildings
RestaurantSitDown HTGSETP_KITCHEN_SCH_YES_OPTIMUM | Thermostat Setpoint | C | Default¦Sat¦Wkdy | 2014-01-01 | 2014-12-31 | Hourly | 19 | 15.6 | 15.6 | 15.6 | 16.7 | 17.8 | 19 | 19 | 19 | 19 | 19 | 19 | 19 | 19 | 19 | 19 | 19 | 19 | 19 | 19 | 19 | 19 | 19 | 19 | From DOE Prototype Buildings
RestaurantSitDown HTGSETP_KITCHEN_SCH_YES_OPTIMUM | Thermostat Setpoint | C | WntrDsn | 2014-01-01 | 2014-12-31 | Constant | 19 | [23 empty] | From DOE Prototype Buildings
RestaurantSitDown HTGSETP_KITCHEN_SCH_YES_OPTIMUM | Thermostat Setpoint | C | SmrDsn | 2014-01-01 | 2014-12-31 | Constant | 15.6 | [23 empty] | From DOE Prototype Buildings
RestaurantSitDown HTGSETP_SCH_NO_OPTIMUM | Thermostat Setpoint | C | Default¦Sat¦Wkdy | 2014-01-01 | 2014-12-31 | Hourly | 15.6 | 15.6 | 15.6 | 15.6 | 21 | 21 | 21 | 21 | 21 | 21 | 21 | 21 | 21 | 21 | 21 | 21 | 21 | 21 | 21 | 21 | 21 | 21 | 21 | 21 | From DOE Prototype Buildings
RestaurantSitDown HTGSETP_SCH_NO_OPTIMUM | Thermostat Setpoint | C | WntrDsn | 2014-01-01 | 2014-12-31 | Constant | 21 | [23 empty] | From DOE Prototype Buildings
RestaurantSitDown HTGSETP_SCH_NO_OPTIMUM | Thermostat Setpoint | C | SmrDsn | 2014-01-01 | 2014-12-31 | Constant | 15.6 | [23 empty] | From DOE Prototype Buildings
RestaurantSitDown HTGSETP_SCH_YES_OPTIMUM | Thermostat Setpoint | C | Default¦Sat¦Wkdy | 2014-01-01 | 2014-12-31 | Hourly | 15.6 | 15.6 | 15.6 | 15.6 | 17.8 | 20 | 21 | 21 | 21 | 21 | 21 | 21 | 21 | 21 | 21 | 21 | 21 | 21 | 21 | 21 | 21 | 21 | 21 | 21 | From DOE Prototype Buildings
RestaurantSitDown HTGSETP_SCH_YES_OPTIMUM | Thermostat Setpoint | C | WntrDsn | 2014-01-01 | 2014-12-31 | Constant | 21 | [23 empty] | From DOE Prototype Buildings
RestaurantSitDown HTGSETP_SCH_YES_OPTIMUM | Thermostat Setpoint | C | SmrDsn | 2014-01-01 | 2014-12-31 | Constant | 15.6 | [23 empty] | From DOE Prototype Buildings
Retail ClgSetp | Thermostat Setpoint | C | Default¦SmrDsn | 2014-01-01 | 2014-12-31 | Hourly | 30 | 30 | 30 | 30 | 30 | 30 | 24 | 24 | 24 | 24 | 24 | 24 | 24 | 24 | 24 | 24 | 24 | 24 | 24 | 24 | 24 | 30 | 30 | 30 | From DOE Reference Buildings
Retail ClgSetp | Thermostat Setpoint | C | WntrDsn | 2014-01-01 | 2014-12-31 | Constant | 30 | [23 empty] | From DOE Reference Buildings
Retail ClgSetp | Thermostat Setpoint | C | Sun | 2014-01-01 | 2014-12-31 | Hourly | 30 | 30 | 30 | 30 | 30 | 30 | 30 | 30 | 24 | 24 | 24 | 24 | 24 | 24 | 24 | 24 | 24 | 24 | 24 | 30 | 30 | 30 | 30 | 30 | From DOE Reference Buildings
Retail ClgSetp | Thermostat Setpoint | C | Sat | 2014-01-01 | 2014-12-31 | Hourly | 30 | 30 | 30 | 30 | 30 | 30 | 24 | 24 | 24 | 24 | 24 | 24 | 24 | 24 | 24 | 24 | 24 | 24 | 24 | 24 | 24 | 24 | 30 | 30 | From DOE Reference Buildings
Retail HtgSetp | Thermostat Setpoint | C | Default | 2014-01-01 | 2014-12-31 | Hourly | 15.6 | 15.6 | 15.6 | 15.6 | 15.6 | 15.6 | 21 | 21 | 21 | 21 | 21 | 21 | 21 | 21 | 21 | 21 | 21 | 21 | 21 | 21 | 21 | 15.6 | 15.6 | 15.6 | From DOE Reference Buildings
Retail HtgSetp | Thermostat Setpoint | C | WntrDsn | 2014-01-01 | 2014-12-31 | Constant | 21 | [23 empty] | From DOE Reference Buildings
Retail HtgSetp | Thermostat Setpoint | C | SmrDsn | 2014-01-01 | 2014-12-31 | Constant | 15.6 | [23 empty] | From DOE Reference Buildings
Retail HtgSetp | Thermostat Setpoint | C | Sun | 2014-01-01 | 2014-12-31 | Hourly | 15.6 | 15.6 | 15.6 | 15.6 | 15.6 | 15.6 | 15.6 | 15.6 | 21 | 21 | 21 | 21 | 21 | 21 | 21 | 21 | 21 | 21 | 21 | 15.6 | 15.6 | 15.6 | 15.6 | 15.6 | From DOE Reference Buildings
Retail HtgSetp | Thermostat Setpoint | C | Sat | 2014-01-01 | 2014-12-31 | Hourly | 15.6 | 15.6 | 15.6 | 15.6 | 15.6 | 15.6 | 21 | 21 | 21 | 21 | 21 | 21 | 21 | 21 | 21 | 21 | 21 | 21 | 21 | 21 | 21 | 21 | 15.6 | 15.6 | From DOE Reference Buildings
RetailClgSetpt | Thermostat Setpoint | C | Sun | 2017-01-01 | 2017-12-31 | Hourly | 29.44 | 29.44 | 29.44 | 29.44 | 29.44 | 29.44 | 29.44 | 29.44 | 23.89 | 23.89 | 23.89 | 23.89 | 23.89 | 23.89 | 23.89 | 23.89 | 23.89 | 23.89 | 23.89 | 29.44 | 29.44 | 29.44 | 29.44 | 29.44 | From Commercial Building Energy Saver (CBES) Prototype Models: cbes.lbl.gov
RetailClgSetpt | Thermostat Setpoint | C | Default¦Wkdy¦SmrDsn | 2017-01-01 | 2017-12-31 | Hourly | 29.44 | 29.44 | 29.44 | 29.44 | 29.44 | 29.44 | 23.89 | 23.89 | 23.89 | 23.89 | 23.89 | 23.89 | 23.89 | 23.89 | 23.89 | 23.89 | 23.89 | 23.89 | 23.89 | 23.89 | 23.89 | 29.44 | 29.44 | 29.44 | From Commercial Building Energy Saver (CBES) Prototype Models: cbes.lbl.gov
RetailClgSetpt | Thermostat Setpoint | C | Sat | 2017-01-01 | 2017-12-31 | Hourly | 29.44 | 29.44 | 29.44 | 29.44 | 29.44 | 29.44 | 23.89 | 23.89 | 23.89 | 23.89 | 23.89 | 23.89 | 23.89 | 23.89 | 23.89 | 23.89 | 23.89 | 23.89 | 23.89 | 23.89 | 23.89 | 23.89 | 29.44 | 29.44 | From Commercial Building Energy Saver (CBES) Prototype Models: cbes.lbl.gov
RetailClgSetpt | Thermostat Setpoint | C | WntrDsn | 2017-01-01 | 2017-12-31 | Constant | 29.44 | [23 empty] | From Commercial Building Energy Saver (CBES) Prototype Models: cbes.lbl.gov
RetailHtgSetpt | Thermostat Setpoint | C | Sun | 2017-01-01 | 2017-12-31 | Hourly | 15.56 | 15.56 | 15.56 | 15.56 | 15.56 | 15.56 | 15.56 | 15.56 | 21.11 | 21.11 | 21.11 | 21.11 | 21.11 | 21.11 | 21.11 | 21.11 | 21.11 | 21.11 | 21.11 | 15.56 | 15.56 | 15.56 | 15.56 | 15.56 | From Commercial Building Energy Saver (CBES) Prototype Models: cbes.lbl.gov
RetailHtgSetpt | Thermostat Setpoint | C | Default¦Wkdy¦WntrDsn | 2017-01-01 | 2017-12-31 | Hourly | 15.56 | 15.56 | 15.56 | 15.56 | 15.56 | 15.56 | 21.11 | 21.11 | 21.11 | 21.11 | 21.11 | 21.11 | 21.11 | 21.11 | 21.11 | 21.11 | 21.11 | 21.11 | 21.11 | 21.11 | 21.11 | 15.56 | 15.56 | 15.56 | From Commercial Building Energy Saver (CBES) Prototype Models: cbes.lbl.gov
RetailHtgSetpt | Thermostat Setpoint | C | Sat | 2017-01-01 | 2017-12-31 | Hourly | 15.56 | 15.56 | 15.56 | 15.56 | 15.56 | 15.56 | 21.11 | 21.11 | 21.11 | 21.11 | 21.11 | 21.11 | 21.11 | 21.11 | 21.11 | 21.11 | 21.11 | 21.11 | 21.11 | 21.11 | 21.11 | 21.11 | 15.56 | 15.56 | From Commercial Building Energy Saver (CBES) Prototype Models: cbes.lbl.gov
RetailHtgSetpt | Thermostat Setpoint | C | SmrDsn | 2017-01-01 | 2017-12-31 | Constant | 15.6 | [23 empty] | From Commercial Building Energy Saver (CBES) Prototype Models: cbes.lbl.gov
RetailProgrammableClgSetpt | Thermostat Setpoint | C | Sun | 2017-01-01 | 2017-12-31 | Hourly | 29.44 | 29.44 | 29.44 | 29.44 | 29.44 | 29.44 | 29.44 | 29.44 | 23.89 | 23.89 | 23.89 | 23.89 | 23.89 | 23.89 | 23.89 | 23.89 | 23.89 | 23.89 | 23.89 | 29.44 | 29.44 | 29.44 | 29.44 | 29.44 | From Commercial Building Energy Saver (CBES) Prototype Models: cbes.lbl.gov
RetailProgrammableClgSetpt | Thermostat Setpoint | C | Wkdy | 2017-01-01 | 2017-12-31 | Hourly | 29.44 | 29.44 | 29.44 | 29.44 | 29.44 | 29.44 | 23.89 | 23.89 | 23.89 | 23.89 | 23.89 | 23.89 | 23.89 | 23.89 | 23.89 | 23.89 | 23.89 | 23.89 | 23.89 | 29.44 | 29.44 | 29.44 | 29.44 | 29.44 | From Commercial Building Energy Saver (CBES) Prototype Models: cbes.lbl.gov
RetailProgrammableClgSetpt | Thermostat Setpoint | C | Sat | 2017-01-01 | 2017-12-31 | Hourly | 29.44 | 29.44 | 29.44 | 29.44 | 29.44 | 29.44 | 23.89 | 23.89 | 23.89 | 23.89 | 23.89 | 23.89 | 23.89 | 23.89 | 23.89 | 23.89 | 23.89 | 23.89 | 23.89 | 29.44 | 29.44 | 29.44 | 29.44 | 29.44 | From Commercial Building Energy Saver (CBES) Prototype Models: cbes.lbl.gov
RetailProgrammableHtgSetpt | Thermostat Setpoint | C | Sun | 2017-01-01 | 2017-12-31 | Hourly | 15.56 | 15.56 | 15.56 | 15.56 | 15.56 | 15.56 | 15.56 | 15.56 | 21.11 | 21.11 | 21.11 | 21.11 | 21.11 | 21.11 | 21.11 | 21.11 | 21.11 | 21.11 | 21.11 | 15.56 | 15.56 | 15.56 | 15.56 | 15.56 | From Commercial Building Energy Saver (CBES) Prototype Models: cbes.lbl.gov
RetailProgrammableHtgSetpt | Thermostat Setpoint | C | Wkdy | 2017-01-01 | 2017-12-31 | Hourly | 15.56 | 15.56 | 15.56 | 15.56 | 15.56 | 15.56 | 21.11 | 21.11 | 21.11 | 21.11 | 21.11 | 21.11 | 21.11 | 21.11 | 21.11 | 21.11 | 21.11 | 21.11 | 21.11 | 15.56 | 15.56 | 15.56 | 15.56 | 15.56 | From Commercial Building Energy Saver (CBES) Prototype Models: cbes.lbl.gov
RetailProgrammableHtgSetpt | Thermostat Setpoint | C | Sat | 2017-01-01 | 2017-12-31 | Hourly | 15.56 | 15.56 | 15.56 | 15.56 | 15.56 | 15.56 | 21.11 | 21.11 | 21.11 | 21.11 | 21.11 | 21.11 | 21.11 | 21.11 | 21.11 | 21.11 | 21.11 | 21.11 | 21.11 | 15.56 | 15.56 | 15.56 | 15.56 | 15.56 | From Commercial Building Energy Saver (CBES) Prototype Models: cbes.lbl.gov
RetailStandalone CLGSETP_SCH_NO_OPTIMUM | Thermostat Setpoint | C | Default | 2014-01-01 | 2014-12-31 | Hourly | 29.44 | 29.44 | 29.44 | 29.44 | 29.44 | 29.44 | 29.44 | 23.89 | 23.89 | 23.89 | 23.89 | 23.89 | 23.89 | 23.89 | 23.89 | 23.89 | 23.89 | 23.89 | 23.89 | 29.44 | 29.44 | 29.44 | 29.44 | 29.44 | From DOE Prototype Buildings
RetailStandalone CLGSETP_SCH_NO_OPTIMUM | Thermostat Setpoint | C | WntrDsn | 2014-01-01 | 2014-12-31 | Constant | 29.44 | [23 empty] | From DOE Prototype Buildings
RetailStandalone CLGSETP_SCH_NO_OPTIMUM | Thermostat Setpoint | C | SmrDsn | 2014-01-01 | 2014-12-31 | Hourly | 29.44 | 29.44 | 29.44 | 29.44 | 29.44 | 29.44 | 26.67 | 23.89 | 23.89 | 23.89 | 23.89 | 23.89 | 23.89 | 23.89 | 23.89 | 23.89 | 23.89 | 23.89 | 23.89 | 23.89 | 23.89 | 29.44 | 29.44 | 29.44 | From DOE Prototype Buildings
RetailStandalone CLGSETP_SCH_NO_OPTIMUM | Thermostat Setpoint | C | Sat | 2014-01-01 | 2014-12-31 | Hourly | 29.44 | 29.44 | 29.44 | 29.44 | 29.44 | 23.89 | 23.89 | 23.89 | 23.89 | 23.89 | 23.89 | 23.89 | 23.89 | 23.89 | 23.89 | 23.89 | 23.89 | 23.89 | 23.89 | 23.89 | 23.89 | 23.89 | 29.44 | 29.44 | From DOE Prototype Buildings
RetailStandalone CLGSETP_SCH_NO_OPTIMUM | Thermostat Setpoint | C | Wkdy | 2014-01-01 | 2014-12-31 | Hourly | 29.44 | 29.44 | 29.44 | 29.44 | 29.44 | 23.89 | 23.89 | 23.89 | 23.89 | 23.89 | 23.89 | 23.89 | 23.89 | 23.89 | 23.89 | 23.89 | 23.89 | 23.89 | 23.89 | 23.89 | 23.89 | 29.44 | 29.44 | 29.44 | From DOE Prototype Buildings
RetailStandalone CLGSETP_SCH_NO_SETBACK | Thermostat Setpoint | C | Default¦Sat¦Wkdy | 2014-01-01 | 2014-12-31 | Constant | 23.89 | [23 empty] | From DOE Prototype Buildings
RetailStandalone CLGSETP_SCH_NO_SETBACK | Thermostat Setpoint | C | WntrDsn | 2014-01-01 | 2014-12-31 | Constant | 29.44 | [23 empty] | From DOE Prototype Buildings
RetailStandalone CLGSETP_SCH_NO_SETBACK | Thermostat Setpoint | C | SmrDsn | 2014-01-01 | 2014-12-31 | Hourly | 29.44 | 29.44 | 29.44 | 29.44 | 29.44 | 29.44 | 26.67 | 23.89 | 23.89 | 23.89 | 23.89 | 23.89 | 23.89 | 23.89 | 23.89 | 23.89 | 23.89 | 23.89 | 23.89 | 23.89 | 23.89 | 29.44 | 29.44 | 29.44 | From DOE Prototype Buildings
RetailStandalone CLGSETP_SCH_PSZ_AC_2 | Thermostat Setpoint | C | Default | 2014-01-01 | 2014-12-31 | Hourly | 29.44 | 29.44 | 29.44 | 29.44 | 29.44 | 29.44 | 29.44 | 23.89 | 23.89 | 23.89 | 23.89 | 23.89 | 23.89 | 23.89 | 23.89 | 23.89 | 23.89 | 23.89 | 23.89 | 29.44 | 29.44 | 29.44 | 29.44 | 29.44 | From DOE Prototype Buildings
RetailStandalone CLGSETP_SCH_PSZ_AC_2 | Thermostat Setpoint | C | WntrDsn | 2014-01-01 | 2014-12-31 | Constant | 29.44 | [23 empty] | From DOE Prototype Buildings
RetailStandalone CLGSETP_SCH_PSZ_AC_2 | Thermostat Setpoint | C | SmrDsn | 2014-01-01 | 2014-12-31 | Hourly | 29.44 | 29.44 | 29.44 | 29.44 | 29.44 | 29.44 | 26.67 | 23.89 | 23.89 | 23.89 | 23.89 | 23.89 | 23.89 | 23.89 | 23.89 | 23.89 | 23.89 | 23.89 | 23.89 | 23.89 | 23.89 | 29.44 | 29.44 | 29.44 | From DOE Prototype Buildings
RetailStandalone CLGSETP_SCH_PSZ_AC_2 | Thermostat Setpoint | C | Sat | 2014-01-01 | 2014-12-31 | Hourly | 29.44 | 29.44 | 29.44 | 29.44 | 29.44 | 23.89 | 23.89 | 23.89 | 23.89 | 23.89 | 23.89 | 23.89 | 23.89 | 23.89 | 23.89 | 23.89 | 23.89 | 23.89 | 23.89 | 23.89 | 23.89 | 23.89 | 29.44 | 29.44 | From DOE Prototype Buildings
RetailStandalone CLGSETP_SCH_PSZ_AC_2 | Thermostat Setpoint | C | Wkdy | 2014-01-01 | 2014-12-31 | Hourly | 29.44 | 29.44 | 29.44 | 29.44 | 29.44 | 23.89 | 23.89 | 23.89 | 23.89 | 23.89 | 23.89 | 23.89 | 23.89 | 23.89 | 23.89 | 23.89 | 23.89 | 23.89 | 23.89 | 23.89 | 23.89 | 29.44 | 29.44 | 29.44 | From DOE Prototype Buildings
RetailStandalone CLGSETP_SCH_YES_OPTIMUM | Thermostat Setpoint | C | Default | 2014-01-01 | 2014-12-31 | Hourly | 29.44 | 29.44 | 29.44 | 29.44 | 29.44 | 29.44 | 29.44 | 27.8 | 25.6 | 23.89 | 23.89 | 23.89 | 23.89 | 23.89 | 23.89 | 23.89 | 23.89 | 23.89 | 23.89 | 29.44 | 29.44 | 29.44 | 29.44 | 29.44 | From DOE Prototype Buildings
RetailStandalone CLGSETP_SCH_YES_OPTIMUM | Thermostat Setpoint | C | WntrDsn | 2014-01-01 | 2014-12-31 | Constant | 29.44 | [23 empty] | From DOE Prototype Buildings
RetailStandalone CLGSETP_SCH_YES_OPTIMUM | Thermostat Setpoint | C | SmrDsn | 2014-01-01 | 2014-12-31 | Hourly | 29.44 | 29.44 | 29.44 | 29.44 | 29.44 | 29.44 | 26.67 | 23.89 | 23.89 | 23.89 | 23.89 | 23.89 | 23.89 | 23.89 | 23.89 | 23.89 | 23.89 | 23.89 | 23.89 | 23.89 | 23.89 | 29.44 | 29.44 | 29.44 | From DOE Prototype Buildings
RetailStandalone CLGSETP_SCH_YES_OPTIMUM | Thermostat Setpoint | C | Sat | 2014-01-01 | 2014-12-31 | Hourly | 29.44 | 29.44 | 29.44 | 29.44 | 29.44 | 27.8 | 25.6 | 23.89 | 23.89 | 23.89 | 23.89 | 23.89 | 23.89 | 23.89 | 23.89 | 23.89 | 23.89 | 23.89 | 23.89 | 23.89 | 23.89 | 23.89 | 29.44 | 29.44 | From DOE Prototype Buildings
RetailStandalone CLGSETP_SCH_YES_OPTIMUM | Thermostat Setpoint | C | Wkdy | 2014-01-01 | 2014-12-31 | Hourly | 29.44 | 29.44 | 29.44 | 29.44 | 29.44 | 27.8 | 25.6 | 23.89 | 23.89 | 23.89 | 23.89 | 23.89 | 23.89 | 23.89 | 23.89 | 23.89 | 23.89 | 23.89 | 23.89 | 23.89 | 23.89 | 29.44 | 29.44 | 29.44 | From DOE Prototype Buildings
RetailStandalone CLGSETP_SCH_YES_OPTIMUM_ORIGINAL | Thermostat Setpoint | C | Default | 2014-01-01 | 2014-12-31 | Hourly | 29.44 | 29.44 | 29.44 | 29.44 | 29.44 | 29.44 | 29.44 | 27.8 | 25.6 | 23.89 | 23.89 | 23.89 | 23.89 | 23.89 | 23.89 | 23.89 | 23.89 | 23.89 | 23.89 | 29.44 | 29.44 | 29.44 | 29.44 | 29.44 | From DOE Prototype Buildings
RetailStandalone CLGSETP_SCH_YES_OPTIMUM_ORIGINAL | Thermostat Setpoint | C | WntrDsn | 2014-01-01 | 2014-12-31 | Constant | 29.44 | [23 empty] | From DOE Prototype Buildings
RetailStandalone CLGSETP_SCH_YES_OPTIMUM_ORIGINAL | Thermostat Setpoint | C | SmrDsn | 2014-01-01 | 2014-12-31 | Hourly | 29.44 | 29.44 | 29.44 | 29.44 | 29.44 | 29.44 | 26.67 | 23.89 | 23.89 | 23.89 | 23.89 | 23.89 | 23.89 | 23.89 | 23.89 | 23.89 | 23.89 | 23.89 | 23.89 | 23.89 | 23.89 | 29.44 | 29.44 | 29.44 | From DOE Prototype Buildings
RetailStandalone CLGSETP_SCH_YES_OPTIMUM_ORIGINAL | Thermostat Setpoint | C | Sat | 2014-01-01 | 2014-12-31 | Hourly | 29.44 | 29.44 | 29.44 | 29.44 | 29.44 | 27.8 | 25.6 | 23.89 | 23.89 | 23.89 | 23.89 | 23.89 | 23.89 | 23.89 | 23.89 | 23.89 | 23.89 | 23.89 | 23.89 | 23.89 | 23.89 | 23.89 | 29.44 | 29.44 | From DOE Prototype Buildings
RetailStandalone CLGSETP_SCH_YES_OPTIMUM_ORIGINAL | Thermostat Setpoint | C | Wkdy | 2014-01-01 | 2014-12-31 | Hourly | 29.44 | 29.44 | 29.44 | 29.44 | 29.44 | 27.8 | 25.6 | 23.89 | 23.89 | 23.89 | 23.89 | 23.89 | 23.89 | 23.89 | 23.89 | 23.89 | 23.89 | 23.89 | 23.89 | 23.89 | 23.89 | 29.44 | 29.44 | 29.44 | From DOE Prototype Buildings
RetailStandalone HTGSETP_SCH_FrontEntry_STD2013 | Thermostat Setpoint | C | Default | 2014-01-01 | 2014-12-31 | Hourly | 15.56 | 15.56 | 15.56 | 15.56 | 15.56 | 15.56 | 15.56 | 15.56 | 16 | 16 | 16 | 16 | 16 | 16 | 16 | 16 | 16 | 16 | 16 | 15.56 | 15.56 | 15.56 | 15.56 | 15.56 | From DOE Prototype Buildings
RetailStandalone HTGSETP_SCH_FrontEntry_STD2013 | Thermostat Setpoint | C | WntrDsn¦Wkdy | 2014-01-01 | 2014-12-31 | Hourly | 15.56 | 15.56 | 15.56 | 15.56 | 15.56 | 15.56 | 16 | 16 | 16 | 16 | 16 | 16 | 16 | 16 | 16 | 16 | 16 | 16 | 16 | 16 | 16 | 15.56 | 15.56 | 15.56 | From DOE Prototype Buildings
RetailStandalone HTGSETP_SCH_FrontEntry_STD2013 | Thermostat Setpoint | C | SmrDsn | 2014-01-01 | 2014-12-31 | Constant | 15.56 | [23 empty] | From DOE Prototype Buildings
RetailStandalone HTGSETP_SCH_FrontEntry_STD2013 | Thermostat Setpoint | C | Sat | 2014-01-01 | 2014-12-31 | Hourly | 15.56 | 15.56 | 15.56 | 15.56 | 15.56 | 15.56 | 16 | 16 | 16 | 16 | 16 | 16 | 16 | 16 | 16 | 16 | 16 | 16 | 16 | 16 | 16 | 16 | 15.56 | 15.56 | From DOE Prototype Buildings
RetailStandalone HTGSETP_SCH_NO_OPTIMUM | Thermostat Setpoint | C | Default | 2014-01-01 | 2014-12-31 | Hourly | 15.56 | 15.56 | 15.56 | 15.56 | 15.56 | 15.56 | 15.56 | 21.11 | 21.11 | 21.11 | 21.11 | 21.11 | 21.11 | 21.11 | 21.11 | 21.11 | 21.11 | 21.11 | 21.11 | 15.56 | 15.56 | 15.56 | 15.56 | 15.56 | From DOE Prototype Buildings
RetailStandalone HTGSETP_SCH_NO_OPTIMUM | Thermostat Setpoint | C | WntrDsn | 2014-01-01 | 2014-12-31 | Hourly | 15.56 | 15.56 | 15.56 | 15.56 | 15.56 | 15.56 | 18.33 | 21.11 | 21.11 | 21.11 | 21.11 | 21.11 | 21.11 | 21.11 | 21.11 | 21.11 | 21.11 | 21.11 | 21.11 | 21.11 | 21.11 | 15.56 | 15.56 | 15.56 | From DOE Prototype Buildings
RetailStandalone HTGSETP_SCH_NO_OPTIMUM | Thermostat Setpoint | C | SmrDsn | 2014-01-01 | 2014-12-31 | Constant | 15.56 | [23 empty] | From DOE Prototype Buildings
RetailStandalone HTGSETP_SCH_NO_OPTIMUM | Thermostat Setpoint | C | Sat | 2014-01-01 | 2014-12-31 | Hourly | 15.56 | 15.56 | 15.56 | 15.56 | 15.56 | 21.11 | 21.11 | 21.11 | 21.11 | 21.11 | 21.11 | 21.11 | 21.11 | 21.11 | 21.11 | 21.11 | 21.11 | 21.11 | 21.11 | 21.11 | 21.11 | 21.11 | 15.56 | 15.56 | From DOE Prototype Buildings
RetailStandalone HTGSETP_SCH_NO_OPTIMUM | Thermostat Setpoint | C | Wkdy | 2014-01-01 | 2014-12-31 | Hourly | 15.56 | 15.56 | 15.56 | 15.56 | 15.56 | 21.11 | 21.11 | 21.11 | 21.11 | 21.11 | 21.11 | 21.11 | 21.11 | 21.11 | 21.11 | 21.11 | 21.11 | 21.11 | 21.11 | 21.11 | 21.11 | 15.56 | 15.56 | 15.56 | From DOE Prototype Buildings
RetailStandalone HTGSETP_SCH_PSZ_AC_2 | Thermostat Setpoint | C | Default | 2014-01-01 | 2014-12-31 | Hourly | 15.56 | 15.56 | 15.56 | 15.56 | 15.56 | 15.56 | 15.56 | 21.11 | 21.11 | 21.11 | 21.11 | 21.11 | 21.11 | 21.11 | 21.11 | 21.11 | 21.11 | 21.11 | 21.11 | 15.56 | 15.56 | 15.56 | 15.56 | 15.56 | From DOE Prototype Buildings
RetailStandalone HTGSETP_SCH_PSZ_AC_2 | Thermostat Setpoint | C | WntrDsn | 2014-01-01 | 2014-12-31 | Hourly | 15.56 | 15.56 | 15.56 | 15.56 | 15.56 | 15.56 | 18.33 | 21.11 | 21.11 | 21.11 | 21.11 | 21.11 | 21.11 | 21.11 | 21.11 | 21.11 | 21.11 | 21.11 | 21.11 | 21.11 | 21.11 | 15.56 | 15.56 | 15.56 | From DOE Prototype Buildings
RetailStandalone HTGSETP_SCH_PSZ_AC_2 | Thermostat Setpoint | C | SmrDsn | 2014-01-01 | 2014-12-31 | Constant | 15.56 | [23 empty] | From DOE Prototype Buildings
RetailStandalone HTGSETP_SCH_PSZ_AC_2 | Thermostat Setpoint | C | Sat | 2014-01-01 | 2014-12-31 | Hourly | 15.56 | 15.56 | 15.56 | 15.56 | 15.56 | 21.11 | 21.11 | 21.11 | 21.11 | 21.11 | 21.11 | 21.11 | 21.11 | 21.11 | 21.11 | 21.11 | 21.11 | 21.11 | 21.11 | 21.11 | 21.11 | 21.11 | 15.56 | 15.56 | From DOE Prototype Buildings
RetailStandalone HTGSETP_SCH_PSZ_AC_2 | Thermostat Setpoint | C | Wkdy | 2014-01-01 | 2014-12-31 | Hourly | 15.56 | 15.56 | 15.56 | 15.56 | 15.56 | 21.11 | 21.11 | 21.11 | 21.11 | 21.11 | 21.11 | 21.11 | 21.11 | 21.11 | 21.11 | 21.11 | 21.11 | 21.11 | 21.11 | 21.11 | 21.11 | 15.56 | 15.56 | 15.56 | From DOE Prototype Buildings
RetailStandalone HTGSETP_SCH_YES_OPTIMUM | Thermostat Setpoint | C | Default | 2014-01-01 | 2014-12-31 | Hourly | 15.56 | 15.56 | 15.56 | 15.56 | 15.56 | 15.56 | 15.56 | 17.8 | 20 | 21.11 | 21.11 | 21.11 | 21.11 | 21.11 | 21.11 | 21.11 | 21.11 | 21.11 | 21.11 | 15.56 | 15.56 | 15.56 | 15.56 | 15.56 | From DOE Prototype Buildings
RetailStandalone HTGSETP_SCH_YES_OPTIMUM | Thermostat Setpoint | C | WntrDsn | 2014-01-01 | 2014-12-31 | Hourly | 15.56 | 15.56 | 15.56 | 15.56 | 15.56 | 15.56 | 18.33 | 21.11 | 21.11 | 21.11 | 21.11 | 21.11 | 21.11 | 21.11 | 21.11 | 21.11 | 21.11 | 21.11 | 21.11 | 21.11 | 21.11 | 15.56 | 15.56 | 15.56 | From DOE Prototype Buildings
RetailStandalone HTGSETP_SCH_YES_OPTIMUM | Thermostat Setpoint | C | SmrDsn | 2014-01-01 | 2014-12-31 | Constant | 15.56 | [23 empty] | From DOE Prototype Buildings
RetailStandalone HTGSETP_SCH_YES_OPTIMUM | Thermostat Setpoint | C | Sat | 2014-01-01 | 2014-12-31 | Hourly | 15.56 | 15.56 | 15.56 | 15.56 | 15.56 | 17.8 | 20 | 21.11 | 21.11 | 21.11 | 21.11 | 21.11 | 21.11 | 21.11 | 21.11 | 21.11 | 21.11 | 21.11 | 21.11 | 21.11 | 21.11 | 21.11 | 15.56 | 15.56 | From DOE Prototype Buildings
RetailStandalone HTGSETP_SCH_YES_OPTIMUM | Thermostat Setpoint | C | Wkdy | 2014-01-01 | 2014-12-31 | Hourly | 15.56 | 15.56 | 15.56 | 15.56 | 15.56 | 17.8 | 20 | 21.11 | 21.11 | 21.11 | 21.11 | 21.11 | 21.11 | 21.11 | 21.11 | 21.11 | 21.11 | 21.11 | 21.11 | 21.11 | 21.11 | 15.56 | 15.56 | 15.56 | From DOE Prototype Buildings
RetailStandalone HTGSETP_SCH_YES_OPTIMUM_ORIGINAL | Thermostat Setpoint | C | Default | 2014-01-01 | 2014-12-31 | Hourly | 15.56 | 15.56 | 15.56 | 15.56 | 15.56 | 15.56 | 15.56 | 17.8 | 20 | 21.11 | 21.11 | 21.11 | 21.11 | 21.11 | 21.11 | 21.11 | 21.11 | 21.11 | 21.11 | 15.56 | 15.56 | 15.56 | 15.56 | 15.56 | From DOE Prototype Buildings
RetailStandalone HTGSETP_SCH_YES_OPTIMUM_ORIGINAL | Thermostat Setpoint | C | WntrDsn | 2014-01-01 | 2014-12-31 | Hourly | 15.56 | 15.56 | 15.56 | 15.56 | 15.56 | 15.56 | 18.33 | 21.11 | 21.11 | 21.11 | 21.11 | 21.11 | 21.11 | 21.11 | 21.11 | 21.11 | 21.11 | 21.11 | 21.11 | 21.11 | 21.11 | 15.56 | 15.56 | 15.56 | From DOE Prototype Buildings
RetailStandalone HTGSETP_SCH_YES_OPTIMUM_ORIGINAL | Thermostat Setpoint | C | SmrDsn | 2014-01-01 | 2014-12-31 | Constant | 15.56 | [23 empty] | From DOE Prototype Buildings
RetailStandalone HTGSETP_SCH_YES_OPTIMUM_ORIGINAL | Thermostat Setpoint | C | Sat | 2014-01-01 | 2014-12-31 | Hourly | 15.56 | 15.56 | 15.56 | 15.56 | 15.56 | 17.8 | 20 | 21.11 | 21.11 | 21.11 | 21.11 | 21.11 | 21.11 | 21.11 | 21.11 | 21.11 | 21.11 | 21.11 | 21.11 | 21.11 | 21.11 | 21.11 | 15.56 | 15.56 | From DOE Prototype Buildings
RetailStandalone HTGSETP_SCH_YES_OPTIMUM_ORIGINAL | Thermostat Setpoint | C | Wkdy | 2014-01-01 | 2014-12-31 | Hourly | 15.56 | 15.56 | 15.56 | 15.56 | 15.56 | 17.8 | 20 | 21.11 | 21.11 | 21.11 | 21.11 | 21.11 | 21.11 | 21.11 | 21.11 | 21.11 | 21.11 | 21.11 | 21.11 | 21.11 | 21.11 | 15.56 | 15.56 | 15.56 | From DOE Prototype Buildings
RetailStripmall Type1_CLGSETP_SCH_NO_OPTIMUM | Thermostat Setpoint | C | Default | 2014-01-01 | 2014-12-31 | Hourly | 26.67 | 26.67 | 26.67 | 26.67 | 26.67 | 26.67 | 26.67 | 26.67 | 23.89 | 23.89 | 23.89 | 23.89 | 23.89 | 23.89 | 23.89 | 23.89 | 23.89 | 23.89 | 23.89 | 23.89 | 23.89 | 23.89 | 23.89 | 23.89 | From DOE Prototype Buildings
RetailStripmall Type1_CLGSETP_SCH_NO_OPTIMUM | Thermostat Setpoint | C | WntrDsn | 2014-01-01 | 2014-12-31 | Constant | 29.44 | [23 empty] | From DOE Prototype Buildings
RetailStripmall Type1_CLGSETP_SCH_NO_OPTIMUM | Thermostat Setpoint | C | SmrDsn | 2014-01-01 | 2014-12-31 | Hourly | 29.44 | 29.44 | 29.44 | 29.44 | 29.44 | 29.44 | 29.44 | 29.44 | 26.67 | 23.89 | 23.89 | 23.89 | 23.89 | 23.89 | 23.89 | 23.89 | 23.89 | 23.89 | 23.89 | 23.89 | 23.89 | 23.89 | 23.89 | 23.89 | From DOE Prototype Buildings
RetailStripmall Type1_CLGSETP_SCH_NO_OPTIMUM | Thermostat Setpoint | C | Sat¦Fri | 2014-01-01 | 2014-12-31 | Hourly | 23.89 | 29.44 | 29.44 | 29.44 | 29.44 | 29.44 | 29.44 | 29.44 | 23.89 | 23.89 | 23.89 | 23.89 | 23.89 | 23.89 | 23.89 | 23.89 | 23.89 | 23.89 | 23.89 | 23.89 | 23.89 | 23.89 | 23.89 | 23.89 | From DOE Prototype Buildings
RetailStripmall Type1_CLGSETP_SCH_NO_OPTIMUM | Thermostat Setpoint | C | Mon¦Tue¦Wed¦Thu | 2014-01-01 | 2014-12-31 | Hourly | 29.44 | 29.44 | 29.44 | 29.44 | 29.44 | 29.44 | 29.44 | 29.44 | 23.89 | 23.89 | 23.89 | 23.89 | 23.89 | 23.89 | 23.89 | 23.89 | 23.89 | 23.89 | 23.89 | 23.89 | 23.89 | 23.89 | 23.89 | 23.89 | From DOE Prototype Buildings
RetailStripmall Type1_CLGSETP_SCH_NO_SETBACK | Thermostat Setpoint | C | Default¦Sat¦Fri¦Mon¦Tue¦Wed¦Thu | 2014-01-01 | 2014-12-31 | Constant | 23.89 | [23 empty] | From DOE Prototype Buildings
RetailStripmall Type1_CLGSETP_SCH_NO_SETBACK | Thermostat Setpoint | C | WntrDsn | 2014-01-01 | 2014-12-31 | Constant | 29.44 | [23 empty] | From DOE Prototype Buildings
RetailStripmall Type1_CLGSETP_SCH_NO_SETBACK | Thermostat Setpoint | C | SmrDsn | 2014-01-01 | 2014-12-31 | Hourly | 29.44 | 29.44 | 29.44 | 29.44 | 29.44 | 29.44 | 29.44 | 29.44 | 26.67 | 23.89 | 23.89 | 23.89 | 23.89 | 23.89 | 23.89 | 23.89 | 23.89 | 23.89 | 23.89 | 23.89 | 23.89 | 23.89 | 23.89 | 23.89 | From DOE Prototype Buildings
RetailStripmall Type1_CLGSETP_SCH_YES_OPTIMUM | Thermostat Setpoint | C | Default | 2014-01-01 | 2014-12-31 | Hourly | 26.67 | 26.67 | 26.67 | 26.67 | 26.67 | 26.67 | 26.67 | 26.67 | 23.89 | 23.89 | 23.89 | 23.89 | 23.89 | 23.89 | 23.89 | 23.89 | 23.89 | 23.89 | 23.89 | 23.89 | 23.89 | 23.89 | 23.89 | 23.89 | From DOE Prototype Buildings
RetailStripmall Type1_CLGSETP_SCH_YES_OPTIMUM | Thermostat Setpoint | C | WntrDsn | 2014-01-01 | 2014-12-31 | Constant | 29.44 | [23 empty] | From DOE Prototype Buildings
RetailStripmall Type1_CLGSETP_SCH_YES_OPTIMUM | Thermostat Setpoint | C | SmrDsn¦Mon¦Tue¦Wed¦Thu | 2014-01-01 | 2014-12-31 | Hourly | 29.44 | 29.44 | 29.44 | 29.44 | 29.44 | 29.44 | 29.44 | 29.44 | 26.67 | 23.89 | 23.89 | 23.89 | 23.89 | 23.89 | 23.89 | 23.89 | 23.89 | 23.89 | 23.89 | 23.89 | 23.89 | 23.89 | 23.89 | 23.89 | From DOE Prototype Buildings
RetailStripmall Type1_CLGSETP_SCH_YES_OPTIMUM | Thermostat Setpoint | C | Sat¦Fri | 2014-01-01 | 2014-12-31 | Hourly | 23.89 | 29.44 | 29.44 | 29.44 | 29.44 | 29.44 | 29.44 | 29.44 | 26.67 | 23.89 | 23.89 | 23.89 | 23.89 | 23.89 | 23.89 | 23.89 | 23.89 | 23.89 | 23.89 | 23.89 | 23.89 | 23.89 | 23.89 | 23.89 | From DOE Prototype Buildings
RetailStripmall Type1_HTGSETP_SCH_NO_OPTIMUM | Thermostat Setpoint | C | Default¦Sat¦Fri | 2014-01-01 | 2014-12-31 | Hourly | 15.56 | 15.56 | 15.56 | 15.56 | 15.56 | 15.56 | 15.56 | 15.56 | 21.11 | 21.11 | 21.11 | 21.11 | 21.11 | 21.11 | 21.11 | 21.11 | 21.11 | 21.11 | 21.11 | 21.11 | 21.11 | 21.11 | 21.11 | 21.11 | From DOE Prototype Buildings
RetailStripmall Type1_HTGSETP_SCH_NO_OPTIMUM | Thermostat Setpoint | C | WntrDsn | 2014-01-01 | 2014-12-31 | Hourly | 21.11 | 15.56 | 15.56 | 15.56 | 15.56 | 15.56 | 15.56 | 15.56 | 18.33 | 21.11 | 21.11 | 21.11 | 21.11 | 21.11 | 21.11 | 21.11 | 21.11 | 21.11 | 21.11 | 21.11 | 21.11 | 21.11 | 21.11 | 21.11 | From DOE Prototype Buildings
RetailStripmall Type1_HTGSETP_SCH_NO_OPTIMUM | Thermostat Setpoint | C | SmrDsn | 2014-01-01 | 2014-12-31 | Constant | 15.56 | [23 empty] | From DOE Prototype Buildings
RetailStripmall Type1_HTGSETP_SCH_NO_OPTIMUM | Thermostat Setpoint | C | Mon¦Tue¦Wed¦Thu | 2014-01-01 | 2014-12-31 | Hourly | 21.11 | 15.56 | 15.56 | 15.56 | 15.56 | 15.56 | 15.56 | 15.56 | 21.11 | 21.11 | 21.11 | 21.11 | 21.11 | 21.11 | 21.11 | 21.11 | 21.11 | 21.11 | 21.11 | 21.11 | 21.11 | 21.11 | 21.11 | 21.11 | From DOE Prototype Buildings
RetailStripmall Type1_HTGSETP_SCH_YES_OPTIMUM | Thermostat Setpoint | C | Default¦Sat¦Fri | 2014-01-01 | 2014-12-31 | Hourly | 15.56 | 15.56 | 15.56 | 15.56 | 15.56 | 15.56 | 15.56 | 15.56 | 18.33 | 21.11 | 21.11 | 21.11 | 21.11 | 21.11 | 21.11 | 21.11 | 21.11 | 21.11 | 21.11 | 21.11 | 21.11 | 21.11 | 21.11 | 21.11 | From DOE Prototype Buildings
RetailStripmall Type1_HTGSETP_SCH_YES_OPTIMUM | Thermostat Setpoint | C | WntrDsn¦Mon¦Tue¦Wed¦Thu | 2014-01-01 | 2014-12-31 | Hourly | 21.11 | 15.56 | 15.56 | 15.56 | 15.56 | 15.56 | 15.56 | 15.56 | 18.33 | 21.11 | 21.11 | 21.11 | 21.11 | 21.11 | 21.11 | 21.11 | 21.11 | 21.11 | 21.11 | 21.11 | 21.11 | 21.11 | 21.11 | 21.11 | From DOE Prototype Buildings
RetailStripmall Type1_HTGSETP_SCH_YES_OPTIMUM | Thermostat Setpoint | C | SmrDsn | 2014-01-01 | 2014-12-31 | Constant | 15.56 | [23 empty] | From DOE Prototype Buildings
RetailStripmall Type2_CLGSETP_SCH_NO_OPTIMUM | Thermostat Setpoint | C | Default | 2014-01-01 | 2014-12-31 | Hourly | 29.44 | 29.44 | 29.44 | 29.44 | 29.44 | 29.44 | 29.44 | 29.44 | 23.89 | 23.89 | 23.89 | 23.89 | 23.89 | 23.89 | 23.89 | 23.89 | 23.89 | 29.44 | 29.44 | 29.44 | 29.44 | 29.44 | 29.44 | 29.44 | From DOE Prototype Buildings
RetailStripmall Type2_CLGSETP_SCH_NO_OPTIMUM | Thermostat Setpoint | C | WntrDsn | 2014-01-01 | 2014-12-31 | Constant | 29.44 | [23 empty] | From DOE Prototype Buildings
RetailStripmall Type2_CLGSETP_SCH_NO_OPTIMUM | Thermostat Setpoint | C | SmrDsn | 2014-01-01 | 2014-12-31 | Hourly | 29.44 | 29.44 | 29.44 | 29.44 | 29.44 | 29.44 | 29.44 | 26.67 | 23.89 | 23.89 | 23.89 | 23.89 | 23.89 | 23.89 | 23.89 | 23.89 | 23.89 | 23.89 | 23.89 | 23.89 | 29.44 | 29.44 | 29.44 | 29.44 | From DOE Prototype Buildings
RetailStripmall Type2_CLGSETP_SCH_NO_OPTIMUM | Thermostat Setpoint | C | Sat | 2014-01-01 | 2014-12-31 | Hourly | 29.44 | 29.44 | 29.44 | 29.44 | 29.44 | 29.44 | 29.44 | 23.89 | 23.89 | 23.89 | 23.89 | 23.89 | 23.89 | 23.89 | 23.89 | 23.89 | 23.89 | 23.89 | 29.44 | 29.44 | 29.44 | 29.44 | 29.44 | 29.44 | From DOE Prototype Buildings
RetailStripmall Type2_CLGSETP_SCH_NO_OPTIMUM | Thermostat Setpoint | C | Wkdy | 2014-01-01 | 2014-12-31 | Hourly | 29.44 | 29.44 | 29.44 | 29.44 | 29.44 | 29.44 | 29.44 | 23.89 | 23.89 | 23.89 | 23.89 | 23.89 | 23.89 | 23.89 | 23.89 | 23.89 | 23.89 | 23.89 | 23.89 | 23.89 | 29.44 | 29.44 | 29.44 | 29.44 | From DOE Prototype Buildings
RetailStripmall Type2_CLGSETP_SCH_NO_SETBACK | Thermostat Setpoint | C | Default¦Sat¦Wkdy | 2014-01-01 | 2014-12-31 | Constant | 23.89 | [23 empty] | From DOE Prototype Buildings
RetailStripmall Type2_CLGSETP_SCH_NO_SETBACK | Thermostat Setpoint | C | WntrDsn | 2014-01-01 | 2014-12-31 | Constant | 29.44 | [23 empty] | From DOE Prototype Buildings
RetailStripmall Type2_CLGSETP_SCH_NO_SETBACK | Thermostat Setpoint | C | SmrDsn | 2014-01-01 | 2014-12-31 | Hourly | 29.44 | 29.44 | 29.44 | 29.44 | 29.44 | 29.44 | 29.44 | 26.67 | 23.89 | 23.89 | 23.89 | 23.89 | 23.89 | 23.89 | 23.89 | 23.89 | 23.89 | 23.89 | 23.89 | 23.89 | 29.44 | 29.44 | 29.44 | 29.44 | From DOE Prototype Buildings
RetailStripmall Type2_CLGSETP_SCH_YES_OPTIMUM | Thermostat Setpoint | C | Default | 2014-01-01 | 2014-12-31 | Hourly | 29.44 | 29.44 | 29.44 | 29.44 | 29.44 | 29.44 | 29.44 | 29.44 | 26.67 | 23.89 | 23.89 | 23.89 | 23.89 | 23.89 | 23.89 | 23.89 | 23.89 | 29.44 | 29.44 | 29.44 | 29.44 | 29.44 | 29.44 | 29.44 | From DOE Prototype Buildings
RetailStripmall Type2_CLGSETP_SCH_YES_OPTIMUM | Thermostat Setpoint | C | WntrDsn | 2014-01-01 | 2014-12-31 | Constant | 29.44 | [23 empty] | From DOE Prototype Buildings
RetailStripmall Type2_CLGSETP_SCH_YES_OPTIMUM | Thermostat Setpoint | C | SmrDsn¦Wkdy | 2014-01-01 | 2014-12-31 | Hourly | 29.44 | 29.44 | 29.44 | 29.44 | 29.44 | 29.44 | 29.44 | 26.67 | 23.89 | 23.89 | 23.89 | 23.89 | 23.89 | 23.89 | 23.89 | 23.89 | 23.89 | 23.89 | 23.89 | 23.89 | 29.44 | 29.44 | 29.44 | 29.44 | From DOE Prototype Buildings
RetailStripmall Type2_CLGSETP_SCH_YES_OPTIMUM | Thermostat Setpoint | C | Sat | 2014-01-01 | 2014-12-31 | Hourly | 29.44 | 29.44 | 29.44 | 29.44 | 29.44 | 29.44 | 29.44 | 26.67 | 23.89 | 23.89 | 23.89 | 23.89 | 23.89 | 23.89 | 23.89 | 23.89 | 23.89 | 23.89 | 29.44 | 29.44 | 29.44 | 29.44 | 29.44 | 29.44 | From DOE Prototype Buildings
RetailStripmall Type2_HTGSETP_SCH_NO_OPTIMUM | Thermostat Setpoint | C | Default | 2014-01-01 | 2014-12-31 | Hourly | 15.56 | 15.56 | 15.56 | 15.56 | 15.56 | 15.56 | 15.56 | 15.56 | 21.11 | 21.11 | 21.11 | 21.11 | 21.11 | 21.11 | 21.11 | 21.11 | 21.11 | 21.11 | 15.56 | 15.56 | 15.56 | 15.56 | 15.56 | 15.56 | From DOE Prototype Buildings
RetailStripmall Type2_HTGSETP_SCH_NO_OPTIMUM | Thermostat Setpoint | C | WntrDsn | 2014-01-01 | 2014-12-31 | Hourly | 15.56 | 15.56 | 15.56 | 15.56 | 15.56 | 15.56 | 15.56 | 18.33 | 21.11 | 21.11 | 21.11 | 21.11 | 21.11 | 21.11 | 21.11 | 21.11 | 21.11 | 21.11 | 21.11 | 21.11 | 21.11 | 15.56 | 15.56 | 15.56 | From DOE Prototype Buildings
RetailStripmall Type2_HTGSETP_SCH_NO_OPTIMUM | Thermostat Setpoint | C | SmrDsn | 2014-01-01 | 2014-12-31 | Constant | 15.56 | [23 empty] | From DOE Prototype Buildings
RetailStripmall Type2_HTGSETP_SCH_NO_OPTIMUM | Thermostat Setpoint | C | Sat | 2014-01-01 | 2014-12-31 | Hourly | 15.56 | 15.56 | 15.56 | 15.56 | 15.56 | 15.56 | 15.56 | 21.11 | 21.11 | 21.11 | 21.11 | 21.11 | 21.11 | 21.11 | 21.11 | 21.11 | 21.11 | 21.11 | 21.11 | 15.56 | 15.56 | 15.56 | 15.56 | 15.56 | From DOE Prototype Buildings
RetailStripmall Type2_HTGSETP_SCH_NO_OPTIMUM | Thermostat Setpoint | C | Wkdy | 2014-01-01 | 2014-12-31 | Hourly | 15.56 | 15.56 | 15.56 | 15.56 | 15.56 | 15.56 | 15.56 | 21.11 | 21.11 | 21.11 | 21.11 | 21.11 | 21.11 | 21.11 | 21.11 | 21.11 | 21.11 | 21.11 | 21.11 | 21.11 | 21.11 | 15.56 | 15.56 | 15.56 | From DOE Prototype Buildings
RetailStripmall Type2_HTGSETP_SCH_YES_OPTIMUM | Thermostat Setpoint | C | Default | 2014-01-01 | 2014-12-31 | Hourly | 15.56 | 15.56 | 15.56 | 15.56 | 15.56 | 15.56 | 15.56 | 15.56 | 18.33 | 21.11 | 21.11 | 21.11 | 21.11 | 21.11 | 21.11 | 21.11 | 21.11 | 21.11 | 15.56 | 15.56 | 15.56 | 15.56 | 15.56 | 15.56 | From DOE Prototype Buildings
RetailStripmall Type2_HTGSETP_SCH_YES_OPTIMUM | Thermostat Setpoint | C | WntrDsn¦Wkdy | 2014-01-01 | 2014-12-31 | Hourly | 15.56 | 15.56 | 15.56 | 15.56 | 15.56 | 15.56 | 15.56 | 18.33 | 21.11 | 21.11 | 21.11 | 21.11 | 21.11 | 21.11 | 21.11 | 21.11 | 21.11 | 21.11 | 21.11 | 21.11 | 21.11 | 15.56 | 15.56 | 15.56 | From DOE Prototype Buildings
RetailStripmall Type2_HTGSETP_SCH_YES_OPTIMUM | Thermostat Setpoint | C | SmrDsn | 2014-01-01 | 2014-12-31 | Constant | 15.56 | [23 empty] | From DOE Prototype Buildings
RetailStripmall Type2_HTGSETP_SCH_YES_OPTIMUM | Thermostat Setpoint | C | Sat | 2014-01-01 | 2014-12-31 | Hourly | 15.56 | 15.56 | 15.56 | 15.56 | 15.56 | 15.56 | 15.56 | 18.33 | 21.11 | 21.11 | 21.11 | 21.11 | 21.11 | 21.11 | 21.11 | 21.11 | 21.11 | 21.11 | 21.11 | 15.56 | 15.56 | 15.56 | 15.56 | 15.56 | From DOE Prototype Buildings
RetailStripmall Type3_CLGSETP_SCH_NO_OPTIMUM | Thermostat Setpoint | C | Default | 2014-01-01 | 2014-12-31 | Hourly | 29.44 | 29.44 | 29.44 | 29.44 | 29.44 | 29.44 | 29.44 | 29.44 | 29.44 | 23.89 | 23.89 | 23.89 | 23.89 | 23.89 | 23.89 | 23.89 | 23.89 | 29.44 | 29.44 | 29.44 | 29.44 | 29.44 | 29.44 | 29.44 | From DOE Prototype Buildings
RetailStripmall Type3_CLGSETP_SCH_NO_OPTIMUM | Thermostat Setpoint | C | WntrDsn | 2014-01-01 | 2014-12-31 | Constant | 29.44 | [23 empty] | From DOE Prototype Buildings
RetailStripmall Type3_CLGSETP_SCH_NO_OPTIMUM | Thermostat Setpoint | C | SmrDsn | 2014-01-01 | 2014-12-31 | Hourly | 29.44 | 29.44 | 29.44 | 29.44 | 29.44 | 29.44 | 29.44 | 29.44 | 26.67 | 23.89 | 23.89 | 23.89 | 23.89 | 23.89 | 23.89 | 23.89 | 23.89 | 23.89 | 23.89 | 23.89 | 23.89 | 29.44 | 29.44 | 29.44 | From DOE Prototype Buildings
RetailStripmall Type3_CLGSETP_SCH_NO_OPTIMUM | Thermostat Setpoint | C | Sat | 2014-01-01 | 2014-12-31 | Hourly | 29.44 | 29.44 | 29.44 | 29.44 | 29.44 | 29.44 | 29.44 | 29.44 | 23.89 | 23.89 | 23.89 | 23.89 | 23.89 | 23.89 | 23.89 | 23.89 | 23.89 | 23.89 | 29.44 | 29.44 | 29.44 | 29.44 | 29.44 | 29.44 | From DOE Prototype Buildings
RetailStripmall Type3_CLGSETP_SCH_NO_OPTIMUM | Thermostat Setpoint | C | Wkdy | 2014-01-01 | 2014-12-31 | Hourly | 29.44 | 29.44 | 29.44 | 29.44 | 29.44 | 29.44 | 29.44 | 29.44 | 23.89 | 23.89 | 23.89 | 23.89 | 23.89 | 23.89 | 23.89 | 23.89 | 23.89 | 23.89 | 23.89 | 23.89 | 23.89 | 29.44 | 29.44 | 29.44 | From DOE Prototype Buildings
RetailStripmall Type3_CLGSETP_SCH_NO_SETBACK | Thermostat Setpoint | C | Default¦Sat¦Wkdy | 2014-01-01 | 2014-12-31 | Constant | 23.89 | [23 empty] | From DOE Prototype Buildings
RetailStripmall Type3_CLGSETP_SCH_NO_SETBACK | Thermostat Setpoint | C | WntrDsn | 2014-01-01 | 2014-12-31 | Constant | 29.44 | [23 empty] | From DOE Prototype Buildings
RetailStripmall Type3_CLGSETP_SCH_NO_SETBACK | Thermostat Setpoint | C | SmrDsn | 2014-01-01 | 2014-12-31 | Hourly | 29.44 | 29.44 | 29.44 | 29.44 | 29.44 | 29.44 | 29.44 | 29.44 | 26.67 | 23.89 | 23.89 | 23.89 | 23.89 | 23.89 | 23.89 | 23.89 | 23.89 | 23.89 | 23.89 | 23.89 | 23.89 | 29.44 | 29.44 | 29.44 | From DOE Prototype Buildings
RetailStripmall Type3_CLGSETP_SCH_YES_OPTIMUM | Thermostat Setpoint | C | Default | 2014-01-01 | 2014-12-31 | Hourly | 29.44 | 29.44 | 29.44 | 29.44 | 29.44 | 29.44 | 29.44 | 29.44 | 29.44 | 26.67 | 23.89 | 23.89 | 23.89 | 23.89 | 23.89 | 23.89 | 23.89 | 29.44 | 29.44 | 29.44 | 29.44 | 29.44 | 29.44 | 29.44 | From DOE Prototype Buildings
RetailStripmall Type3_CLGSETP_SCH_YES_OPTIMUM | Thermostat Setpoint | C | WntrDsn | 2014-01-01 | 2014-12-31 | Constant | 29.44 | [23 empty] | From DOE Prototype Buildings
RetailStripmall Type3_CLGSETP_SCH_YES_OPTIMUM | Thermostat Setpoint | C | SmrDsn¦Wkdy | 2014-01-01 | 2014-12-31 | Hourly | 29.44 | 29.44 | 29.44 | 29.44 | 29.44 | 29.44 | 29.44 | 29.44 | 26.67 | 23.89 | 23.89 | 23.89 | 23.89 | 23.89 | 23.89 | 23.89 | 23.89 | 23.89 | 23.89 | 23.89 | 23.89 | 29.44 | 29.44 | 29.44 | From DOE Prototype Buildings
RetailStripmall Type3_CLGSETP_SCH_YES_OPTIMUM | Thermostat Setpoint | C | Sat | 2014-01-01 | 2014-12-31 | Hourly | 29.44 | 29.44 | 29.44 | 29.44 | 29.44 | 29.44 | 29.44 | 29.44 | 26.67 | 23.89 | 23.89 | 23.89 | 23.89 | 23.89 | 23.89 | 23.89 | 23.89 | 23.89 | 29.44 | 29.44 | 29.44 | 29.44 | 29.44 | 29.44 | From DOE Prototype Buildings
RetailStripmall Type3_HTGSETP_SCH_NO_OPTIMUM | Thermostat Setpoint | C | Default | 2014-01-01 | 2014-12-31 | Hourly | 15.56 | 15.56 | 15.56 | 15.56 | 15.56 | 15.56 | 15.56 | 15.56 | 15.56 | 21.11 | 21.11 | 21.11 | 21.11 | 21.11 | 21.11 | 21.11 | 21.11 | 21.11 | 15.56 | 15.56 | 15.56 | 15.56 | 15.56 | 15.56 | From DOE Prototype Buildings
RetailStripmall Type3_HTGSETP_SCH_NO_OPTIMUM | Thermostat Setpoint | C | WntrDsn | 2014-01-01 | 2014-12-31 | Hourly | 15.56 | 15.56 | 15.56 | 15.56 | 15.56 | 15.56 | 15.56 | 15.56 | 18.33 | 21.11 | 21.11 | 21.11 | 21.11 | 21.11 | 21.11 | 21.11 | 21.11 | 21.11 | 21.11 | 21.11 | 21.11 | 15.56 | 15.56 | 15.56 | From DOE Prototype Buildings
RetailStripmall Type3_HTGSETP_SCH_NO_OPTIMUM | Thermostat Setpoint | C | SmrDsn | 2014-01-01 | 2014-12-31 | Constant | 15.56 | [23 empty] | From DOE Prototype Buildings
RetailStripmall Type3_HTGSETP_SCH_NO_OPTIMUM | Thermostat Setpoint | C | Sat | 2014-01-01 | 2014-12-31 | Hourly | 15.56 | 15.56 | 15.56 | 15.56 | 15.56 | 15.56 | 15.56 | 15.56 | 21.11 | 21.11 | 21.11 | 21.11 | 21.11 | 21.11 | 21.11 | 21.11 | 21.11 | 21.11 | 21.11 | 15.56 | 15.56 | 15.56 | 15.56 | 15.56 | From DOE Prototype Buildings
RetailStripmall Type3_HTGSETP_SCH_NO_OPTIMUM | Thermostat Setpoint | C | Wkdy | 2014-01-01 | 2014-12-31 | Hourly | 15.56 | 15.56 | 15.56 | 15.56 | 15.56 | 15.56 | 15.56 | 15.56 | 21.11 | 21.11 | 21.11 | 21.11 | 21.11 | 21.11 | 21.11 | 21.11 | 21.11 | 21.11 | 21.11 | 21.11 | 21.11 | 15.56 | 15.56 | 15.56 | From DOE Prototype Buildings
RetailStripmall Type3_HTGSETP_SCH_YES_OPTIMUM | Thermostat Setpoint | C | Default | 2014-01-01 | 2014-12-31 | Hourly | 15.56 | 15.56 | 15.56 | 15.56 | 15.56 | 15.56 | 15.56 | 15.56 | 15.56 | 18.33 | 21.11 | 21.11 | 21.11 | 21.11 | 21.11 | 21.11 | 21.11 | 21.11 | 15.56 | 15.56 | 15.56 | 15.56 | 15.56 | 15.56 | From DOE Prototype Buildings
RetailStripmall Type3_HTGSETP_SCH_YES_OPTIMUM | Thermostat Setpoint | C | WntrDsn¦Wkdy | 2014-01-01 | 2014-12-31 | Hourly | 15.56 | 15.56 | 15.56 | 15.56 | 15.56 | 15.56 | 15.56 | 15.56 | 18.33 | 21.11 | 21.11 | 21.11 | 21.11 | 21.11 | 21.11 | 21.11 | 21.11 | 21.11 | 21.11 | 21.11 | 21.11 | 15.56 | 15.56 | 15.56 | From DOE Prototype Buildings
RetailStripmall Type3_HTGSETP_SCH_YES_OPTIMUM | Thermostat Setpoint | C | SmrDsn | 2014-01-01 | 2014-12-31 | Constant | 15.56 | [23 empty] | From DOE Prototype Buildings
RetailStripmall Type3_HTGSETP_SCH_YES_OPTIMUM | Thermostat Setpoint | C | Sat | 2014-01-01 | 2014-12-31 | Hourly | 15.56 | 15.56 | 15.56 | 15.56 | 15.56 | 15.56 | 15.56 | 15.56 | 18.33 | 21.11 | 21.11 | 21.11 | 21.11 | 21.11 | 21.11 | 21.11 | 21.11 | 21.11 | 21.11 | 15.56 | 15.56 | 15.56 | 15.56 | 15.56 | From DOE Prototype Buildings
SchoolPrimary CLGSETP_SCH_NO_OPTIMUM | Thermostat Setpoint | C | Default¦WntrDsn | 2014-01-01 | 2014-12-31 | Constant | 26.7 | [23 empty] | From DOE Prototype Buildings
SchoolPrimary CLGSETP_SCH_NO_OPTIMUM | Thermostat Setpoint | C | SmrDsn | 2014-01-01 | 2014-12-31 | Constant | 24 | [23 empty] | From DOE Prototype Buildings
SchoolPrimary CLGSETP_SCH_NO_OPTIMUM | Thermostat Setpoint | C | Wkdy | 2014-01-01 | 2014-12-31 | Hourly | 26.7 | 26.7 | 26.7 | 26.7 | 26.7 | 26.7 | 24 | 24 | 24 | 24 | 24 | 24 | 24 | 24 | 24 | 24 | 24 | 24 | 24 | 24 | 24 | 26.7 | 26.7 | 26.7 | From DOE Prototype Buildings
SchoolPrimary CLGSETP_SCH_NO_SETBACK | Thermostat Setpoint | C | Default¦SmrDsn¦Wkdy | 2014-01-01 | 2014-12-31 | Constant | 24 | [23 empty] | From DOE Prototype Buildings
SchoolPrimary CLGSETP_SCH_NO_SETBACK | Thermostat Setpoint | C | WntrDsn | 2014-01-01 | 2014-12-31 | Constant | 26.7 | [23 empty] | From DOE Prototype Buildings
SchoolPrimary CLGSETP_SCH_Setup | Thermostat Setpoint | C | Default¦WntrDsn¦Wkdy | 2014-01-01 | 2014-12-31 | Constant | 26.7 | [23 empty] | From DOE Prototype Buildings
SchoolPrimary CLGSETP_SCH_Setup | Thermostat Setpoint | C | SmrDsn | 2014-01-01 | 2014-12-31 | Constant | 24 | [23 empty] | From DOE Prototype Buildings
SchoolPrimary CLGSETP_SCH_VAV_OTHER | Thermostat Setpoint | C | Default¦WntrDsn | 2014-01-01 | 2014-12-31 | Constant | 26.7 | [23 empty] | From DOE Prototype Buildings
SchoolPrimary CLGSETP_SCH_VAV_OTHER | Thermostat Setpoint | C | SmrDsn | 2014-01-01 | 2014-12-31 | Constant | 24 | [23 empty] | From DOE Prototype Buildings
SchoolPrimary CLGSETP_SCH_VAV_OTHER | Thermostat Setpoint | C | Wkdy | 2014-01-01 | 2014-12-31 | Hourly | 26.7 | 26.7 | 26.7 | 26.7 | 26.7 | 26.7 | 24 | 24 | 24 | 24 | 24 | 24 | 24 | 24 | 24 | 24 | 24 | 24 | 24 | 24 | 24 | 26.7 | 26.7 | 26.7 | From DOE Prototype Buildings
SchoolPrimary CLGSETP_SCH_VAV_POD_1 | Thermostat Setpoint | C | Default¦WntrDsn | 2014-01-01 | 2014-12-31 | Constant | 26.7 | [23 empty] | From DOE Prototype Buildings
SchoolPrimary CLGSETP_SCH_VAV_POD_1 | Thermostat Setpoint | C | SmrDsn | 2014-01-01 | 2014-12-31 | Constant | 24 | [23 empty] | From DOE Prototype Buildings
SchoolPrimary CLGSETP_SCH_VAV_POD_1 | Thermostat Setpoint | C | Wkdy | 2014-01-01 | 2014-12-31 | Hourly | 26.7 | 26.7 | 26.7 | 26.7 | 26.7 | 26.7 | 24 | 24 | 24 | 24 | 24 | 24 | 24 | 24 | 24 | 24 | 24 | 24 | 24 | 24 | 24 | 26.7 | 26.7 | 26.7 | From DOE Prototype Buildings
SchoolPrimary CLGSETP_SCH_VAV_POD_2 | Thermostat Setpoint | C | Default¦WntrDsn | 2014-01-01 | 2014-12-31 | Constant | 26.7 | [23 empty] | From DOE Prototype Buildings
SchoolPrimary CLGSETP_SCH_VAV_POD_2 | Thermostat Setpoint | C | SmrDsn | 2014-01-01 | 2014-12-31 | Constant | 24 | [23 empty] | From DOE Prototype Buildings
SchoolPrimary CLGSETP_SCH_VAV_POD_2 | Thermostat Setpoint | C | Wkdy | 2014-01-01 | 2014-12-31 | Hourly | 26.7 | 26.7 | 26.7 | 26.7 | 26.7 | 26.7 | 24 | 24 | 24 | 24 | 24 | 24 | 24 | 24 | 24 | 24 | 24 | 24 | 24 | 24 | 24 | 26.7 | 26.7 | 26.7 | From DOE Prototype Buildings
SchoolPrimary CLGSETP_SCH_VAV_POD_3 | Thermostat Setpoint | C | Default¦WntrDsn | 2014-01-01 | 2014-12-31 | Constant | 26.7 | [23 empty] | From DOE Prototype Buildings
SchoolPrimary CLGSETP_SCH_VAV_POD_3 | Thermostat Setpoint | C | SmrDsn | 2014-01-01 | 2014-12-31 | Constant | 24 | [23 empty] | From DOE Prototype Buildings
SchoolPrimary CLGSETP_SCH_VAV_POD_3 | Thermostat Setpoint | C | Wkdy | 2014-01-01 | 2014-12-31 | Hourly | 26.7 | 26.7 | 26.7 | 26.7 | 26.7 | 26.7 | 24 | 24 | 24 | 24 | 24 | 24 | 24 | 24 | 24 | 24 | 24 | 24 | 24 | 24 | 24 | 26.7 | 26.7 | 26.7 | From DOE Prototype Buildings
SchoolPrimary CLGSETP_SCH_YES_OPTIMUM | Thermostat Setpoint | C | Default¦WntrDsn | 2014-01-01 | 2014-12-31 | Constant | 26.7 | [23 empty] | From DOE Prototype Buildings
SchoolPrimary CLGSETP_SCH_YES_OPTIMUM | Thermostat Setpoint | C | SmrDsn | 2014-01-01 | 2014-12-31 | Constant | 24 | [23 empty] | From DOE Prototype Buildings
SchoolPrimary CLGSETP_SCH_YES_OPTIMUM | Thermostat Setpoint | C | Wkdy | 2014-01-01 | 2014-12-31 | Hourly | 26.7 | 26.7 | 26.7 | 26.7 | 26.7 | 26.7 | 25.6 | 25 | 24 | 24 | 24 | 24 | 24 | 24 | 24 | 24 | 24 | 24 | 24 | 24 | 24 | 26.7 | 26.7 | 26.7 | From DOE Prototype Buildings
SchoolPrimary CLGSETP_SCH_YES_OPTIMUM_original | Thermostat Setpoint | C | Default¦WntrDsn | 2014-01-01 | 2014-12-31 | Constant | 26.7 | [23 empty] | From DOE Prototype Buildings
SchoolPrimary CLGSETP_SCH_YES_OPTIMUM_original | Thermostat Setpoint | C | SmrDsn | 2014-01-01 | 2014-12-31 | Constant | 24 | [23 empty] | From DOE Prototype Buildings
SchoolPrimary CLGSETP_SCH_YES_OPTIMUM_original | Thermostat Setpoint | C | Wkdy | 2014-01-01 | 2014-12-31 | Hourly | 26.7 | 26.7 | 26.7 | 26.7 | 26.7 | 26.7 | 25.6 | 25 | 24 | 24 | 24 | 24 | 24 | 24 | 24 | 24 | 24 | 24 | 24 | 24 | 24 | 26.7 | 26.7 | 26.7 | From DOE Prototype Buildings
SchoolPrimary HTGSETP_SCH_NO_OPTIMUM | Thermostat Setpoint | C | Default¦SmrDsn | 2014-01-01 | 2014-12-31 | Constant | 15.6 | [23 empty] | From DOE Prototype Buildings
SchoolPrimary HTGSETP_SCH_NO_OPTIMUM | Thermostat Setpoint | C | WntrDsn | 2014-01-01 | 2014-12-31 | Constant | 21 | [23 empty] | From DOE Prototype Buildings
SchoolPrimary HTGSETP_SCH_NO_OPTIMUM | Thermostat Setpoint | C | Wkdy | 2014-01-01 | 2014-12-31 | Hourly | 15.6 | 15.6 | 15.6 | 15.6 | 15.6 | 15.6 | 21 | 21 | 21 | 21 | 21 | 21 | 21 | 21 | 21 | 21 | 21 | 21 | 21 | 21 | 21 | 15.6 | 15.6 | 15.6 | From DOE Prototype Buildings
SchoolPrimary HTGSETP_SCH_Setback | Thermostat Setpoint | C | Default¦SmrDsn¦Wkdy | 2014-01-01 | 2014-12-31 | Constant | 15.6 | [23 empty] | From DOE Prototype Buildings
SchoolPrimary HTGSETP_SCH_Setback | Thermostat Setpoint | C | WntrDsn | 2014-01-01 | 2014-12-31 | Constant | 21 | [23 empty] | From DOE Prototype Buildings
SchoolPrimary HTGSETP_SCH_VAV_OTHER | Thermostat Setpoint | C | Default¦SmrDsn | 2014-01-01 | 2014-12-31 | Constant | 15.6 | [23 empty] | From DOE Prototype Buildings
SchoolPrimary HTGSETP_SCH_VAV_OTHER | Thermostat Setpoint | C | WntrDsn | 2014-01-01 | 2014-12-31 | Constant | 21 | [23 empty] | From DOE Prototype Buildings
SchoolPrimary HTGSETP_SCH_VAV_OTHER | Thermostat Setpoint | C | Wkdy | 2014-01-01 | 2014-12-31 | Hourly | 15.6 | 15.6 | 15.6 | 15.6 | 15.6 | 15.6 | 21 | 21 | 21 | 21 | 21 | 21 | 21 | 21 | 21 | 21 | 21 | 21 | 21 | 21 | 21 | 15.6 | 15.6 | 15.6 | From DOE Prototype Buildings
SchoolPrimary HTGSETP_SCH_VAV_POD_1 | Thermostat Setpoint | C | Default¦SmrDsn | 2014-01-01 | 2014-12-31 | Constant | 15.6 | [23 empty] | From DOE Prototype Buildings
SchoolPrimary HTGSETP_SCH_VAV_POD_1 | Thermostat Setpoint | C | WntrDsn | 2014-01-01 | 2014-12-31 | Constant | 21 | [23 empty] | From DOE Prototype Buildings
SchoolPrimary HTGSETP_SCH_VAV_POD_1 | Thermostat Setpoint | C | Wkdy | 2014-01-01 | 2014-12-31 | Hourly | 15.6 | 15.6 | 15.6 | 15.6 | 15.6 | 15.6 | 21 | 21 | 21 | 21 | 21 | 21 | 21 | 21 | 21 | 21 | 21 | 21 | 21 | 21 | 21 | 15.6 | 15.6 | 15.6 | From DOE Prototype Buildings
SchoolPrimary HTGSETP_SCH_VAV_POD_2 | Thermostat Setpoint | C | Default¦SmrDsn | 2014-01-01 | 2014-12-31 | Constant | 15.6 | [23 empty] | From DOE Prototype Buildings
SchoolPrimary HTGSETP_SCH_VAV_POD_2 | Thermostat Setpoint | C | WntrDsn | 2014-01-01 | 2014-12-31 | Constant | 21 | [23 empty] | From DOE Prototype Buildings
SchoolPrimary HTGSETP_SCH_VAV_POD_2 | Thermostat Setpoint | C | Wkdy | 2014-01-01 | 2014-12-31 | Hourly | 15.6 | 15.6 | 15.6 | 15.6 | 15.6 | 15.6 | 21 | 21 | 21 | 21 | 21 | 21 | 21 | 21 | 21 | 21 | 21 | 21 | 21 | 21 | 21 | 15.6 | 15.6 | 15.6 | From DOE Prototype Buildings
SchoolPrimary HTGSETP_SCH_VAV_POD_3 | Thermostat Setpoint | C | Default¦SmrDsn | 2014-01-01 | 2014-12-31 | Constant | 15.6 | [23 empty] | From DOE Prototype Buildings
SchoolPrimary HTGSETP_SCH_VAV_POD_3 | Thermostat Setpoint | C | WntrDsn | 2014-01-01 | 2014-12-31 | Constant | 21 | [23 empty] | From DOE Prototype Buildings
SchoolPrimary HTGSETP_SCH_VAV_POD_3 | Thermostat Setpoint | C | Wkdy | 2014-01-01 | 2014-12-31 | Hourly | 15.6 | 15.6 | 15.6 | 15.6 | 15.6 | 15.6 | 21 | 21 | 21 | 21 | 21 | 21 | 21 | 21 | 21 | 21 | 21 | 21 | 21 | 21 | 21 | 15.6 | 15.6 | 15.6 | From DOE Prototype Buildings
SchoolPrimary HTGSETP_SCH_YES_OPTIMUM | Thermostat Setpoint | C | Default¦SmrDsn | 2014-01-01 | 2014-12-31 | Constant | 15.6 | [23 empty] | From DOE Prototype Buildings
SchoolPrimary HTGSETP_SCH_YES_OPTIMUM | Thermostat Setpoint | C | WntrDsn | 2014-01-01 | 2014-12-31 | Constant | 21 | [23 empty] | From DOE Prototype Buildings
SchoolPrimary HTGSETP_SCH_YES_OPTIMUM | Thermostat Setpoint | C | Wkdy | 2014-01-01 | 2014-12-31 | Hourly | 15.6 | 15.6 | 15.6 | 15.6 | 15.6 | 15.6 | 17.8 | 20 | 21 | 21 | 21 | 21 | 21 | 21 | 21 | 21 | 21 | 21 | 21 | 21 | 21 | 15.6 | 15.6 | 15.6 | From DOE Prototype Buildings
SchoolPrimary HTGSETP_SCH_YES_OPTIMUM_original | Thermostat Setpoint | C | Default¦SmrDsn | 2014-01-01 | 2014-12-31 | Constant | 15.6 | [23 empty] | From DOE Prototype Buildings
SchoolPrimary HTGSETP_SCH_YES_OPTIMUM_original | Thermostat Setpoint | C | WntrDsn | 2014-01-01 | 2014-12-31 | Constant | 21 | [23 empty] | From DOE Prototype Buildings
SchoolPrimary HTGSETP_SCH_YES_OPTIMUM_original | Thermostat Setpoint | C | Wkdy | 2014-01-01 | 2014-12-31 | Hourly | 15.6 | 15.6 | 15.6 | 15.6 | 15.6 | 15.6 | 17.8 | 20 | 21 | 21 | 21 | 21 | 21 | 21 | 21 | 21 | 21 | 21 | 21 | 21 | 21 | 15.6 | 15.6 | 15.6 | From DOE Prototype Buildings
SchoolSecondary CLGSETP_SCH_NO_OPTIMUM | Thermostat Setpoint | C | Default¦WntrDsn | 2014-01-01 | 2014-12-31 | Constant | 29.44 | [23 empty] | From DOE Prototype Buildings
SchoolSecondary CLGSETP_SCH_NO_OPTIMUM | Thermostat Setpoint | C | SmrDsn | 2014-01-01 | 2014-12-31 | Constant | 24 | [23 empty] | From DOE Prototype Buildings
SchoolSecondary CLGSETP_SCH_NO_OPTIMUM | Thermostat Setpoint | C | Wkdy | 2014-01-01 | 2014-12-31 | Hourly | 29.44 | 29.44 | 29.44 | 29.44 | 29.44 | 29.44 | 24 | 24 | 24 | 24 | 24 | 24 | 24 | 24 | 24 | 24 | 24 | 24 | 24 | 24 | 24 | 29.44 | 29.44 | 29.44 | From DOE Prototype Buildings
SchoolSecondary CLGSETP_SCH_NO_SETBACK | Thermostat Setpoint | C | Default¦SmrDsn | 2014-01-01 | 2014-12-31 | Constant | 24 | [23 empty] | From DOE Prototype Buildings
SchoolSecondary CLGSETP_SCH_NO_SETBACK | Thermostat Setpoint | C | WntrDsn | 2014-01-01 | 2014-12-31 | Constant | 29.44 | [23 empty] | From DOE Prototype Buildings
SchoolSecondary CLGSETP_SCH_PSZ_AC | Thermostat Setpoint | C | Default¦WntrDsn | 2014-01-01 | 2014-12-31 | Constant | 29.44 | [23 empty] | From DOE Prototype Buildings
SchoolSecondary CLGSETP_SCH_PSZ_AC | Thermostat Setpoint | C | SmrDsn | 2014-01-01 | 2014-12-31 | Constant | 24 | [23 empty] | From DOE Prototype Buildings
SchoolSecondary CLGSETP_SCH_PSZ_AC | Thermostat Setpoint | C | Wkdy | 2014-01-01 | 2014-12-31 | Hourly | 29.44 | 29.44 | 29.44 | 29.44 | 29.44 | 29.44 | 24 | 24 | 24 | 24 | 24 | 24 | 24 | 24 | 24 | 24 | 24 | 24 | 24 | 24 | 24 | 29.44 | 29.44 | 29.44 | From DOE Prototype Buildings
SchoolSecondary CLGSETP_SCH_Setback | Thermostat Setpoint | C | Default¦WntrDsn¦Wkdy | 2014-01-01 | 2014-12-31 | Constant | 29.44 | [23 empty] | From DOE Prototype Buildings
SchoolSecondary CLGSETP_SCH_Setback | Thermostat Setpoint | C | SmrDsn | 2014-01-01 | 2014-12-31 | Constant | 24 | [23 empty] | From DOE Prototype Buildings
SchoolSecondary CLGSETP_SCH_YES_OPTIMUM | Thermostat Setpoint | C | Default¦WntrDsn | 2014-01-01 | 2014-12-31 | Constant | 29.44 | [23 empty] | From DOE Prototype Buildings
SchoolSecondary CLGSETP_SCH_YES_OPTIMUM | Thermostat Setpoint | C | SmrDsn | 2014-01-01 | 2014-12-31 | Constant | 24 | [23 empty] | From DOE Prototype Buildings
SchoolSecondary CLGSETP_SCH_YES_OPTIMUM | Thermostat Setpoint | C | Wkdy | 2014-01-01 | 2014-12-31 | Hourly | 29.44 | 29.44 | 29.44 | 29.44 | 29.44 | 29.44 | 27.8 | 25.6 | 24 | 24 | 24 | 24 | 24 | 24 | 24 | 24 | 24 | 24 | 24 | 24 | 24 | 29.44 | 29.44 | 29.44 | From DOE Prototype Buildings
SchoolSecondary CLGSETP_SCH_Yes_Optimum_Original | Thermostat Setpoint | C | Default¦WntrDsn | 2014-01-01 | 2014-12-31 | Constant | 29.44 | [23 empty] | From DOE Prototype Buildings
SchoolSecondary CLGSETP_SCH_Yes_Optimum_Original | Thermostat Setpoint | C | SmrDsn | 2014-01-01 | 2014-12-31 | Constant | 24 | [23 empty] | From DOE Prototype Buildings
SchoolSecondary CLGSETP_SCH_Yes_Optimum_Original | Thermostat Setpoint | C | Wkdy | 2014-01-01 | 2014-12-31 | Hourly | 29.44 | 29.44 | 29.44 | 29.44 | 29.44 | 29.44 | 27.8 | 25.6 | 24 | 24 | 24 | 24 | 24 | 24 | 24 | 24 | 24 | 24 | 24 | 24 | 24 | 29.44 | 29.44 | 29.44 | From DOE Prototype Buildings
SchoolSecondary HTGSETP_SCH_NO_OPTIMUM | Thermostat Setpoint | C | Default¦SmrDsn | 2014-01-01 | 2014-12-31 | Constant | 15.6 | [23 empty] | From DOE Prototype Buildings
SchoolSecondary HTGSETP_SCH_NO_OPTIMUM | Thermostat Setpoint | C | WntrDsn | 2014-01-01 | 2014-12-31 | Constant | 21 | [23 empty] | From DOE Prototype Buildings
SchoolSecondary HTGSETP_SCH_NO_OPTIMUM | Thermostat Setpoint | C | Wkdy | 2014-01-01 | 2014-12-31 | Hourly | 15.6 | 15.6 | 15.6 | 15.6 | 15.6 | 15.6 | 21 | 21 | 21 | 21 | 21 | 21 | 21 | 21 | 21 | 21 | 21 | 21 | 21 | 21 | 21 | 15.6 | 15.6 | 15.6 | From DOE Prototype Buildings
SchoolSecondary HTGSETP_SCH_PSZ_AC | Thermostat Setpoint | C | Default¦SmrDsn | 2014-01-01 | 2014-12-31 | Constant | 15.6 | [23 empty] | From DOE Prototype Buildings
SchoolSecondary HTGSETP_SCH_PSZ_AC | Thermostat Setpoint | C | WntrDsn | 2014-01-01 | 2014-12-31 | Constant | 21 | [23 empty] | From DOE Prototype Buildings
SchoolSecondary HTGSETP_SCH_PSZ_AC | Thermostat Setpoint | C | Wkdy | 2014-01-01 | 2014-12-31 | Hourly | 15.6 | 15.6 | 15.6 | 15.6 | 15.6 | 15.6 | 21 | 21 | 21 | 21 | 21 | 21 | 21 | 21 | 21 | 21 | 21 | 21 | 21 | 21 | 21 | 15.6 | 15.6 | 15.6 | From DOE Prototype Buildings
SchoolSecondary HTGSETP_SCH_Setback | Thermostat Setpoint | C | Default¦SmrDsn¦Wkdy | 2014-01-01 | 2014-12-31 | Constant | 15.6 | [23 empty] | From DOE Prototype Buildings
SchoolSecondary HTGSETP_SCH_Setback | Thermostat Setpoint | C | WntrDsn | 2014-01-01 | 2014-12-31 | Constant | 21 | [23 empty] | From DOE Prototype Buildings
SchoolSecondary HTGSETP_SCH_YES_OPTIMUM | Thermostat Setpoint | C | Default¦SmrDsn | 2014-01-01 | 2014-12-31 | Constant | 15.6 | [23 empty] | From DOE Prototype Buildings
SchoolSecondary HTGSETP_SCH_YES_OPTIMUM | Thermostat Setpoint | C | WntrDsn | 2014-01-01 | 2014-12-31 | Constant | 21 | [23 empty] | From DOE Prototype Buildings
SchoolSecondary HTGSETP_SCH_YES_OPTIMUM | Thermostat Setpoint | C | Wkdy | 2014-01-01 | 2014-12-31 | Hourly | 15.6 | 15.6 | 15.6 | 15.6 | 15.6 | 15.6 | 17.8 | 20 | 21 | 21 | 21 | 21 | 21 | 21 | 21 | 21 | 21 | 21 | 21 | 21 | 21 | 15.6 | 15.6 | 15.6 | From DOE Prototype Buildings
SchoolSecondary HTGSETP_SCH_Yes_Optimum_Original | Thermostat Setpoint | C | Default¦SmrDsn | 2014-01-01 | 2014-12-31 | Constant | 15.6 | [23 empty] | From DOE Prototype Buildings
SchoolSecondary HTGSETP_SCH_Yes_Optimum_Original | Thermostat Setpoint | C | WntrDsn | 2014-01-01 | 2014-12-31 | Constant | 21 | [23 empty] | From DOE Prototype Buildings
SchoolSecondary HTGSETP_SCH_Yes_Optimum_Original | Thermostat Setpoint | C | Wkdy | 2014-01-01 | 2014-12-31 | Hourly | 15.6 | 15.6 | 15.6 | 15.6 | 15.6 | 15.6 | 17.8 | 20 | 21 | 21 | 21 | 21 | 21 | 21 | 21 | 21 | 21 | 21 | 21 | 21 | 21 | 15.6 | 15.6 | 15.6 | From DOE Prototype Buildings
SecondarySchool ClgSetp | Thermostat Setpoint | C | Default | 2014-01-01 | 2014-12-31 | Hourly | 27 | 27 | 27 | 27 | 27 | 27 | 24 | 24 | 24 | 24 | 24 | 24 | 24 | 24 | 24 | 24 | 24 | 24 | 24 | 24 | 24 | 27 | 27 | 27 | From DOE Reference Buildings
SecondarySchool ClgSetp | Thermostat Setpoint | C | WntrDsn | 2014-01-01 | 2014-12-31 | Constant | 27 | [23 empty] | From DOE Reference Buildings
SecondarySchool ClgSetp | Thermostat Setpoint | C | SmrDsn | 2014-01-01 | 2014-12-31 | Constant | 24 | [23 empty] | From DOE Reference Buildings
SecondarySchool ClgSetp | Thermostat Setpoint | C | Wknd¦Wkdy | 2014-09-01 | 2014-12-31 | Hourly | 27 | 27 | 27 | 27 | 27 | 27 | 24 | 24 | 24 | 24 | 24 | 24 | 24 | 24 | 24 | 24 | 24 | 24 | 24 | 24 | 24 | 27 | 27 | 27 | From DOE Reference Buildings
SecondarySchool ClgSetp | Thermostat Setpoint | C | Wknd¦Wkdy | 2014-07-01 | 2014-09-01 | Hourly | 27 | 27 | 27 | 27 | 27 | 27 | 27 | 24 | 24 | 24 | 24 | 24 | 24 | 24 | 24 | 24 | 24 | 24 | 27 | 27 | 27 | 27 | 27 | 27 | From DOE Reference Buildings
SecondarySchool ClgSetp BathCorrMechKitchen | Thermostat Setpoint | C | Default¦WntrDsn | 2014-01-01 | 2014-12-31 | Constant | 27 | [23 empty] | From DOE Reference Buildings
SecondarySchool ClgSetp BathCorrMechKitchen | Thermostat Setpoint | C | SmrDsn | 2014-01-01 | 2014-12-31 | Hourly | 27 | 27 | 27 | 27 | 27 | 27 | 24 | 24 | 24 | 24 | 24 | 24 | 24 | 24 | 24 | 24 | 24 | 24 | 24 | 24 | 24 | 27 | 27 | 27 | From DOE Reference Buildings
SecondarySchool HtgSetp | Thermostat Setpoint | C | Default | 2014-01-01 | 2014-12-31 | Hourly | 16 | 16 | 16 | 16 | 16 | 16 | 21 | 21 | 21 | 21 | 21 | 21 | 21 | 21 | 21 | 21 | 21 | 21 | 21 | 21 | 21 | 16 | 16 | 16 | From DOE Reference Buildings
SecondarySchool HtgSetp | Thermostat Setpoint | C | WntrDsn | 2014-01-01 | 2014-12-31 | Constant | 21 | [23 empty] | From DOE Reference Buildings
SecondarySchool HtgSetp | Thermostat Setpoint | C | SmrDsn | 2014-01-01 | 2014-12-31 | Constant | 16 | [23 empty] | From DOE Reference Buildings
SecondarySchool HtgSetp | Thermostat Setpoint | C | Wknd¦Wkdy | 2014-09-01 | 2014-12-31 | Hourly | 16 | 16 | 16 | 16 | 16 | 16 | 21 | 21 | 21 | 21 | 21 | 21 | 21 | 21 | 21 | 21 | 21 | 21 | 21 | 21 | 21 | 16 | 16 | 16 | From DOE Reference Buildings
SecondarySchool HtgSetp | Thermostat Setpoint | C | Wknd¦Wkdy | 2014-07-01 | 2014-09-01 | Hourly | 16 | 16 | 16 | 16 | 16 | 16 | 16 | 21 | 21 | 21 | 21 | 21 | 21 | 21 | 21 | 21 | 21 | 21 | 16 | 16 | 16 | 16 | 16 | 16 | From DOE Reference Buildings
SecondarySchool HtgSetp BathCorrMechKitchen | Thermostat Setpoint | C | Default¦SmrDsn | 2014-01-01 | 2014-12-31 | Constant | 16 | [23 empty] | From DOE Reference Buildings
SecondarySchool HtgSetp BathCorrMechKitchen | Thermostat Setpoint | C | WntrDsn | 2014-01-01 | 2014-12-31 | Hourly | 16 | 16 | 16 | 16 | 16 | 16 | 21 | 21 | 21 | 21 | 21 | 21 | 21 | 21 | 21 | 21 | 21 | 21 | 21 | 21 | 21 | 16 | 16 | 16 | From DOE Reference Buildings
Small Office ClgSetp | Thermostat Setpoint | C | Default¦SmrDsn | 2014-01-01 | 2014-12-31 | Hourly | 26.7 | 26.7 | 26.7 | 26.7 | 26.7 | 26.7 | 24 | 24 | 24 | 24 | 24 | 24 | 24 | 24 | 24 | 24 | 24 | 24 | 24 | 24 | 24 | 24 | 26.7 | 26.7 | From DOE Reference Buildings
Small Office ClgSetp | Thermostat Setpoint | C | WntrDsn¦Sun | 2014-01-01 | 2014-12-31 | Constant | 26.7 | [23 empty] | From DOE Reference Buildings
Small Office ClgSetp | Thermostat Setpoint | C | Sat | 2014-01-01 | 2014-12-31 | Hourly | 26.7 | 26.7 | 26.7 | 26.7 | 26.7 | 26.7 | 24 | 24 | 24 | 24 | 24 | 24 | 24 | 24 | 24 | 24 | 24 | 24 | 26.7 | 26.7 | 26.7 | 26.7 | 26.7 | 26.7 | From DOE Reference Buildings
Small Office HtgSetp | Thermostat Setpoint | C | Default | 2014-01-01 | 2014-12-31 | Hourly | 15.6 | 15.6 | 15.6 | 15.6 | 15.6 | 15.6 | 21 | 21 | 21 | 21 | 21 | 21 | 21 | 21 | 21 | 21 | 21 | 21 | 21 | 21 | 21 | 21 | 15.6 | 15.6 | From DOE Reference Buildings
Small Office HtgSetp | Thermostat Setpoint | C | WntrDsn | 2014-01-01 | 2014-12-31 | Constant | 21 | [23 empty] | From DOE Reference Buildings
Small Office HtgSetp | Thermostat Setpoint | C | SmrDsn¦Sun | 2014-01-01 | 2014-12-31 | Constant | 15.6 | [23 empty] | From DOE Reference Buildings
Small Office HtgSetp | Thermostat Setpoint | C | Sat | 2014-01-01 | 2014-12-31 | Hourly | 15.6 | 15.6 | 15.6 | 15.6 | 15.6 | 15.6 | 21 | 21 | 21 | 21 | 21 | 21 | 21 | 21 | 21 | 21 | 21 | 21 | 15.6 | 15.6 | 15.6 | 15.6 | 15.6 | 15.6 | From DOE Reference Buildings
SmallHotel ClgSetp | Thermostat Setpoint | C | Default¦WntrDsn¦SmrDsn | 2014-01-01 | 2014-12-31 | Constant | 24 | [23 empty] | From DOE Reference Buildings
SmallHotel HtgSetp | Thermostat Setpoint | C | Default¦WntrDsn¦SmrDsn | 2014-01-01 | 2014-12-31 | Constant | 21 | [23 empty] | From DOE Reference Buildings
SmallHotel UnitHeater ClgSP Sch | Thermostat Setpoint |  | Default¦WntrDsn¦SmrDsn | 2014-01-01 | 2014-12-31 | Constant | 40 | [23 empty] | From DOE Reference Buildings
SmallHotel UnitHeater HtgSP Sch | Thermostat Setpoint |  | Default¦WntrDsn¦SmrDsn | 2014-01-01 | 2014-12-31 | Constant | 15.6 | [23 empty] | From DOE Reference Buildings
StripMall ClgSetp | Thermostat Setpoint | C | Default¦SmrDsn | 2014-01-01 | 2014-12-31 | Hourly | 30 | 30 | 30 | 30 | 30 | 30 | 24 | 24 | 24 | 24 | 24 | 24 | 24 | 24 | 24 | 24 | 24 | 24 | 24 | 24 | 24 | 30 | 30 | 30 | From DOE Reference Buildings
StripMall ClgSetp | Thermostat Setpoint | C | WntrDsn | 2014-01-01 | 2014-12-31 | Constant | 30 | [23 empty] | From DOE Reference Buildings
StripMall ClgSetp | Thermostat Setpoint | C | Sun | 2014-01-01 | 2014-12-31 | Hourly | 30 | 30 | 30 | 30 | 30 | 30 | 30 | 30 | 24 | 24 | 24 | 24 | 24 | 24 | 24 | 24 | 24 | 24 | 24 | 30 | 30 | 30 | 30 | 30 | From DOE Reference Buildings
StripMall ClgSetp | Thermostat Setpoint | C | Sat | 2014-01-01 | 2014-12-31 | Hourly | 30 | 30 | 30 | 30 | 30 | 30 | 24 | 24 | 24 | 24 | 24 | 24 | 24 | 24 | 24 | 24 | 24 | 24 | 24 | 24 | 24 | 24 | 30 | 30 | From DOE Reference Buildings
StripMall HtgSetp | Thermostat Setpoint | C | Default | 2014-01-01 | 2014-12-31 | Hourly | 15.6 | 15.6 | 15.6 | 15.6 | 15.6 | 15.6 | 21 | 21 | 21 | 21 | 21 | 21 | 21 | 21 | 21 | 21 | 21 | 21 | 21 | 21 | 21 | 15.6 | 15.6 | 15.6 | From DOE Reference Buildings
StripMall HtgSetp | Thermostat Setpoint | C | WntrDsn | 2014-01-01 | 2014-12-31 | Constant | 21 | [23 empty] | From DOE Reference Buildings
StripMall HtgSetp | Thermostat Setpoint | C | SmrDsn | 2014-01-01 | 2014-12-31 | Constant | 15.6 | [23 empty] | From DOE Reference Buildings
StripMall HtgSetp | Thermostat Setpoint | C | Sun | 2014-01-01 | 2014-12-31 | Hourly | 15.6 | 15.6 | 15.6 | 15.6 | 15.6 | 15.6 | 15.6 | 15.6 | 21 | 21 | 21 | 21 | 21 | 21 | 21 | 21 | 21 | 21 | 21 | 15.6 | 15.6 | 15.6 | 15.6 | 15.6 | From DOE Reference Buildings
StripMall HtgSetp | Thermostat Setpoint | C | Sat | 2014-01-01 | 2014-12-31 | Hourly | 15.6 | 15.6 | 15.6 | 15.6 | 15.6 | 15.6 | 21 | 21 | 21 | 21 | 21 | 21 | 21 | 21 | 21 | 21 | 21 | 21 | 21 | 21 | 21 | 21 | 15.6 | 15.6 | From DOE Reference Buildings
SuperMarket ClgSetp | Thermostat Setpoint | C | Default¦SmrDsn | 2014-01-01 | 2014-12-31 | Hourly | 30 | 30 | 30 | 30 | 30 | 30 | 24 | 24 | 24 | 24 | 24 | 24 | 24 | 24 | 24 | 24 | 24 | 24 | 24 | 24 | 24 | 24 | 30 | 30 | From DOE Reference Buildings
SuperMarket ClgSetp | Thermostat Setpoint | C | WntrDsn | 2014-01-01 | 2014-12-31 | Constant | 30 | [23 empty] | From DOE Reference Buildings
SuperMarket HtgSetp | Thermostat Setpoint | C | Default¦WntrDsn | 2014-01-01 | 2014-12-31 | Hourly | 15.6 | 15.6 | 15.6 | 15.6 | 15.6 | 15.6 | 21 | 21 | 21 | 21 | 21 | 21 | 21 | 21 | 21 | 21 | 21 | 21 | 21 | 21 | 21 | 21 | 15.6 | 15.6 | From DOE Reference Buildings
SuperMarket HtgSetp | Thermostat Setpoint | C | SmrDsn | 2014-01-01 | 2014-12-31 | Constant | 15.6 | [23 empty] | From DOE Reference Buildings
SuperMarket Vestibule ClgSetp | Thermostat Setpoint | C | Default¦SmrDsn | 2014-01-01 | 2014-12-31 | Constant | 100 | [23 empty] | From DOE Reference Buildings
SuperMarket Vestibule ClgSetp | Thermostat Setpoint | C | WntrDsn | 2014-01-01 | 2014-12-31 | Constant | 100 | [23 empty] | From DOE Reference Buildings
SuperMarket Vestibule HtgSetp | Thermostat Setpoint | C | Default¦WntrDsn | 2014-01-01 | 2014-12-31 | Constant | 7.2 | [23 empty] | From DOE Reference Buildings
Warehouse Bulk Storage Heating Setpoint Schedule | Thermostat Setpoint | C | Default¦WntrDsn¦SmrDsn | 2014-01-01 | 2014-12-31 | Constant | 10 | [23 empty] | From DOE Prototype Buildings
Warehouse ClgSetp | Thermostat Setpoint | C | Default | 2014-01-01 | 2014-12-31 | Hourly | 29.4 | 29.4 | 29.4 | 29.4 | 29.4 | 29.4 | 23.9 | 23.9 | 23.9 | 23.9 | 23.9 | 23.9 | 23.9 | 23.9 | 23.9 | 23.9 | 23.9 | 23.9 | 29.4 | 29.4 | 29.4 | 29.4 | 29.4 | 29.4 | From DOE Reference Buildings
Warehouse ClgSetp | Thermostat Setpoint | C | WntrDsn¦SmrDsn | 2014-01-01 | 2014-12-31 | Hourly | 29.4 | 29.4 | 29.4 | 29.4 | 29.4 | 29.4 | 27.8 | 25.6 | 23.9 | 23.9 | 23.9 | 23.9 | 23.9 | 23.9 | 23.9 | 23.9 | 23.9 | 23.9 | 29.4 | 29.4 | 29.4 | 29.4 | 29.4 | 29.4 | From DOE Reference Buildings
Warehouse ClgSetp | Thermostat Setpoint | C | Sun | 2014-01-01 | 2014-12-31 | Constant | 29.4 | [23 empty] | From DOE Reference Buildings
Warehouse ClgSetp BulkStorage | Thermostat Setpoint | C | Default¦WntrDsn¦SmrDsn | 2014-01-01 | 2014-12-31 | Constant | 50
Warehouse ClgSetp FineStorage | Thermostat Setpoint | C | Default¦WntrDsn¦SmrDsn | 2014-01-01 | 2014-12-31 | Constant | 26.7 | [23 empty] | From DOE Reference Buildings
Warehouse Cooling Setpoint | Thermostat Setpoint | C | Default | 2014-01-01 | 2014-12-31 | Constant | 30 | [23 empty] | From DOE Reference Buildings
Warehouse Cooling Setpoint | Thermostat Setpoint | C | Wkdy¦SmrDsn | 2014-01-01 | 2014-12-31 | Hourly | 30 | 30 | 30 | 30 | 30 | 30 | 24 | 24 | 24 | 24 | 24 | 24 | 24 | 24 | 24 | 24 | 24 | 30 | 30 | 30 | 30 | 30 | 30 | 30 | From DOE Reference Buildings
Warehouse Cooling Setpoint | Thermostat Setpoint | C | Sat | 2014-01-01 | 2014-12-31 | Hourly | 30 | 30 | 30 | 30 | 30 | 30 | 30 | 30 | 24 | 24 | 24 | 24 | 24 | 24 | 24 | 24 | 30 | 30 | 30 | 30 | 30 | 30 | 30 | 30 | From DOE Reference Buildings
Warehouse Fine Storage Cooling Setpoint Schedule | Thermostat Setpoint | C | Default¦WntrDsn¦SmrDsn | 2014-01-01 | 2014-12-31 | Constant | 26.7 | [23 empty] | From DOE Prototype Buildings
Warehouse Fine Storage Heating Setpoint Schedule | Thermostat Setpoint | C | Default¦WntrDsn¦SmrDsn | 2014-01-01 | 2014-12-31 | Constant | 15.56 | [23 empty] | From DOE Prototype Buildings
Warehouse HtgSetp | Thermostat Setpoint | C | Default | 2014-01-01 | 2014-12-31 | Hourly | 15.6 | 15.6 | 15.6 | 15.6 | 15.6 | 15.6 | 21.1 | 21.1 | 21.1 | 21.1 | 21.1 | 21.1 | 21.1 | 21.1 | 21.1 | 21.1 | 21.1 | 21.1 | 15.6 | 15.6 | 15.6 | 15.6 | 15.6 | 15.6 | From DOE Reference Buildings
Warehouse HtgSetp | Thermostat Setpoint | C | WntrDsn¦SmrDsn | 2014-01-01 | 2014-12-31 | Hourly | 15.6 | 15.6 | 15.6 | 15.6 | 15.6 | 15.6 | 17.8 | 20 | 21 | 21 | 21 | 21 | 21 | 21 | 21 | 21 | 21 | 21 | 15.6 | 15.6 | 15.6 | 15.6 | 15.6 | 15.6 | From DOE Reference Buildings
Warehouse HtgSetp | Thermostat Setpoint | C | Sat | 2014-01-01 | 2014-12-31 | Hourly | 15.6 | 15.6 | 15.6 | 15.6 | 15.6 | 15.6 | 21.1 | 21.1 | 21.1 | 21.1 | 21.1 | 21.1 | 21.1 | 21.1 | 21.1 | 21.1 | 21.1 | 21.1 | 15.6 | 15.6 | 15.6 | 15.6 | 15.6 | 15.6 | From DOE Reference Buildings
Warehouse HtgSetp | Thermostat Setpoint | C | Sun | 2014-01-01 | 2014-12-31 | Constant | 15.6 | [23 empty] | From DOE Reference Buildings
Warehouse HtgSetp BulkStorage | Thermostat Setpoint | C | Default¦WntrDsn¦SmrDsn | 2014-01-01 | 2014-12-31 | Constant | 7.2 | [23 empty] | From DOE Reference Buildings
Warehouse HtgSetp FineStorage | Thermostat Setpoint | C | Default¦WntrDsn¦SmrDsn | 2014-01-01 | 2014-12-31 | Constant | 15.56 | [23 empty] | From DOE Reference Buildings
Always Off | Unknown |  | Default¦WntrDsn¦SmrDsn | 2014-01-01 | 2014-12-31 | Constant | 0 | [23 empty] | From DOE Reference Buildings
Always On | Unknown |  | Default | 2014-01-01 | 2014-12-31 | Constant | 1
ApartmentHighRise APT_DHW_SCH | Unknown |  | Default¦WntrDsn¦SmrDsn | 2014-01-01 | 2014-12-31 | Hourly | 0.08 | 0.04 | 0.01 | 0.01 | 0.04 | 0.27 | 0.94 | 1 | 0.96 | 0.84 | 0.76 | 0.61 | 0.53 | 0.47 | 0.41 | 0.47 | 0.55 | 0.73 | 0.86 | 0.82 | 0.75 | 0.61 | 0.53 | 0.29 | From DOE Prototype Buildings
ApartmentHighRise COMPACT HVAC-ALWAYS 4 | Unknown |  | Default¦WntrDsn¦SmrDsn | 2014-01-01 | 2014-12-31 | Constant | 4 | [23 empty] | From DOE Prototype Buildings
ApartmentHighRise Exterior_Lgt_ALWAYS_ON | Unknown |  | Default¦WntrDsn¦SmrDsn | 2014-01-01 | 2014-12-31 | Constant | 1 | [23 empty] | From DOE Prototype Buildings
ApartmentHighRise Exterior_Ltg_Sch | Unknown |  | Default¦WntrDsn¦SmrDsn | 2014-01-01 | 2014-12-31 | Hourly | 1 | 1 | 1 | 1 | 1 | 1 | 1 | 0 | 0 | 0 | 0 | 0 | 0 | 0 | 0 | 0 | 0 | 0 | 0 | 1 | 1 | 1 | 1 | 1 | From DOE Prototype Buildings
ApartmentHighRise INF_APT_SCH | Unknown |  | Default¦WntrDsn¦SmrDsn | 2014-01-01 | 2014-12-31 | Constant | 1 | [23 empty] | From DOE Prototype Buildings
ApartmentHighRise INF_COR_SCH | Unknown |  | Default¦WntrDsn¦SmrDsn | 2014-01-01 | 2014-12-31 | Constant | 1 | [23 empty] | From DOE Prototype Buildings
ApartmentHighRise INF_OFF_SCH | Unknown |  | Default¦WntrDsn¦SmrDsn | 2014-01-01 | 2014-12-31 | Constant | 1 | [23 empty] | From DOE Prototype Buildings
ApartmentHighRise LTG_APT_SCH | Unknown |  | Default¦WntrDsn¦SmrDsn | 2014-01-01 | 2014-12-31 | Hourly | 0.011316 | 0.011316 | 0.011316 | 0.011316 | 0.033948 | 0.073554 | 0.079212 | 0.073554 | 0.033948 | 0.022632 | 0.022632 | 0.022632 | 0.022632 | 0.022632 | 0.022632 | 0.039606 | 0.079212 | 0.11316 | 0.15277 | 0.18106 | 0.18106 | 0.12448 | 0.067896 | 0.02829 | From DOE Prototype Buildings
ApartmentHighRise LTG_COR_SCH_2004_2007 | Unknown |  | Default¦WntrDsn¦SmrDsn | 2014-01-01 | 2014-12-31 | Constant | 1 | [23 empty] | From DOE Prototype Buildings
ApartmentHighRise LTG_COR_SCH_2010 | Unknown |  | Default¦WntrDsn¦SmrDsn | 2014-01-01 | 2014-12-31 | Constant | 0.8875 | [23 empty] | From DOE Prototype Buildings
ApartmentHighRise LTG_COR_SCH_2013 | Unknown |  | Default¦WntrDsn¦SmrDsn | 2014-01-01 | 2014-12-31 | Constant | 0.57688 | [23 empty] | From DOE Prototype Buildings
ApartmentHighRise LTG_OFF_SCH_2004_2007 | Unknown |  | Default | 2014-01-01 | 2014-12-31 | Constant | 0.18 | [23 empty] | From DOE Prototype Buildings
ApartmentHighRise LTG_OFF_SCH_2004_2007 | Unknown |  | WntrDsn | 2014-01-01 | 2014-12-31 | Constant | 0 | [23 empty] | From DOE Prototype Buildings
ApartmentHighRise LTG_OFF_SCH_2004_2007 | Unknown |  | SmrDsn | 2014-01-01 | 2014-12-31 | Constant | 1 | [23 empty] | From DOE Prototype Buildings
ApartmentHighRise LTG_OFF_SCH_2004_2007 | Unknown |  | Wkdy | 2014-01-01 | 2014-12-31 | Hourly | 0.18 | 0.18 | 0.18 | 0.18 | 0.18 | 0.18 | 0.18 | 0.18 | 0.9 | 0.9 | 0.9 | 0.9 | 0.8 | 0.9 | 0.9 | 0.9 | 0.9 | 0.18 | 0.18 | 0.18 | 0.18 | 0.18 | 0.18 | 0.18 | From DOE Prototype Buildings
ApartmentHighRise LTG_OFF_SCH_2010_2013 | Unknown |  | Default | 2014-01-01 | 2014-12-31 | Constant | 0.18 | [23 empty] | From DOE Prototype Buildings
ApartmentHighRise LTG_OFF_SCH_2010_2013 | Unknown |  | WntrDsn | 2014-01-01 | 2014-12-31 | Constant | 0 | [23 empty] | From DOE Prototype Buildings
ApartmentHighRise LTG_OFF_SCH_2010_2013 | Unknown |  | SmrDsn | 2014-01-01 | 2014-12-31 | Constant | 1 | [23 empty] | From DOE Prototype Buildings
ApartmentHighRise LTG_OFF_SCH_2010_2013 | Unknown |  | Wkdy | 2014-01-01 | 2014-12-31 | Hourly | 0.18 | 0.18 | 0.18 | 0.18 | 0.18 | 0.18 | 0.18 | 0.18 | 0.76932 | 0.76932 | 0.76932 | 0.76932 | 0.68384 | 0.76932 | 0.76932 | 0.76932 | 0.76932 | 0.18 | 0.18 | 0.18 | 0.18 | 0.18 | 0.18 | 0.18 | From DOE Prototype Buildings
ApartmentHighRise LTG_OFF_SCH_2013 | Unknown |  | Default | 2014-01-01 | 2014-12-31 | Constant | 0.18 | [23 empty] | From DOE Prototype Buildings
ApartmentHighRise LTG_OFF_SCH_2013 | Unknown |  | WntrDsn | 2014-01-01 | 2014-12-31 | Constant | 0 | [23 empty] | From DOE Prototype Buildings
ApartmentHighRise LTG_OFF_SCH_2013 | Unknown |  | SmrDsn | 2014-01-01 | 2014-12-31 | Constant | 1 | [23 empty] | From DOE Prototype Buildings
ApartmentHighRise LTG_OFF_SCH_2013 | Unknown |  | Wkdy | 2014-01-01 | 2014-12-31 | Hourly | 0.18 | 0.18 | 0.18 | 0.18 | 0.18 | 0.18 | 0.18 | 0.18 | 0.76932 | 0.76932 | 0.76932 | 0.76932 | 0.68384 | 0.76932 | 0.76932 | 0.76932 | 0.76932 | 0.18 | 0.18 | 0.18 | 0.18 | 0.18 | 0.18 | 0.18 | From DOE Prototype Buildings
ApartmentHighRise PLANT LOOP HIGH TEMP SCHEDULE | Unknown | C | Default¦WntrDsn¦SmrDsn | 2014-01-01 | 2014-12-31 | Constant | 30 | [23 empty] | From DOE Prototype Buildings
ApartmentHighRise PLANT LOOP LOW TEMP SCHEDULE | Unknown | C | Default¦WntrDsn¦SmrDsn | 2014-01-01 | 2014-12-31 | Constant | 20 | [23 empty] | From DOE Prototype Buildings
ApartmentHighRise PLANTCOOLINGONSCHED | Unknown |  | Default¦SmrDsn | 2014-01-01 | 2014-12-31 | Constant | 1 | [23 empty] | From DOE Prototype Buildings
ApartmentHighRise PLANTCOOLINGONSCHED | Unknown |  | WntrDsn | 2014-01-01 | 2014-12-31 | Constant | 0 | [23 empty] | From DOE Prototype Buildings
ApartmentHighRise PLANTCOOLINGONSCHED | Unknown |  | Wknd¦Wkdy | 2014-10-18 | 2014-12-31 | Constant | 0 | [23 empty] | From DOE Prototype Buildings
ApartmentHighRise PLANTCOOLINGONSCHED | Unknown |  | Wknd¦Wkdy | 2014-01-01 | 2014-05-08 | Constant | 0 | [23 empty] | From DOE Prototype Buildings
ApartmentHighRise PLANTHEATINGONSCHED | Unknown |  | Default¦SmrDsn | 2014-01-01 | 2014-12-31 | Constant | 0 | [23 empty] | From DOE Prototype Buildings
ApartmentHighRise PLANTHEATINGONSCHED | Unknown |  | WntrDsn | 2014-01-01 | 2014-12-31 | Constant | 1 | [23 empty] | From DOE Prototype Buildings
ApartmentHighRise PLANTHEATINGONSCHED | Unknown |  | Wknd¦Wkdy | 2014-10-18 | 2014-12-31 | Constant | 1 | [23 empty] | From DOE Prototype Buildings
ApartmentHighRise PLANTHEATINGONSCHED | Unknown |  | Wknd¦Wkdy | 2014-01-01 | 2014-05-08 | Constant | 1 | [23 empty] | From DOE Prototype Buildings
ApartmentHighRise PlantOnSched | Unknown |  | Default¦WntrDsn¦SmrDsn | 2014-01-01 | 2014-12-31 | Constant | 1 | [23 empty] | From DOE Prototype Buildings
ApartmentHighRise Sliding_Doors_Ventilation_Availability_SCH | Unknown |  | Default | 2014-01-01 | 2014-12-31 | Hourly | 0 | 0 | 0 | 0 | 0 | 0 | 1 | 1 | 1 | 1 | 1 | 1 | 1 | 1 | 1 | 1 | 1 | 1 | 1 | 1 | 1 | 1 | 0 | 0 | From DOE Prototype Buildings
ApartmentHighRise Sliding_Doors_Ventilation_Availability_SCH | Unknown |  | WntrDsn¦SmrDsn | 2014-01-01 | 2014-12-31 | Constant | 0 | [23 empty] | From DOE Prototype Buildings
ApartmentHighRise SupplyFanSch | Unknown |  | Default¦WntrDsn¦SmrDsn | 2014-01-01 | 2014-12-31 | Constant | 1 | [23 empty] | From DOE Prototype Buildings
ApartmentHighRise ZONE CONTROL TYPE SCHED | Unknown |  | Default | 2014-01-01 | 2014-12-31 | Constant | 0 | [23 empty] | From DOE Prototype Buildings
ApartmentHighRise ZONE CONTROL TYPE SCHED | Unknown |  | WntrDsn | 2014-01-01 | 2014-12-31 | Constant | 1 | [23 empty] | From DOE Prototype Buildings
ApartmentHighRise ZONE CONTROL TYPE SCHED | Unknown |  | SmrDsn | 2014-01-01 | 2014-12-31 | Constant | 2 | [23 empty] | From DOE Prototype Buildings
ApartmentHighRise ZONE CONTROL TYPE SCHED | Unknown |  | Wkdy | 2014-01-01 | 2014-12-31 | Constant | 4 | [23 empty] | From DOE Prototype Buildings
ApartmentMidRise All Off | Unknown |  | Default¦WntrDsn¦SmrDsn | 2014-01-01 | 2014-12-31 | Constant | 0 | [23 empty] | From DOE Prototype Buildings
ApartmentMidRise All On | Unknown |  | Default¦WntrDsn¦SmrDsn | 2014-01-01 | 2014-12-31 | Constant | 1 | [23 empty] | From DOE Prototype Buildings
ApartmentMidRise APT_DHW_SCH | Unknown |  | Default¦WntrDsn¦SmrDsn | 2014-01-01 | 2014-12-31 | Hourly | 0.08 | 0.04 | 0.01 | 0.01 | 0.04 | 0.27 | 0.94 | 1 | 0.96 | 0.84 | 0.76 | 0.61 | 0.53 | 0.47 | 0.41 | 0.47 | 0.55 | 0.73 | 0.86 | 0.82 | 0.75 | 0.61 | 0.53 | 0.29 | From DOE Prototype Buildings
ApartmentMidRise COMPACT HVAC-ALWAYS 0 | Unknown |  | Default¦WntrDsn¦SmrDsn | 2014-01-01 | 2014-12-31 | Constant | 0 | [23 empty] | From DOE Prototype Buildings
ApartmentMidRise COMPACT HVAC-ALWAYS 1 | Unknown |  | Default¦WntrDsn¦SmrDsn | 2014-01-01 | 2014-12-31 | Constant | 1 | [23 empty] | From DOE Prototype Buildings
ApartmentMidRise COMPACT HVAC-ALWAYS 18.3333338190008 | Unknown |  | Default¦WntrDsn¦SmrDsn | 2014-01-01 | 2014-12-31 | Constant | 18.3333 | [23 empty] | From DOE Prototype Buildings
ApartmentMidRise COMPACT HVAC-ALWAYS 4 | Unknown |  | Default¦WntrDsn¦SmrDsn | 2014-01-01 | 2014-12-31 | Constant | 4 | [23 empty] | From DOE Prototype Buildings
ApartmentMidRise Constant Mains Temp Schedule | Unknown | W | Default¦WntrDsn¦SmrDsn | 2014-01-01 | 2014-12-31 | Constant | 12 | [23 empty] | From DOE Prototype Buildings
ApartmentMidRise Exterior_Lgt_ALWAYS_ON | Unknown |  | Default¦WntrDsn¦SmrDsn | 2014-01-01 | 2014-12-31 | Constant | 1 | [23 empty] | From DOE Prototype Buildings
ApartmentMidRise Exterior_Ltg_Sch | Unknown |  | Default¦WntrDsn¦SmrDsn | 2014-01-01 | 2014-12-31 | Hourly | 1 | 1 | 1 | 1 | 1 | 1 | 1 | 0 | 0 | 0 | 0 | 0 | 0 | 0 | 0 | 0 | 0 | 0 | 0 | 1 | 1 | 1 | 1 | 1 | From DOE Prototype Buildings
ApartmentMidRise Hot Water Setpoint Temp Schedule | Unknown | W | Default¦WntrDsn¦SmrDsn | 2014-01-01 | 2014-12-31 | Constant | 60 | [23 empty] | From DOE Prototype Buildings
ApartmentMidRise INF_APT_SCH | Unknown |  | Default¦WntrDsn¦SmrDsn | 2014-01-01 | 2014-12-31 | Constant | 1 | [23 empty] | From DOE Prototype Buildings
ApartmentMidRise INF_COR_SCH | Unknown |  | Default¦WntrDsn¦SmrDsn | 2014-01-01 | 2014-12-31 | Constant | 1 | [23 empty] | From DOE Prototype Buildings
ApartmentMidRise INF_OFF_SCH | Unknown |  | Default¦WntrDsn¦SmrDsn | 2014-01-01 | 2014-12-31 | Constant | 1 | [23 empty] | From DOE Prototype Buildings
ApartmentMidRise LTG_APT_SCH | Unknown |  | Default¦WntrDsn¦SmrDsn | 2014-01-01 | 2014-12-31 | Hourly | 0.011316 | 0.011316 | 0.011316 | 0.011316 | 0.033948 | 0.073554 | 0.079212 | 0.073554 | 0.033948 | 0.022632 | 0.022632 | 0.022632 | 0.022632 | 0.022632 | 0.022632 | 0.039606 | 0.079212 | 0.11316 | 0.15277 | 0.18106 | 0.18106 | 0.12448 | 0.067896 | 0.02829 | From DOE Prototype Buildings
ApartmentMidRise LTG_COR_SCH_2004_2007 | Unknown |  | Default¦WntrDsn¦SmrDsn | 2014-01-01 | 2014-12-31 | Constant | 1 | [23 empty] | From DOE Prototype Buildings
ApartmentMidRise LTG_COR_SCH_2010 | Unknown |  | Default¦WntrDsn¦SmrDsn | 2014-01-01 | 2014-12-31 | Constant | 0.8176 | [23 empty] | From DOE Prototype Buildings
ApartmentMidRise LTG_COR_SCH_2013 | Unknown |  | Default¦WntrDsn¦SmrDsn | 2014-01-01 | 2014-12-31 | Constant | 0.53144 | [23 empty] | From DOE Prototype Buildings
ApartmentMidRise LTG_OFF_SCH_2004_2007 | Unknown |  | Default | 2014-01-01 | 2014-12-31 | Constant | 0.18 | [23 empty] | From DOE Prototype Buildings
ApartmentMidRise LTG_OFF_SCH_2004_2007 | Unknown |  | WntrDsn | 2014-01-01 | 2014-12-31 | Constant | 0 | [23 empty] | From DOE Prototype Buildings
ApartmentMidRise LTG_OFF_SCH_2004_2007 | Unknown |  | SmrDsn | 2014-01-01 | 2014-12-31 | Constant | 1 | [23 empty] | From DOE Prototype Buildings
ApartmentMidRise LTG_OFF_SCH_2004_2007 | Unknown |  | Wkdy | 2014-01-01 | 2014-12-31 | Hourly | 0.18 | 0.18 | 0.18 | 0.18 | 0.18 | 0.18 | 0.18 | 0.18 | 0.9 | 0.9 | 0.9 | 0.9 | 0.8 | 0.9 | 0.9 | 0.9 | 0.9 | 0.18 | 0.18 | 0.18 | 0.18 | 0.18 | 0.18 | 0.18 | From DOE Prototype Buildings
ApartmentMidRise LTG_OFF_SCH_2010_2013 | Unknown |  | Default | 2014-01-01 | 2014-12-31 | Constant | 0.18 | [23 empty] | From DOE Prototype Buildings
ApartmentMidRise LTG_OFF_SCH_2010_2013 | Unknown |  | WntrDsn | 2014-01-01 | 2014-12-31 | Constant | 0 | [23 empty] | From DOE Prototype Buildings
ApartmentMidRise LTG_OFF_SCH_2010_2013 | Unknown |  | SmrDsn | 2014-01-01 | 2014-12-31 | Constant | 1 | [23 empty] | From DOE Prototype Buildings
ApartmentMidRise LTG_OFF_SCH_2010_2013 | Unknown |  | Wkdy | 2014-01-01 | 2014-12-31 | Hourly | 0.18 | 0.18 | 0.18 | 0.18 | 0.18 | 0.18 | 0.18 | 0.18 | 0.76932 | 0.76932 | 0.76932 | 0.76932 | 0.68384 | 0.76932 | 0.76932 | 0.76932 | 0.76932 | 0.18 | 0.18 | 0.18 | 0.18 | 0.18 | 0.18 | 0.18 | From DOE Prototype Buildings
ApartmentMidRise LTG_OFF_SCH_2013 | Unknown |  | Default | 2014-01-01 | 2014-12-31 | Constant | 0.18 | [23 empty] | From DOE Prototype Buildings
ApartmentMidRise LTG_OFF_SCH_2013 | Unknown |  | WntrDsn | 2014-01-01 | 2014-12-31 | Constant | 0 | [23 empty] | From DOE Prototype Buildings
ApartmentMidRise LTG_OFF_SCH_2013 | Unknown |  | SmrDsn | 2014-01-01 | 2014-12-31 | Constant | 1 | [23 empty] | From DOE Prototype Buildings
ApartmentMidRise LTG_OFF_SCH_2013 | Unknown |  | Wkdy | 2014-01-01 | 2014-12-31 | Hourly | 0.18 | 0.18 | 0.18 | 0.18 | 0.18 | 0.18 | 0.18 | 0.18 | 0.76932 | 0.76932 | 0.76932 | 0.76932 | 0.68384 | 0.76932 | 0.76932 | 0.76932 | 0.76932 | 0.18 | 0.18 | 0.18 | 0.18 | 0.18 | 0.18 | 0.18 | From DOE Prototype Buildings
ApartmentMidRise Sliding_Doors_Ventilation_Availability_SCH | Unknown |  | Default | 2014-01-01 | 2014-12-31 | Hourly | 0 | 0 | 0 | 0 | 0 | 0 | 1 | 1 | 1 | 1 | 1 | 1 | 1 | 1 | 1 | 1 | 1 | 1 | 1 | 1 | 1 | 1 | 0 | 0 | From DOE Prototype Buildings
ApartmentMidRise Sliding_Doors_Ventilation_Availability_SCH | Unknown |  | WntrDsn¦SmrDsn | 2014-01-01 | 2014-12-31 | Constant | 0 | [23 empty] | From DOE Prototype Buildings
FullServiceRestaurant Work Eff | Unknown |  | Default¦WntrDsn¦SmrDsn | 2014-01-01 | 2014-12-31 | Constant | 0 | [23 empty] | From DOE Reference Buildings
Hospital AIR_VELO_SCH | Unknown | W | Default¦WntrDsn¦SmrDsn | 2014-01-01 | 2014-12-31 | Constant | 0.2 | [23 empty] | From DOE Prototype Buildings
Hospital ALWAYS_OFF | Unknown |  | Default¦WntrDsn¦SmrDsn | 2014-01-01 | 2014-12-31 | Constant | 0 | [23 empty] | From DOE Prototype Buildings
Hospital ALWAYS_ON | Unknown |  | Default¦WntrDsn¦SmrDsn | 2014-01-01 | 2014-12-31 | Constant | 1 | [23 empty] | From DOE Prototype Buildings
Hospital Cool-Supply-Air-Temp-Sch | Unknown | C | Default¦WntrDsn¦SmrDsn | 2014-01-01 | 2014-12-31 | Constant | 12.8 | [23 empty] | From DOE Prototype Buildings
Hospital CoolingCoilAvailSched | Unknown |  | Default¦WntrDsn¦SmrDsn | 2014-01-01 | 2014-12-31 | Constant | 1 | [23 empty] | From DOE Prototype Buildings
Hospital CW-Loop-Temp-Schedule | Unknown | C | Default¦WntrDsn¦SmrDsn | 2014-01-01 | 2014-12-31 | Constant | 6.7 | [23 empty] | From DOE Prototype Buildings
Hospital Dual Zone Control Type Sched | Unknown |  | Default¦WntrDsn¦SmrDsn | 2014-01-01 | 2014-12-31 | Constant | 4 | [23 empty] | From DOE Prototype Buildings
Hospital ER_Exam1_Mult4_Flr_1 sub cat Latent fract sched | Unknown |  | Default¦WntrDsn¦SmrDsn | 2014-01-01 | 2014-12-31 | Constant | 0.05 | [23 empty] | From DOE Prototype Buildings
Hospital ER_Exam1_Mult4_Flr_1 sub cat Sensible fract sched | Unknown |  | Default¦WntrDsn¦SmrDsn | 2014-01-01 | 2014-12-31 | Constant | 0.2 | [23 empty] | From DOE Prototype Buildings
Hospital ER_Exam1_Mult4_Flr_1 sub cat Temp Sched | Unknown | C | Default¦WntrDsn¦SmrDsn | 2014-01-01 | 2014-12-31 | Constant | 60 | [23 empty] | From DOE Prototype Buildings
Hospital ER_Exam1_Mult4_Flr_1 sub catHot Supply Temp Sched | Unknown | C | Default¦WntrDsn¦SmrDsn | 2014-01-01 | 2014-12-31 | Constant | 55 | [23 empty] | From DOE Prototype Buildings
Hospital ER_Exam3_Mult4_Flr_1 sub cat Latent fract sched | Unknown |  | Default¦WntrDsn¦SmrDsn | 2014-01-01 | 2014-12-31 | Constant | 0.05 | [23 empty] | From DOE Prototype Buildings
Hospital ER_Exam3_Mult4_Flr_1 sub cat Sensible fract sched | Unknown |  | Default¦WntrDsn¦SmrDsn | 2014-01-01 | 2014-12-31 | Constant | 0.2 | [23 empty] | From DOE Prototype Buildings
Hospital ER_Exam3_Mult4_Flr_1 sub cat Temp Sched | Unknown | C | Default¦WntrDsn¦SmrDsn | 2014-01-01 | 2014-12-31 | Constant | 60 | [23 empty] | From DOE Prototype Buildings
Hospital ER_Exam3_Mult4_Flr_1 sub catHot Supply Temp Sched | Unknown | C | Default¦WntrDsn¦SmrDsn | 2014-01-01 | 2014-12-31 | Constant | 55 | [23 empty] | From DOE Prototype Buildings
Hospital ER_ExtraElecHeatC_Sch | Unknown |  | Default¦WntrDsn¦SmrDsn | 2014-01-01 | 2014-12-31 | Constant | 1 | [23 empty] | From DOE Prototype Buildings
Hospital ER_ExtraWaterHeatC_Sch | Unknown |  | Default¦WntrDsn¦SmrDsn | 2014-01-01 | 2014-12-31 | Constant | 1 | [23 empty] | From DOE Prototype Buildings
Hospital ER_Trauma1_Flr_1 sub cat Latent fract sched | Unknown |  | Default¦WntrDsn¦SmrDsn | 2014-01-01 | 2014-12-31 | Constant | 0.05 | [23 empty] | From DOE Prototype Buildings
Hospital ER_Trauma1_Flr_1 sub cat Sensible fract sched | Unknown |  | Default¦WntrDsn¦SmrDsn | 2014-01-01 | 2014-12-31 | Constant | 0.2 | [23 empty] | From DOE Prototype Buildings
Hospital ER_Trauma1_Flr_1 sub cat Temp Sched | Unknown | C | Default¦WntrDsn¦SmrDsn | 2014-01-01 | 2014-12-31 | Constant | 60 | [23 empty] | From DOE Prototype Buildings
Hospital ER_Trauma1_Flr_1 sub catHot Supply Temp Sched | Unknown | C | Default¦WntrDsn¦SmrDsn | 2014-01-01 | 2014-12-31 | Constant | 55 | [23 empty] | From DOE Prototype Buildings
Hospital ER_Trauma2_Flr_1 sub cat Latent fract sched | Unknown |  | Default¦WntrDsn¦SmrDsn | 2014-01-01 | 2014-12-31 | Constant | 0.05 | [23 empty] | From DOE Prototype Buildings
Hospital ER_Trauma2_Flr_1 sub cat Sensible fract sched | Unknown |  | Default¦WntrDsn¦SmrDsn | 2014-01-01 | 2014-12-31 | Constant | 0.2 | [23 empty] | From DOE Prototype Buildings
Hospital ER_Trauma2_Flr_1 sub cat Temp Sched | Unknown | C | Default¦WntrDsn¦SmrDsn | 2014-01-01 | 2014-12-31 | Constant | 60 | [23 empty] | From DOE Prototype Buildings
Hospital ER_Trauma2_Flr_1 sub catHot Supply Temp Sched | Unknown | C | Default¦WntrDsn¦SmrDsn | 2014-01-01 | 2014-12-31 | Constant | 55 | [23 empty] | From DOE Prototype Buildings
Hospital ER_Triage_Mult4_Flr_1 sub cat Latent fract sched | Unknown |  | Default¦WntrDsn¦SmrDsn | 2014-01-01 | 2014-12-31 | Constant | 0.05 | [23 empty] | From DOE Prototype Buildings
Hospital ER_Triage_Mult4_Flr_1 sub cat Sensible fract sched | Unknown |  | Default¦WntrDsn¦SmrDsn | 2014-01-01 | 2014-12-31 | Constant | 0.2 | [23 empty] | From DOE Prototype Buildings
Hospital ER_Triage_Mult4_Flr_1 sub cat Temp Sched | Unknown | C | Default¦WntrDsn¦SmrDsn | 2014-01-01 | 2014-12-31 | Constant | 60 | [23 empty] | From DOE Prototype Buildings
Hospital ER_Triage_Mult4_Flr_1 sub catHot Supply Temp Sched | Unknown | C | Default¦WntrDsn¦SmrDsn | 2014-01-01 | 2014-12-31 | Constant | 55 | [23 empty] | From DOE Prototype Buildings
Hospital Exterior_Lgt_ALWAYS_ON | Unknown |  | Default¦WntrDsn¦SmrDsn | 2014-01-01 | 2014-12-31 | Constant | 1 | [23 empty] | From DOE Prototype Buildings
Hospital Heat-Supply-Air-Temp-Sch | Unknown | C | Default¦WntrDsn¦SmrDsn | 2014-01-01 | 2014-12-31 | Constant | 12.8 | [23 empty] | From DOE Prototype Buildings
Hospital Humidity Setpoint Schedule | Unknown |  | Default¦WntrDsn¦SmrDsn¦Sat¦Wkdy | 2014-01-01 | 2014-12-31 | Constant | 50 | [23 empty] | From DOE Prototype Buildings
Hospital HW-Loop-Temp-Schedule | Unknown | C | Default¦WntrDsn¦SmrDsn | 2014-01-01 | 2014-12-31 | Constant | 82 | [23 empty] | From DOE Prototype Buildings
Hospital ICU_ExtraElecHeatC_Sch | Unknown |  | Default¦WntrDsn¦SmrDsn | 2014-01-01 | 2014-12-31 | Constant | 1 | [23 empty] | From DOE Prototype Buildings
Hospital ICU_ExtraWaterHeatC_Sch | Unknown |  | Default¦WntrDsn¦SmrDsn | 2014-01-01 | 2014-12-31 | Constant | 1 | [23 empty] | From DOE Prototype Buildings
Hospital Lab_Flr_3 sub cat Latent fract sched | Unknown |  | Default¦WntrDsn¦SmrDsn | 2014-01-01 | 2014-12-31 | Constant | 0.05 | [23 empty] | From DOE Prototype Buildings
Hospital Lab_Flr_3 sub cat Sensible fract sched | Unknown |  | Default¦WntrDsn¦SmrDsn | 2014-01-01 | 2014-12-31 | Constant | 0.2 | [23 empty] | From DOE Prototype Buildings
Hospital Lab_Flr_3 sub cat Temp Sched | Unknown | C | Default¦WntrDsn¦SmrDsn | 2014-01-01 | 2014-12-31 | Constant | 60 | [23 empty] | From DOE Prototype Buildings
Hospital Lab_Flr_3 sub catHot Supply Temp Sched | Unknown | C | Default¦WntrDsn¦SmrDsn | 2014-01-01 | 2014-12-31 | Constant | 55 | [23 empty] | From DOE Prototype Buildings
Hospital Lab_Flr_4 sub cat Latent fract sched | Unknown |  | Default¦WntrDsn¦SmrDsn | 2014-01-01 | 2014-12-31 | Constant | 0.05 | [23 empty] | From DOE Prototype Buildings
Hospital Lab_Flr_4 sub cat Sensible fract sched | Unknown |  | Default¦WntrDsn¦SmrDsn | 2014-01-01 | 2014-12-31 | Constant | 0.2 | [23 empty] | From DOE Prototype Buildings
Hospital Lab_Flr_4 sub cat Temp Sched | Unknown | C | Default¦WntrDsn¦SmrDsn | 2014-01-01 | 2014-12-31 | Constant | 60 | [23 empty] | From DOE Prototype Buildings
Hospital Lab_Flr_4 sub catHot Supply Temp Sched | Unknown | C | Default¦WntrDsn¦SmrDsn | 2014-01-01 | 2014-12-31 | Constant | 55 | [23 empty] | From DOE Prototype Buildings
Hospital Labs_ExtraElecHeatC_Sch | Unknown |  | Default¦WntrDsn¦SmrDsn | 2014-01-01 | 2014-12-31 | Constant | 1 | [23 empty] | From DOE Prototype Buildings
Hospital Labs_ExtraWaterHeatC_Sch | Unknown |  | Default¦WntrDsn¦SmrDsn | 2014-01-01 | 2014-12-31 | Constant | 1 | [23 empty] | From DOE Prototype Buildings
Hospital MaxRelHumSetSch | Unknown |  | Default¦WntrDsn¦SmrDsn | 2014-01-01 | 2014-12-31 | Constant | 60 | [23 empty] | From DOE Prototype Buildings
Hospital MinRelHumSetSch | Unknown |  | Default¦WntrDsn¦SmrDsn | 2014-01-01 | 2014-12-31 | Constant | 40 | [23 empty] | From DOE Prototype Buildings
Hospital MinRelHumSetSch_addDI | Unknown |  | Default¦WntrDsn¦SmrDsn | 2014-01-01 | 2014-12-31 | Constant | 30 | [23 empty] | From DOE Prototype Buildings
Hospital MinRelHumSetSch_addDI_ICU | Unknown |  | Default¦WntrDsn¦SmrDsn | 2014-01-01 | 2014-12-31 | Constant | 35 | [23 empty] | From DOE Prototype Buildings
Hospital OR_ExtraElecHeatC_Sch | Unknown |  | Default¦WntrDsn¦SmrDsn | 2014-01-01 | 2014-12-31 | Constant | 1 | [23 empty] | From DOE Prototype Buildings
Hospital OR_ExtraWaterHeatC_Sch | Unknown |  | Default¦WntrDsn¦SmrDsn | 2014-01-01 | 2014-12-31 | Constant | 1 | [23 empty] | From DOE Prototype Buildings
Hospital OR_MinSA_Sched | Unknown |  | Default¦WntrDsn | 2014-01-01 | 2014-12-31 | Constant | 0.2 | [23 empty] | From DOE Prototype Buildings
Hospital OR_MinSA_Sched | Unknown |  | SmrDsn | 2014-01-01 | 2014-12-31 | Constant | 1 | [23 empty] | From DOE Prototype Buildings
Hospital OR_MinSA_Sched | Unknown |  | Sat | 2014-01-01 | 2014-12-31 | Hourly | 0.2 | 0.2 | 0.2 | 0.2 | 0.2 | 0.2 | 0.2 | 0.2 | 0.2 | 1 | 1 | 1 | 1 | 1 | 1 | 1 | 1 | 0.2 | 0.2 | 0.2 | 0.2 | 0.2 | 0.2 | 0.2 | From DOE Prototype Buildings
Hospital OR_MinSA_Sched | Unknown |  | Wkdy | 2014-01-01 | 2014-12-31 | Hourly | 0.2 | 0.2 | 0.2 | 0.2 | 0.2 | 0.2 | 0.2 | 0.2 | 0.2 | 1 | 1 | 1 | 1 | 1 | 1 | 1 | 1 | 1 | 0.2 | 0.2 | 0.2 | 0.2 | 0.2 | 0.2 | From DOE Prototype Buildings
Hospital OR1_Flr_2 sub cat Latent fract sched | Unknown |  | Default¦WntrDsn¦SmrDsn | 2014-01-01 | 2014-12-31 | Constant | 0.05 | [23 empty] | From DOE Prototype Buildings
Hospital OR1_Flr_2 sub cat Sensible fract sched | Unknown |  | Default¦WntrDsn¦SmrDsn | 2014-01-01 | 2014-12-31 | Constant | 0.2 | [23 empty] | From DOE Prototype Buildings
Hospital OR1_Flr_2 sub cat Temp Sched | Unknown | C | Default¦WntrDsn¦SmrDsn | 2014-01-01 | 2014-12-31 | Constant | 60 | [23 empty] | From DOE Prototype Buildings
Hospital OR1_Flr_2 sub catHot Supply Temp Sched | Unknown | C | Default¦WntrDsn¦SmrDsn | 2014-01-01 | 2014-12-31 | Constant | 55 | [23 empty] | From DOE Prototype Buildings
Hospital OR2_Mult5_Flr_2 sub cat Latent fract sched | Unknown |  | Default¦WntrDsn¦SmrDsn | 2014-01-01 | 2014-12-31 | Constant | 0.05 | [23 empty] | From DOE Prototype Buildings
Hospital OR2_Mult5_Flr_2 sub cat Sensible fract sched | Unknown |  | Default¦WntrDsn¦SmrDsn | 2014-01-01 | 2014-12-31 | Constant | 0.2 | [23 empty] | From DOE Prototype Buildings
Hospital OR2_Mult5_Flr_2 sub cat Temp Sched | Unknown | C | Default¦WntrDsn¦SmrDsn | 2014-01-01 | 2014-12-31 | Constant | 60 | [23 empty] | From DOE Prototype Buildings
Hospital OR2_Mult5_Flr_2 sub catHot Supply Temp Sched | Unknown | C | Default¦WntrDsn¦SmrDsn | 2014-01-01 | 2014-12-31 | Constant | 55 | [23 empty] | From DOE Prototype Buildings
Hospital OR3_Flr_2 sub cat Latent fract sched | Unknown |  | Default¦WntrDsn¦SmrDsn | 2014-01-01 | 2014-12-31 | Constant | 0.05 | [23 empty] | From DOE Prototype Buildings
Hospital OR3_Flr_2 sub cat Sensible fract sched | Unknown |  | Default¦WntrDsn¦SmrDsn | 2014-01-01 | 2014-12-31 | Constant | 0.2 | [23 empty] | From DOE Prototype Buildings
Hospital OR3_Flr_2 sub cat Temp Sched | Unknown | C | Default¦WntrDsn¦SmrDsn | 2014-01-01 | 2014-12-31 | Constant | 60 | [23 empty] | From DOE Prototype Buildings
Hospital OR3_Flr_2 sub catHot Supply Temp Sched | Unknown | C | Default¦WntrDsn¦SmrDsn | 2014-01-01 | 2014-12-31 | Constant | 55 | [23 empty] | From DOE Prototype Buildings
Hospital OR4_Flr_2 sub cat Latent fract sched | Unknown |  | Default¦WntrDsn¦SmrDsn | 2014-01-01 | 2014-12-31 | Constant | 0.05 | [23 empty] | From DOE Prototype Buildings
Hospital OR4_Flr_2 sub cat Sensible fract sched | Unknown |  | Default¦WntrDsn¦SmrDsn | 2014-01-01 | 2014-12-31 | Constant | 0.2 | [23 empty] | From DOE Prototype Buildings
Hospital OR4_Flr_2 sub cat Temp Sched | Unknown | C | Default¦WntrDsn¦SmrDsn | 2014-01-01 | 2014-12-31 | Constant | 60 | [23 empty] | From DOE Prototype Buildings
Hospital OR4_Flr_2 sub catHot Supply Temp Sched | Unknown | C | Default¦WntrDsn¦SmrDsn | 2014-01-01 | 2014-12-31 | Constant | 55 | [23 empty] | From DOE Prototype Buildings
Hospital Patrms_ExtraElecHeatC_Sch | Unknown |  | Default¦WntrDsn¦SmrDsn | 2014-01-01 | 2014-12-31 | Constant | 1 | [23 empty] | From DOE Prototype Buildings
Hospital Patrms_ExtraWaterHeatC_Sch | Unknown |  | Default¦WntrDsn¦SmrDsn | 2014-01-01 | 2014-12-31 | Constant | 1 | [23 empty] | From DOE Prototype Buildings
Hospital PatRoom1_Mult10_Flr_3 sub cat Latent fract sched | Unknown |  | Default¦WntrDsn¦SmrDsn | 2014-01-01 | 2014-12-31 | Constant | 0.05 | [23 empty] | From DOE Prototype Buildings
Hospital PatRoom1_Mult10_Flr_3 sub cat Sensible fract sched | Unknown |  | Default¦WntrDsn¦SmrDsn | 2014-01-01 | 2014-12-31 | Constant | 0.2 | [23 empty] | From DOE Prototype Buildings
Hospital PatRoom1_Mult10_Flr_3 sub cat Temp Sched | Unknown | C | Default¦WntrDsn¦SmrDsn | 2014-01-01 | 2014-12-31 | Constant | 60 | [23 empty] | From DOE Prototype Buildings
Hospital PatRoom1_Mult10_Flr_3 sub catHot Supply Temp Sched | Unknown | C | Default¦WntrDsn¦SmrDsn | 2014-01-01 | 2014-12-31 | Constant | 55 | [23 empty] | From DOE Prototype Buildings
Hospital PatRoom1_Mult10_Flr_4 sub cat Latent fract sched | Unknown |  | Default¦WntrDsn¦SmrDsn | 2014-01-01 | 2014-12-31 | Constant | 0.05 | [23 empty] | From DOE Prototype Buildings
Hospital PatRoom1_Mult10_Flr_4 sub cat Sensible fract sched | Unknown |  | Default¦WntrDsn¦SmrDsn | 2014-01-01 | 2014-12-31 | Constant | 0.2 | [23 empty] | From DOE Prototype Buildings
Hospital PatRoom1_Mult10_Flr_4 sub cat Temp Sched | Unknown | C | Default¦WntrDsn¦SmrDsn | 2014-01-01 | 2014-12-31 | Constant | 60 | [23 empty] | From DOE Prototype Buildings
Hospital PatRoom1_Mult10_Flr_4 sub catHot Supply Temp Sched | Unknown | C | Default¦WntrDsn¦SmrDsn | 2014-01-01 | 2014-12-31 | Constant | 55 | [23 empty] | From DOE Prototype Buildings
Hospital PatRoom2_Flr_3 sub cat Latent fract sched | Unknown |  | Default¦WntrDsn¦SmrDsn | 2014-01-01 | 2014-12-31 | Constant | 0.05 | [23 empty] | From DOE Prototype Buildings
Hospital PatRoom2_Flr_3 sub cat Sensible fract sched | Unknown |  | Default¦WntrDsn¦SmrDsn | 2014-01-01 | 2014-12-31 | Constant | 0.2 | [23 empty] | From DOE Prototype Buildings
Hospital PatRoom2_Flr_3 sub cat Temp Sched | Unknown | C | Default¦WntrDsn¦SmrDsn | 2014-01-01 | 2014-12-31 | Constant | 60 | [23 empty] | From DOE Prototype Buildings
Hospital PatRoom2_Flr_3 sub catHot Supply Temp Sched | Unknown | C | Default¦WntrDsn¦SmrDsn | 2014-01-01 | 2014-12-31 | Constant | 55 | [23 empty] | From DOE Prototype Buildings
Hospital PatRoom2_Flr_4 sub cat Latent fract sched | Unknown |  | Default¦WntrDsn¦SmrDsn | 2014-01-01 | 2014-12-31 | Constant | 0.05 | [23 empty] | From DOE Prototype Buildings
Hospital PatRoom2_Flr_4 sub cat Sensible fract sched | Unknown |  | Default¦WntrDsn¦SmrDsn | 2014-01-01 | 2014-12-31 | Constant | 0.2 | [23 empty] | From DOE Prototype Buildings
Hospital PatRoom2_Flr_4 sub cat Temp Sched | Unknown | C | Default¦WntrDsn¦SmrDsn | 2014-01-01 | 2014-12-31 | Constant | 60 | [23 empty] | From DOE Prototype Buildings
Hospital PatRoom2_Flr_4 sub catHot Supply Temp Sched | Unknown | C | Default¦WntrDsn¦SmrDsn | 2014-01-01 | 2014-12-31 | Constant | 55 | [23 empty] | From DOE Prototype Buildings
Hospital PatRoom3_Mult10_Flr_3 sub cat Latent fract sched | Unknown |  | Default¦WntrDsn¦SmrDsn | 2014-01-01 | 2014-12-31 | Constant | 0.05 | [23 empty] | From DOE Prototype Buildings
Hospital PatRoom3_Mult10_Flr_3 sub cat Sensible fract sched | Unknown |  | Default¦WntrDsn¦SmrDsn | 2014-01-01 | 2014-12-31 | Constant | 0.2 | [23 empty] | From DOE Prototype Buildings
Hospital PatRoom3_Mult10_Flr_3 sub cat Temp Sched | Unknown | C | Default¦WntrDsn¦SmrDsn | 2014-01-01 | 2014-12-31 | Constant | 60 | [23 empty] | From DOE Prototype Buildings
Hospital PatRoom3_Mult10_Flr_3 sub catHot Supply Temp Sched | Unknown | C | Default¦WntrDsn¦SmrDsn | 2014-01-01 | 2014-12-31 | Constant | 55 | [23 empty] | From DOE Prototype Buildings
Hospital PatRoom3_Mult10_Flr_4 sub cat Latent fract sched | Unknown |  | Default¦WntrDsn¦SmrDsn | 2014-01-01 | 2014-12-31 | Constant | 0.05 | [23 empty] | From DOE Prototype Buildings
Hospital PatRoom3_Mult10_Flr_4 sub cat Sensible fract sched | Unknown |  | Default¦WntrDsn¦SmrDsn | 2014-01-01 | 2014-12-31 | Constant | 0.2 | [23 empty] | From DOE Prototype Buildings
Hospital PatRoom3_Mult10_Flr_4 sub cat Temp Sched | Unknown | C | Default¦WntrDsn¦SmrDsn | 2014-01-01 | 2014-12-31 | Constant | 60 | [23 empty] | From DOE Prototype Buildings
Hospital PatRoom3_Mult10_Flr_4 sub catHot Supply Temp Sched | Unknown | C | Default¦WntrDsn¦SmrDsn | 2014-01-01 | 2014-12-31 | Constant | 55 | [23 empty] | From DOE Prototype Buildings
Hospital PatRoom4_Flr_3 sub cat Latent fract sched | Unknown |  | Default¦WntrDsn¦SmrDsn | 2014-01-01 | 2014-12-31 | Constant | 0.05 | [23 empty] | From DOE Prototype Buildings
Hospital PatRoom4_Flr_3 sub cat Sensible fract sched | Unknown |  | Default¦WntrDsn¦SmrDsn | 2014-01-01 | 2014-12-31 | Constant | 0.2 | [23 empty] | From DOE Prototype Buildings
Hospital PatRoom4_Flr_3 sub cat Temp Sched | Unknown | C | Default¦WntrDsn¦SmrDsn | 2014-01-01 | 2014-12-31 | Constant | 60 | [23 empty] | From DOE Prototype Buildings
Hospital PatRoom4_Flr_3 sub catHot Supply Temp Sched | Unknown | C | Default¦WntrDsn¦SmrDsn | 2014-01-01 | 2014-12-31 | Constant | 55 | [23 empty] | From DOE Prototype Buildings
Hospital PatRoom4_Flr_4 sub cat Latent fract sched | Unknown |  | Default¦WntrDsn¦SmrDsn | 2014-01-01 | 2014-12-31 | Constant | 0.05 | [23 empty] | From DOE Prototype Buildings
Hospital PatRoom4_Flr_4 sub cat Sensible fract sched | Unknown |  | Default¦WntrDsn¦SmrDsn | 2014-01-01 | 2014-12-31 | Constant | 0.2 | [23 empty] | From DOE Prototype Buildings
Hospital PatRoom4_Flr_4 sub cat Temp Sched | Unknown | C | Default¦WntrDsn¦SmrDsn | 2014-01-01 | 2014-12-31 | Constant | 60 | [23 empty] | From DOE Prototype Buildings
Hospital PatRoom4_Flr_4 sub catHot Supply Temp Sched | Unknown | C | Default¦WntrDsn¦SmrDsn | 2014-01-01 | 2014-12-31 | Constant | 55 | [23 empty] | From DOE Prototype Buildings
Hospital PatRoom5_Mult10_Flr_3 sub cat Latent fract sched | Unknown |  | Default¦WntrDsn¦SmrDsn | 2014-01-01 | 2014-12-31 | Constant | 0.05 | [23 empty] | From DOE Prototype Buildings
Hospital PatRoom5_Mult10_Flr_3 sub cat Sensible fract sched | Unknown |  | Default¦WntrDsn¦SmrDsn | 2014-01-01 | 2014-12-31 | Constant | 0.2 | [23 empty] | From DOE Prototype Buildings
Hospital PatRoom5_Mult10_Flr_3 sub cat Temp Sched | Unknown | C | Default¦WntrDsn¦SmrDsn | 2014-01-01 | 2014-12-31 | Constant | 60 | [23 empty] | From DOE Prototype Buildings
Hospital PatRoom5_Mult10_Flr_3 sub catHot Supply Temp Sched | Unknown | C | Default¦WntrDsn¦SmrDsn | 2014-01-01 | 2014-12-31 | Constant | 55 | [23 empty] | From DOE Prototype Buildings
Hospital PatRoom5_Mult10_Flr_4 sub cat Latent fract sched | Unknown |  | Default¦WntrDsn¦SmrDsn | 2014-01-01 | 2014-12-31 | Constant | 0.05 | [23 empty] | From DOE Prototype Buildings
Hospital PatRoom5_Mult10_Flr_4 sub cat Sensible fract sched | Unknown |  | Default¦WntrDsn¦SmrDsn | 2014-01-01 | 2014-12-31 | Constant | 0.2 | [23 empty] | From DOE Prototype Buildings
Hospital PatRoom5_Mult10_Flr_4 sub cat Temp Sched | Unknown | C | Default¦WntrDsn¦SmrDsn | 2014-01-01 | 2014-12-31 | Constant | 60 | [23 empty] | From DOE Prototype Buildings
Hospital PatRoom5_Mult10_Flr_4 sub catHot Supply Temp Sched | Unknown | C | Default¦WntrDsn¦SmrDsn | 2014-01-01 | 2014-12-31 | Constant | 55 | [23 empty] | From DOE Prototype Buildings
Hospital PatRoom6_Flr_3 sub cat Latent fract sched | Unknown |  | Default¦WntrDsn¦SmrDsn | 2014-01-01 | 2014-12-31 | Constant | 0.05 | [23 empty] | From DOE Prototype Buildings
Hospital PatRoom6_Flr_3 sub cat Sensible fract sched | Unknown |  | Default¦WntrDsn¦SmrDsn | 2014-01-01 | 2014-12-31 | Constant | 0.2 | [23 empty] | From DOE Prototype Buildings
Hospital PatRoom6_Flr_3 sub cat Temp Sched | Unknown | C | Default¦WntrDsn¦SmrDsn | 2014-01-01 | 2014-12-31 | Constant | 60 | [23 empty] | From DOE Prototype Buildings
Hospital PatRoom6_Flr_3 sub catHot Supply Temp Sched | Unknown | C | Default¦WntrDsn¦SmrDsn | 2014-01-01 | 2014-12-31 | Constant | 55 | [23 empty] | From DOE Prototype Buildings
Hospital PatRoom6_Flr_4 sub cat Latent fract sched | Unknown |  | Default¦WntrDsn¦SmrDsn | 2014-01-01 | 2014-12-31 | Constant | 0.05 | [23 empty] | From DOE Prototype Buildings
Hospital PatRoom6_Flr_4 sub cat Sensible fract sched | Unknown |  | Default¦WntrDsn¦SmrDsn | 2014-01-01 | 2014-12-31 | Constant | 0.2 | [23 empty] | From DOE Prototype Buildings
Hospital PatRoom6_Flr_4 sub cat Temp Sched | Unknown | C | Default¦WntrDsn¦SmrDsn | 2014-01-01 | 2014-12-31 | Constant | 60 | [23 empty] | From DOE Prototype Buildings
Hospital PatRoom6_Flr_4 sub catHot Supply Temp Sched | Unknown | C | Default¦WntrDsn¦SmrDsn | 2014-01-01 | 2014-12-31 | Constant | 55 | [23 empty] | From DOE Prototype Buildings
Hospital PatRoom7_Mult10_Flr_3 sub cat Latent fract sched | Unknown |  | Default¦WntrDsn¦SmrDsn | 2014-01-01 | 2014-12-31 | Constant | 0.05 | [23 empty] | From DOE Prototype Buildings
Hospital PatRoom7_Mult10_Flr_3 sub cat Sensible fract sched | Unknown |  | Default¦WntrDsn¦SmrDsn | 2014-01-01 | 2014-12-31 | Constant | 0.2 | [23 empty] | From DOE Prototype Buildings
Hospital PatRoom7_Mult10_Flr_3 sub cat Temp Sched | Unknown | C | Default¦WntrDsn¦SmrDsn | 2014-01-01 | 2014-12-31 | Constant | 60 | [23 empty] | From DOE Prototype Buildings
Hospital PatRoom7_Mult10_Flr_3 sub catHot Supply Temp Sched | Unknown | C | Default¦WntrDsn¦SmrDsn | 2014-01-01 | 2014-12-31 | Constant | 55 | [23 empty] | From DOE Prototype Buildings
Hospital PatRoom7_Mult10_Flr_4 sub cat Latent fract sched | Unknown |  | Default¦WntrDsn¦SmrDsn | 2014-01-01 | 2014-12-31 | Constant | 0.05 | [23 empty] | From DOE Prototype Buildings
Hospital PatRoom7_Mult10_Flr_4 sub cat Sensible fract sched | Unknown |  | Default¦WntrDsn¦SmrDsn | 2014-01-01 | 2014-12-31 | Constant | 0.2 | [23 empty] | From DOE Prototype Buildings
Hospital PatRoom7_Mult10_Flr_4 sub cat Temp Sched | Unknown | C | Default¦WntrDsn¦SmrDsn | 2014-01-01 | 2014-12-31 | Constant | 60 | [23 empty] | From DOE Prototype Buildings
Hospital PatRoom7_Mult10_Flr_4 sub catHot Supply Temp Sched | Unknown | C | Default¦WntrDsn¦SmrDsn | 2014-01-01 | 2014-12-31 | Constant | 55 | [23 empty] | From DOE Prototype Buildings
Hospital PatRoom8_Flr_3 sub cat Latent fract sched | Unknown |  | Default¦WntrDsn¦SmrDsn | 2014-01-01 | 2014-12-31 | Constant | 0.05 | [23 empty] | From DOE Prototype Buildings
Hospital PatRoom8_Flr_3 sub cat Sensible fract sched | Unknown |  | Default¦WntrDsn¦SmrDsn | 2014-01-01 | 2014-12-31 | Constant | 0.2 | [23 empty] | From DOE Prototype Buildings
Hospital PatRoom8_Flr_3 sub cat Temp Sched | Unknown | C | Default¦WntrDsn¦SmrDsn | 2014-01-01 | 2014-12-31 | Constant | 60 | [23 empty] | From DOE Prototype Buildings
Hospital PatRoom8_Flr_3 sub catHot Supply Temp Sched | Unknown | C | Default¦WntrDsn¦SmrDsn | 2014-01-01 | 2014-12-31 | Constant | 55 | [23 empty] | From DOE Prototype Buildings
Hospital PatRoom8_Flr_4 sub cat Latent fract sched | Unknown |  | Default¦WntrDsn¦SmrDsn | 2014-01-01 | 2014-12-31 | Constant | 0.05 | [23 empty] | From DOE Prototype Buildings
Hospital PatRoom8_Flr_4 sub cat Sensible fract sched | Unknown |  | Default¦WntrDsn¦SmrDsn | 2014-01-01 | 2014-12-31 | Constant | 0.2 | [23 empty] | From DOE Prototype Buildings
Hospital PatRoom8_Flr_4 sub cat Temp Sched | Unknown | C | Default¦WntrDsn¦SmrDsn | 2014-01-01 | 2014-12-31 | Constant | 60 | [23 empty] | From DOE Prototype Buildings
Hospital PatRoom8_Flr_4 sub catHot Supply Temp Sched | Unknown | C | Default¦WntrDsn¦SmrDsn | 2014-01-01 | 2014-12-31 | Constant | 55 | [23 empty] | From DOE Prototype Buildings
Hospital PhysTherapy_Flr_3 sub cat Latent fract sched | Unknown |  | Default¦WntrDsn¦SmrDsn | 2014-01-01 | 2014-12-31 | Constant | 0.05 | [23 empty] | From DOE Prototype Buildings
Hospital PhysTherapy_Flr_3 sub cat Sensible fract sched | Unknown |  | Default¦WntrDsn¦SmrDsn | 2014-01-01 | 2014-12-31 | Constant | 0.2 | [23 empty] | From DOE Prototype Buildings
Hospital PhysTherapy_Flr_3 sub cat Temp Sched | Unknown | C | Default¦WntrDsn¦SmrDsn | 2014-01-01 | 2014-12-31 | Constant | 60 | [23 empty] | From DOE Prototype Buildings
Hospital PhysTherapy_Flr_3 sub catHot Supply Temp Sched | Unknown | C | Default¦WntrDsn¦SmrDsn | 2014-01-01 | 2014-12-31 | Constant | 55 | [23 empty] | From DOE Prototype Buildings
Hospital PlantOnSched | Unknown |  | Default¦WntrDsn¦SmrDsn | 2014-01-01 | 2014-12-31 | Constant | 1 | [23 empty] | From DOE Prototype Buildings
Hospital Radiology_Flr_4 sub cat Latent fract sched | Unknown |  | Default¦WntrDsn¦SmrDsn | 2014-01-01 | 2014-12-31 | Constant | 0.05 | [23 empty] | From DOE Prototype Buildings
Hospital Radiology_Flr_4 sub cat Sensible fract sched | Unknown |  | Default¦WntrDsn¦SmrDsn | 2014-01-01 | 2014-12-31 | Constant | 0.2 | [23 empty] | From DOE Prototype Buildings
Hospital Radiology_Flr_4 sub cat Temp Sched | Unknown | C | Default¦WntrDsn¦SmrDsn | 2014-01-01 | 2014-12-31 | Constant | 60 | [23 empty] | From DOE Prototype Buildings
Hospital Radiology_Flr_4 sub catHot Supply Temp Sched | Unknown | C | Default¦WntrDsn¦SmrDsn | 2014-01-01 | 2014-12-31 | Constant | 55 | [23 empty] | From DOE Prototype Buildings
Hospital ReheatCoilAvailSched | Unknown |  | Default¦WntrDsn¦SmrDsn | 2014-01-01 | 2014-12-31 | Constant | 1 | [23 empty] | From DOE Prototype Buildings
Hospital scheduleOSCBasementFloorTemp | Unknown | C | Default¦WntrDsn¦SmrDsn | 2014-01-01 | 2014-12-31 | Constant | 0 | [23 empty] | From DOE Prototype Buildings
Hospital scheduleOSCBasementLowerWallTemp | Unknown | C | Default¦WntrDsn¦SmrDsn | 2014-01-01 | 2014-12-31 | Constant | 0 | [23 empty] | From DOE Prototype Buildings
Hospital scheduleOSCBasementUpperWallTemp | Unknown | C | Default¦WntrDsn¦SmrDsn | 2014-01-01 | 2014-12-31 | Constant | 0 | [23 empty] | From DOE Prototype Buildings
Hospital scheduleOSCBasementWallSurfaceTemp | Unknown | C | Default¦WntrDsn¦SmrDsn | 2014-01-01 | 2014-12-31 | Constant | 0 | [23 empty] | From DOE Prototype Buildings
Hospital SHADING_SCH | Unknown | W | Default¦WntrDsn¦SmrDsn | 2014-01-01 | 2014-12-31 | Constant | 0 | [23 empty] | From DOE Prototype Buildings
Hospital Tower-Loop-Temp-Schedule | Unknown | C | Default¦WntrDsn¦SmrDsn | 2014-01-01 | 2014-12-31 | Constant | 21.1 | [23 empty] | From DOE Prototype Buildings
Hospital VAV_SAT_SCH | Unknown | C | Default¦WntrDsn¦SmrDsn | 2014-01-01 | 2014-12-31 | Constant | 12.8 | [23 empty] | From DOE Prototype Buildings
Hospital Work Eff | Unknown |  | Default¦WntrDsn¦SmrDsn | 2014-01-01 | 2014-12-31 | Constant | 0 | [23 empty] | From DOE Reference Buildings
Hospital WORK_EFF_SCH | Unknown |  | Default¦WntrDsn¦SmrDsn | 2014-01-01 | 2014-12-31 | Constant | 0 | [23 empty] | From DOE Prototype Buildings
HotelLarge AIR_VELO_SCH | Unknown | W | Default¦WntrDsn¦SmrDsn | 2014-01-01 | 2014-12-31 | Constant | 0.2 | [23 empty] | From DOE Prototype Buildings
HotelLarge ALWAYS_OFF | Unknown |  | Default¦WntrDsn¦SmrDsn | 2014-01-01 | 2014-12-31 | Constant | 0 | [23 empty] | From DOE Prototype Buildings
HotelLarge ALWAYS_ON | Unknown |  | Default¦WntrDsn¦SmrDsn | 2014-01-01 | 2014-12-31 | Constant | 1 | [23 empty] | From DOE Prototype Buildings
HotelLarge Booster Water Inlet Temp Schedule | Unknown | W | Default¦WntrDsn¦SmrDsn | 2014-01-01 | 2014-12-31 | Constant | 60 | [23 empty] | From DOE Prototype Buildings
HotelLarge Booster Water Setpoint Temp Schedule | Unknown | W | Default¦WntrDsn¦SmrDsn | 2014-01-01 | 2014-12-31 | Constant | 82.22 | [23 empty] | From DOE Prototype Buildings
HotelLarge Cool-Supply-Air-Temp-Sch | Unknown | C | Default¦WntrDsn¦SmrDsn | 2014-01-01 | 2014-12-31 | Constant | 12.8 | [23 empty] | From DOE Prototype Buildings
HotelLarge CoolingCoilAvailSched | Unknown |  | Default¦WntrDsn¦SmrDsn | 2014-01-01 | 2014-12-31 | Constant | 1 | [23 empty] | From DOE Prototype Buildings
HotelLarge CW-Loop-Temp-Schedule | Unknown | C | Default¦WntrDsn¦SmrDsn | 2014-01-01 | 2014-12-31 | Constant | 6.7 | [23 empty] | From DOE Prototype Buildings
HotelLarge Dual Zone Control Type Sched | Unknown |  | Default¦WntrDsn¦SmrDsn | 2014-01-01 | 2014-12-31 | Constant | 4 | [23 empty] | From DOE Prototype Buildings
HotelLarge Exterior_Lgt_ALWAYS_ON | Unknown |  | Default¦WntrDsn¦SmrDsn | 2014-01-01 | 2014-12-31 | Constant | 1 | [23 empty] | From DOE Prototype Buildings
HotelLarge Exterior_Ltg_Sch | Unknown |  | Default¦WntrDsn¦SmrDsn | 2014-01-01 | 2014-12-31 | Hourly | 1 | 1 | 1 | 1 | 1 | 1 | 1 | 0 | 0 | 0 | 0 | 0 | 0 | 0 | 0 | 0 | 0 | 0 | 0 | 1 | 1 | 1 | 1 | 1 | From DOE Prototype Buildings
HotelLarge FAN_SCH | Unknown |  | Default¦WntrDsn¦SmrDsn | 2014-01-01 | 2014-12-31 | Constant | 1 | [23 empty] | From DOE Prototype Buildings
HotelLarge Heating-Supply-Air-Temp-Sch | Unknown | C | Default¦WntrDsn¦SmrDsn | 2014-01-01 | 2014-12-31 | Constant | 16 | [23 empty] | From DOE Prototype Buildings
HotelLarge Humidity Setpoint Schedule | Unknown |  | Default¦WntrDsn¦SmrDsn¦Sat¦Wkdy | 2014-01-01 | 2014-12-31 | Constant | 50 | [23 empty] | From DOE Prototype Buildings
HotelLarge HW-Loop-Temp-Schedule | Unknown | C | Default¦WntrDsn¦SmrDsn | 2014-01-01 | 2014-12-31 | Constant | 60 | [23 empty] | From DOE Prototype Buildings
HotelLarge MaxRelHumSetSch | Unknown |  | Default¦WntrDsn¦SmrDsn | 2014-01-01 | 2014-12-31 | Constant | 60 | [23 empty] | From DOE Prototype Buildings
HotelLarge MinRelHumSetSch | Unknown |  | Default¦WntrDsn¦SmrDsn | 2014-01-01 | 2014-12-31 | Constant | 30 | [23 empty] | From DOE Prototype Buildings
HotelLarge PlantOnSched | Unknown |  | Default¦WntrDsn¦SmrDsn | 2014-01-01 | 2014-12-31 | Constant | 1 | [23 empty] | From DOE Prototype Buildings
HotelLarge ReheatCoilAvailSched | Unknown |  | Default¦WntrDsn¦SmrDsn | 2014-01-01 | 2014-12-31 | Constant | 1 | [23 empty] | From DOE Prototype Buildings
HotelLarge scheduleOSCBasementFloorTemp | Unknown | C | Default¦WntrDsn¦SmrDsn | 2014-01-01 | 2014-12-31 | Constant | 0 | [23 empty] | From DOE Prototype Buildings
HotelLarge scheduleOSCBasementLowerWallTemp | Unknown | C | Default¦WntrDsn¦SmrDsn | 2014-01-01 | 2014-12-31 | Constant | 0 | [23 empty] | From DOE Prototype Buildings
HotelLarge scheduleOSCBasementUpperWallTemp | Unknown | C | Default¦WntrDsn¦SmrDsn | 2014-01-01 | 2014-12-31 | Constant | 0 | [23 empty] | From DOE Prototype Buildings
HotelLarge scheduleOSCBasementWallSurfaceTemp | Unknown | C | Default¦WntrDsn¦SmrDsn | 2014-01-01 | 2014-12-31 | Constant | 0 | [23 empty] | From DOE Prototype Buildings
HotelLarge Seasonal-Reset-Supply-Air-Temp-Sch | Unknown | C | Default¦WntrDsn¦SmrDsn | 2014-01-01 | 2014-12-31 | Constant | 13 | [23 empty] | From DOE Prototype Buildings
HotelLarge Seasonal-Reset-Supply-Air-Temp-Sch | Unknown | C | Wknd¦Wkdy | 2014-10-01 | 2014-12-31 | Constant | 13 | [23 empty] | From DOE Prototype Buildings
HotelLarge Seasonal-Reset-Supply-Air-Temp-Sch | Unknown | C | Wknd¦Wkdy | 2014-01-01 | 2014-03-31 | Constant | 13 | [23 empty] | From DOE Prototype Buildings
HotelLarge SHADING_SCH | Unknown | W | Default¦WntrDsn¦SmrDsn | 2014-01-01 | 2014-12-31 | Constant | 0 | [23 empty] | From DOE Prototype Buildings
HotelLarge Sliding_Doors_Ventilation_Availability_SCH | Unknown |  | Default | 2014-01-01 | 2014-12-31 | Hourly | 0 | 0 | 0 | 0 | 0 | 0 | 1 | 1 | 1 | 0 | 0 | 0 | 0 | 0 | 0 | 0 | 1 | 1 | 1 | 1 | 1 | 1 | 0 | 0 | From DOE Prototype Buildings
HotelLarge Sliding_Doors_Ventilation_Availability_SCH | Unknown |  | WntrDsn¦SmrDsn | 2014-01-01 | 2014-12-31 | Constant | 0 | [23 empty] | From DOE Prototype Buildings
HotelLarge WORK_EFF_SCH | Unknown |  | Default¦WntrDsn¦SmrDsn | 2014-01-01 | 2014-12-31 | Constant | 0 | [23 empty] | From DOE Prototype Buildings
HotelSmall AlwaysOff | Unknown |  | Default¦WntrDsn¦SmrDsn | 2014-01-01 | 2014-12-31 | Constant | 0 | [23 empty] | From DOE Prototype Buildings
HotelSmall AlwaysOff_SCH | Unknown |  | Default¦WntrDsn¦SmrDsn | 2014-01-01 | 2014-12-31 | Constant | 0 | [23 empty] | From DOE Prototype Buildings
HotelSmall AlwaysOn | Unknown |  | Default¦WntrDsn¦SmrDsn | 2014-01-01 | 2014-12-31 | Constant | 1 | [23 empty] | From DOE Prototype Buildings
HotelSmall AlwaysOn_SCH | Unknown |  | Default¦WntrDsn¦SmrDsn | 2014-01-01 | 2014-12-31 | Constant | 1 | [23 empty] | From DOE Prototype Buildings
HotelSmall COMPACT HVAC-ALWAYS 0 | Unknown |  | Default¦WntrDsn¦SmrDsn | 2014-01-01 | 2014-12-31 | Constant | 0 | [23 empty] | From DOE Prototype Buildings
HotelSmall COMPACT HVAC-ALWAYS 1 | Unknown |  | Default¦WntrDsn¦SmrDsn | 2014-01-01 | 2014-12-31 | Constant | 1 | [23 empty] | From DOE Prototype Buildings
HotelSmall COMPACT HVAC-ALWAYS 4 | Unknown |  | Default¦WntrDsn¦SmrDsn | 2014-01-01 | 2014-12-31 | Constant | 4 | [23 empty] | From DOE Prototype Buildings
HotelSmall Exterior_Lgt_ALWAYS_ON | Unknown |  | Default¦WntrDsn¦SmrDsn | 2014-01-01 | 2014-12-31 | Constant | 1 | [23 empty] | From DOE Prototype Buildings
HotelSmall Exterior_Ltg_Sch | Unknown |  | Default¦WntrDsn¦SmrDsn | 2014-01-01 | 2014-12-31 | Hourly | 1 | 1 | 1 | 1 | 1 | 1 | 1 | 0 | 0 | 0 | 0 | 0 | 0 | 0 | 0 | 0 | 0 | 0 | 0 | 1 | 1 | 1 | 1 | 1 | From DOE Prototype Buildings
HotelSmall Heat Exchanger Supply Air Temp Sch | Unknown | C | Default¦WntrDsn¦SmrDsn | 2014-01-01 | 2014-12-31 | Constant | 14 | [23 empty] | From DOE Prototype Buildings
HotelSmall PlantOnSched | Unknown |  | Default¦WntrDsn¦SmrDsn | 2014-01-01 | 2014-12-31 | Constant | 1 | [23 empty] | From DOE Prototype Buildings
HotelSmall SAC_Econ_MaxOAFrac_Sch | Unknown |  | Default¦WntrDsn¦SmrDsn | 2014-01-01 | 2014-12-31 | Constant | 0.7
HotelSmall Sliding_Doors_Ventilation_Availability_SCH | Unknown |  | Default | 2014-01-01 | 2014-12-31 | Hourly | 0 | 0 | 0 | 0 | 0 | 0 | 1 | 1 | 1 | 0 | 0 | 0 | 0 | 0 | 0 | 0 | 1 | 1 | 1 | 1 | 1 | 1 | 0 | 0 | From DOE Prototype Buildings
HotelSmall Sliding_Doors_Ventilation_Availability_SCH | Unknown |  | WntrDsn¦SmrDsn | 2014-01-01 | 2014-12-31 | Constant | 0 | [23 empty] | From DOE Prototype Buildings
Large Office Work Eff | Unknown |  | Default¦WntrDsn¦SmrDsn | 2014-01-01 | 2014-12-31 | Constant | 0 | [23 empty] | From DOE Reference Buildings
LargeHotel Work Eff | Unknown |  | Default¦WntrDsn¦SmrDsn | 2014-01-01 | 2014-12-31 | Constant | 0 | [23 empty] | From DOE Reference Buildings
Medium Office Work Eff | Unknown |  | Default¦WntrDsn¦SmrDsn | 2014-01-01 | 2014-12-31 | Constant | 0 | [23 empty] | From DOE Reference Buildings
MidriseApartment Apartment DHW | Unknown |  | Default¦WntrDsn¦SmrDsn | 2014-01-01 | 2014-12-31 | Hourly | 0.08 | 0.04 | 0.01 | 0.01 | 0.04 | 0.27 | 0.94 | 1 | 0.96 | 0.84 | 0.76 | 0.61 | 0.53 | 0.47 | 0.41 | 0.47 | 0.55 | 0.73 | 0.86 | 0.82 | 0.75 | 0.61 | 0.53 | 0.29 | From DOE Reference Buildings
MidriseApartment Work Eff | Unknown |  | Default¦WntrDsn¦SmrDsn | 2014-01-01 | 2014-12-31 | Constant | 0 | [23 empty] | From DOE Reference Buildings
occupancy_air_velocity | Unknown |  | Default | 2017-01-01 | 2017-12-31 | Hourly | 0.2 | 0.2 | 0.2 | 0.2 | 0.2 | 0.2 | 0.2 | 0.2 | 0.2 | 0.2 | 0.2 | 0.2 | 0.2 | 0.2 | 0.2 | 0.2 | 0.2 | 0.2 | 0.2 | 0.2 | 0.2 | 0.2 | 0.2 | 0.2 | From Commercial Building Energy Saver (CBES) Prototype Models: cbes.lbl.gov
occupancy_work_eff | Unknown |  | Default | 2017-01-01 | 2017-12-31 | Hourly | 0 | 0 | 0 | 0 | 0 | 0 | 0 | 0 | 0 | 0 | 0 | 0 | 0 | 0 | 0 | 0 | 0 | 0 | 0 | 0 | 0 | 0 | 0 | 0 | From Commercial Building Energy Saver (CBES) Prototype Models: cbes.lbl.gov
OfficeLarge AIR_VELO_SCH | Unknown | W | Default¦WntrDsn¦SmrDsn | 2014-01-01 | 2014-12-31 | Constant | 0.2 | [23 empty] | From DOE Prototype Buildings
OfficeLarge ALWAYS_OFF | Unknown |  | Default¦WntrDsn¦SmrDsn | 2014-01-01 | 2014-12-31 | Constant | 0 | [23 empty] | From DOE Prototype Buildings
OfficeLarge ALWAYS_ON | Unknown |  | Default¦WntrDsn¦SmrDsn | 2014-01-01 | 2014-12-31 | Constant | 1 | [23 empty] | From DOE Prototype Buildings
OfficeLarge Cool-Supply-Air-Temp-Sch | Unknown | C | Default¦WntrDsn¦SmrDsn | 2014-01-01 | 2014-12-31 | Constant | 12.8 | [23 empty] | From DOE Prototype Buildings
OfficeLarge CoolingCoilAvailSched | Unknown |  | Default¦WntrDsn¦SmrDsn | 2014-01-01 | 2014-12-31 | Constant | 1 | [23 empty] | From DOE Prototype Buildings
OfficeLarge Core_bottom sub cat Latent fract sched | Unknown |  | Default¦WntrDsn¦SmrDsn | 2014-01-01 | 2014-12-31 | Constant | 0.05 | [23 empty] | From DOE Prototype Buildings
OfficeLarge Core_bottom sub cat Sensible fract sched | Unknown |  | Default¦WntrDsn¦SmrDsn | 2014-01-01 | 2014-12-31 | Constant | 0.2 | [23 empty] | From DOE Prototype Buildings
OfficeLarge Core_bottom sub cat Temp Sched | Unknown | C | Default¦WntrDsn¦SmrDsn | 2014-01-01 | 2014-12-31 | Constant | 60 | [23 empty] | From DOE Prototype Buildings
OfficeLarge Core_bottom sub catHot Supply Temp Sched | Unknown | C | Default¦WntrDsn¦SmrDsn | 2014-01-01 | 2014-12-31 | Constant | 55 | [23 empty] | From DOE Prototype Buildings
OfficeLarge Core_mid sub cat Latent fract sched | Unknown |  | Default¦WntrDsn¦SmrDsn | 2014-01-01 | 2014-12-31 | Constant | 0.05 | [23 empty] | From DOE Prototype Buildings
OfficeLarge Core_mid sub cat Sensible fract sched | Unknown |  | Default¦WntrDsn¦SmrDsn | 2014-01-01 | 2014-12-31 | Constant | 0.2 | [23 empty] | From DOE Prototype Buildings
OfficeLarge Core_mid sub cat Temp Sched | Unknown | C | Default¦WntrDsn¦SmrDsn | 2014-01-01 | 2014-12-31 | Constant | 60 | [23 empty] | From DOE Prototype Buildings
OfficeLarge Core_mid sub catHot Supply Temp Sched | Unknown | C | Default¦WntrDsn¦SmrDsn | 2014-01-01 | 2014-12-31 | Constant | 55 | [23 empty] | From DOE Prototype Buildings
OfficeLarge Core_top sub cat Latent fract sched | Unknown |  | Default¦WntrDsn¦SmrDsn | 2014-01-01 | 2014-12-31 | Constant | 0.05 | [23 empty] | From DOE Prototype Buildings
OfficeLarge Core_top sub cat Sensible fract sched | Unknown |  | Default¦WntrDsn¦SmrDsn | 2014-01-01 | 2014-12-31 | Constant | 0.2 | [23 empty] | From DOE Prototype Buildings
OfficeLarge Core_top sub cat Temp Sched | Unknown | C | Default¦WntrDsn¦SmrDsn | 2014-01-01 | 2014-12-31 | Constant | 60 | [23 empty] | From DOE Prototype Buildings
OfficeLarge Core_top sub catHot Supply Temp Sched | Unknown | C | Default¦WntrDsn¦SmrDsn | 2014-01-01 | 2014-12-31 | Constant | 55 | [23 empty] | From DOE Prototype Buildings
OfficeLarge CW-Loop-Temp-Schedule | Unknown | C | Default¦WntrDsn¦SmrDsn | 2014-01-01 | 2014-12-31 | Constant | 6.7 | [23 empty] | From DOE Prototype Buildings
OfficeLarge DataCenter_ExtraElecHeatC_Sch | Unknown |  | Default¦WntrDsn¦SmrDsn | 2014-01-01 | 2014-12-31 | Constant | 1 | [23 empty] | From DOE Prototype Buildings
OfficeLarge DataCenter_ExtraWaterHeatC_Sch | Unknown |  | Default¦WntrDsn¦SmrDsn | 2014-01-01 | 2014-12-31 | Constant | 1 | [23 empty] | From DOE Prototype Buildings
OfficeLarge DC_MinRelHumSetSch | Unknown |  | Default¦WntrDsn¦SmrDsn | 2014-01-01 | 2014-12-31 | Constant | 30 | [23 empty] | From DOE Prototype Buildings
OfficeLarge Dual Zone Control Type Sched | Unknown |  | Default¦WntrDsn¦SmrDsn | 2014-01-01 | 2014-12-31 | Constant | 4 | [23 empty] | From DOE Prototype Buildings
OfficeLarge Exterior_Lgt_189_1 | Unknown |  | Default¦WntrDsn¦SmrDsn | 2014-01-01 | 2014-12-31 | Hourly | 0.5 | 0.5 | 0.5 | 0.5 | 0.5 | 0.5 | 0.5 | 0.5 | 0.5 | 1 | 1 | 1 | 1 | 1 | 1 | 1 | 1 | 1 | 0.5 | 0.5 | 0.5 | 0.5 | 0.5 | 0.5 | From DOE Prototype Buildings
OfficeLarge Exterior_Lgt_ALWAYS_ON | Unknown |  | Default¦WntrDsn¦SmrDsn | 2014-01-01 | 2014-12-31 | Constant | 1 | [23 empty] | From DOE Prototype Buildings
OfficeLarge FAN_SCH | Unknown |  | Default¦WntrDsn¦SmrDsn | 2014-01-01 | 2014-12-31 | Constant | 1 | [23 empty] | From DOE Prototype Buildings
OfficeLarge Heat-Supply-Air-Temp-Sch | Unknown | C | Default¦WntrDsn¦SmrDsn | 2014-01-01 | 2014-12-31 | Constant | 12.8 | [23 empty] | From DOE Prototype Buildings
OfficeLarge HW-Loop-Temp-Schedule | Unknown | C | Default¦WntrDsn¦SmrDsn | 2014-01-01 | 2014-12-31 | Constant | 82 | [23 empty] | From DOE Prototype Buildings
OfficeLarge PLANT LOOP HIGH TEMP SCHEDULE | Unknown | C | Default¦WntrDsn¦SmrDsn | 2014-01-01 | 2014-12-31 | Constant | 18.33 | [23 empty] | From DOE Prototype Buildings
OfficeLarge PLANT LOOP LOW TEMP SCHEDULE | Unknown | C | Default¦WntrDsn¦SmrDsn | 2014-01-01 | 2014-12-31 | Constant | 5 | [23 empty] | From DOE Prototype Buildings
OfficeLarge PlantOnSched | Unknown |  | Default¦WntrDsn¦SmrDsn | 2014-01-01 | 2014-12-31 | Constant | 1 | [23 empty] | From DOE Prototype Buildings
OfficeLarge ReheatCoilAvailSched | Unknown |  | Default¦WntrDsn¦SmrDsn | 2014-01-01 | 2014-12-31 | Constant | 1 | [23 empty] | From DOE Prototype Buildings
OfficeLarge scheduleOSCBasementFloorTemp | Unknown | C | Default¦WntrDsn¦SmrDsn | 2014-01-01 | 2014-12-31 | Constant | 0 | [23 empty] | From DOE Prototype Buildings
OfficeLarge scheduleOSCBasementLowerWallTemp | Unknown | C | Default¦WntrDsn¦SmrDsn | 2014-01-01 | 2014-12-31 | Constant | 0 | [23 empty] | From DOE Prototype Buildings
OfficeLarge scheduleOSCBasementUpperWallTemp | Unknown | C | Default¦WntrDsn¦SmrDsn | 2014-01-01 | 2014-12-31 | Constant | 0 | [23 empty] | From DOE Prototype Buildings
OfficeLarge scheduleOSCBasementWallSurfaceTemp | Unknown | C | Default¦WntrDsn¦SmrDsn | 2014-01-01 | 2014-12-31 | Constant | 0 | [23 empty] | From DOE Prototype Buildings
OfficeLarge SHADING_SCH | Unknown | W | Default¦WntrDsn¦SmrDsn | 2014-01-01 | 2014-12-31 | Constant | 0 | [23 empty] | From DOE Prototype Buildings
OfficeLarge SupplyFanSch | Unknown |  | Default¦WntrDsn¦SmrDsn | 2014-01-01 | 2014-12-31 | Constant | 1 | [23 empty] | From DOE Prototype Buildings
OfficeLarge Tower-Loop-Temp-Schedule | Unknown | C | Default¦WntrDsn¦SmrDsn | 2014-01-01 | 2014-12-31 | Constant | 21.1 | [23 empty] | From DOE Prototype Buildings
OfficeLarge WORK_EFF_SCH | Unknown |  | Default¦WntrDsn¦SmrDsn | 2014-01-01 | 2014-12-31 | Constant | 0 | [23 empty] | From DOE Prototype Buildings
OfficeMedium AIR_VELO_SCH | Unknown | W | Default¦WntrDsn¦SmrDsn | 2014-01-01 | 2014-12-31 | Constant | 0.2 | [23 empty] | From DOE Prototype Buildings
OfficeMedium ALWAYS_OFF | Unknown |  | Default¦WntrDsn¦SmrDsn | 2014-01-01 | 2014-12-31 | Constant | 0 | [23 empty] | From DOE Prototype Buildings
OfficeMedium ALWAYS_ON | Unknown |  | Default¦WntrDsn¦SmrDsn | 2014-01-01 | 2014-12-31 | Constant | 1 | [23 empty] | From DOE Prototype Buildings
OfficeMedium Cool-Supply-Air-Temp-Sch | Unknown | C | Default¦WntrDsn¦SmrDsn | 2014-01-01 | 2014-12-31 | Constant | 12.8 | [23 empty] | From DOE Prototype Buildings
OfficeMedium CoolingCoilAvailSched | Unknown |  | Default¦WntrDsn¦SmrDsn | 2014-01-01 | 2014-12-31 | Constant | 1 | [23 empty] | From DOE Prototype Buildings
OfficeMedium Core_bottom sub cat Latent fract sched | Unknown |  | Default¦WntrDsn¦SmrDsn | 2014-01-01 | 2014-12-31 | Constant | 0.05 | [23 empty] | From DOE Prototype Buildings
OfficeMedium Core_bottom sub cat Sensible fract sched | Unknown |  | Default¦WntrDsn¦SmrDsn | 2014-01-01 | 2014-12-31 | Constant | 0.2 | [23 empty] | From DOE Prototype Buildings
OfficeMedium Core_bottom sub cat Temp Sched | Unknown | C | Default¦WntrDsn¦SmrDsn | 2014-01-01 | 2014-12-31 | Constant | 60 | [23 empty] | From DOE Prototype Buildings
OfficeMedium Core_bottom sub catHot Supply Temp Sched | Unknown | C | Default¦WntrDsn¦SmrDsn | 2014-01-01 | 2014-12-31 | Constant | 55 | [23 empty] | From DOE Prototype Buildings
OfficeMedium Core_mid sub cat Latent fract sched | Unknown |  | Default¦WntrDsn¦SmrDsn | 2014-01-01 | 2014-12-31 | Constant | 0.05 | [23 empty] | From DOE Prototype Buildings
OfficeMedium Core_mid sub cat Sensible fract sched | Unknown |  | Default¦WntrDsn¦SmrDsn | 2014-01-01 | 2014-12-31 | Constant | 0.2 | [23 empty] | From DOE Prototype Buildings
OfficeMedium Core_mid sub cat Temp Sched | Unknown | C | Default¦WntrDsn¦SmrDsn | 2014-01-01 | 2014-12-31 | Constant | 60 | [23 empty] | From DOE Prototype Buildings
OfficeMedium Core_mid sub catHot Supply Temp Sched | Unknown | C | Default¦WntrDsn¦SmrDsn | 2014-01-01 | 2014-12-31 | Constant | 55 | [23 empty] | From DOE Prototype Buildings
OfficeMedium Core_top sub cat Latent fract sched | Unknown |  | Default¦WntrDsn¦SmrDsn | 2014-01-01 | 2014-12-31 | Constant | 0.05 | [23 empty] | From DOE Prototype Buildings
OfficeMedium Core_top sub cat Sensible fract sched | Unknown |  | Default¦WntrDsn¦SmrDsn | 2014-01-01 | 2014-12-31 | Constant | 0.2 | [23 empty] | From DOE Prototype Buildings
OfficeMedium Core_top sub cat Temp Sched | Unknown | C | Default¦WntrDsn¦SmrDsn | 2014-01-01 | 2014-12-31 | Constant | 60 | [23 empty] | From DOE Prototype Buildings
OfficeMedium Core_top sub catHot Supply Temp Sched | Unknown | C | Default¦WntrDsn¦SmrDsn | 2014-01-01 | 2014-12-31 | Constant | 55 | [23 empty] | From DOE Prototype Buildings
OfficeMedium CW-Loop-Temp-Schedule | Unknown | C | Default¦WntrDsn¦SmrDsn | 2014-01-01 | 2014-12-31 | Constant | 6.7 | [23 empty] | From DOE Prototype Buildings
OfficeMedium Dual Zone Control Type Sched | Unknown |  | Default¦WntrDsn¦SmrDsn | 2014-01-01 | 2014-12-31 | Constant | 4 | [23 empty] | From DOE Prototype Buildings
OfficeMedium FAN_SCH | Unknown |  | Default¦WntrDsn¦SmrDsn | 2014-01-01 | 2014-12-31 | Constant | 1 | [23 empty] | From DOE Prototype Buildings
OfficeMedium Heat-Supply-Air-Temp-Sch | Unknown | C | Default¦WntrDsn¦SmrDsn | 2014-01-01 | 2014-12-31 | Constant | 12.8 | [23 empty] | From DOE Prototype Buildings
OfficeMedium Humidity Setpoint Schedule | Unknown |  | Default¦WntrDsn¦SmrDsn¦Sat¦Wkdy | 2014-01-01 | 2014-12-31 | Constant | 50 | [23 empty] | From DOE Prototype Buildings
OfficeMedium HW-Loop-Temp-Schedule | Unknown | C | Default¦WntrDsn¦SmrDsn | 2014-01-01 | 2014-12-31 | Constant | 60 | [23 empty] | From DOE Prototype Buildings
OfficeMedium Perimeter_bot_ZN_1 sub cat Latent fract sched | Unknown |  | Default¦WntrDsn¦SmrDsn | 2014-01-01 | 2014-12-31 | Constant | 0.05 | [23 empty] | From DOE Prototype Buildings
OfficeMedium Perimeter_bot_ZN_1 sub cat Sensible fract sched | Unknown |  | Default¦WntrDsn¦SmrDsn | 2014-01-01 | 2014-12-31 | Constant | 0.2 | [23 empty] | From DOE Prototype Buildings
OfficeMedium Perimeter_bot_ZN_1 sub cat Temp Sched | Unknown | C | Default¦WntrDsn¦SmrDsn | 2014-01-01 | 2014-12-31 | Constant | 60 | [23 empty] | From DOE Prototype Buildings
OfficeMedium Perimeter_bot_ZN_1 sub catHot Supply Temp Sched | Unknown | C | Default¦WntrDsn¦SmrDsn | 2014-01-01 | 2014-12-31 | Constant | 55 | [23 empty] | From DOE Prototype Buildings
OfficeMedium Perimeter_bot_ZN_2 sub cat Latent fract sched | Unknown |  | Default¦WntrDsn¦SmrDsn | 2014-01-01 | 2014-12-31 | Constant | 0.05 | [23 empty] | From DOE Prototype Buildings
OfficeMedium Perimeter_bot_ZN_2 sub cat Sensible fract sched | Unknown |  | Default¦WntrDsn¦SmrDsn | 2014-01-01 | 2014-12-31 | Constant | 0.2 | [23 empty] | From DOE Prototype Buildings
OfficeMedium Perimeter_bot_ZN_2 sub cat Temp Sched | Unknown | C | Default¦WntrDsn¦SmrDsn | 2014-01-01 | 2014-12-31 | Constant | 60 | [23 empty] | From DOE Prototype Buildings
OfficeMedium Perimeter_bot_ZN_2 sub catHot Supply Temp Sched | Unknown | C | Default¦WntrDsn¦SmrDsn | 2014-01-01 | 2014-12-31 | Constant | 55 | [23 empty] | From DOE Prototype Buildings
OfficeMedium Perimeter_bot_ZN_3 sub cat Latent fract sched | Unknown |  | Default¦WntrDsn¦SmrDsn | 2014-01-01 | 2014-12-31 | Constant | 0.05 | [23 empty] | From DOE Prototype Buildings
OfficeMedium Perimeter_bot_ZN_3 sub cat Sensible fract sched | Unknown |  | Default¦WntrDsn¦SmrDsn | 2014-01-01 | 2014-12-31 | Constant | 0.2 | [23 empty] | From DOE Prototype Buildings
OfficeMedium Perimeter_bot_ZN_3 sub cat Temp Sched | Unknown | C | Default¦WntrDsn¦SmrDsn | 2014-01-01 | 2014-12-31 | Constant | 60 | [23 empty] | From DOE Prototype Buildings
OfficeMedium Perimeter_bot_ZN_3 sub catHot Supply Temp Sched | Unknown | C | Default¦WntrDsn¦SmrDsn | 2014-01-01 | 2014-12-31 | Constant | 55 | [23 empty] | From DOE Prototype Buildings
OfficeMedium Perimeter_bot_ZN_4 sub cat Latent fract sched | Unknown |  | Default¦WntrDsn¦SmrDsn | 2014-01-01 | 2014-12-31 | Constant | 0.05 | [23 empty] | From DOE Prototype Buildings
OfficeMedium Perimeter_bot_ZN_4 sub cat Sensible fract sched | Unknown |  | Default¦WntrDsn¦SmrDsn | 2014-01-01 | 2014-12-31 | Constant | 0.2 | [23 empty] | From DOE Prototype Buildings
OfficeMedium Perimeter_bot_ZN_4 sub cat Temp Sched | Unknown | C | Default¦WntrDsn¦SmrDsn | 2014-01-01 | 2014-12-31 | Constant | 60 | [23 empty] | From DOE Prototype Buildings
OfficeMedium Perimeter_bot_ZN_4 sub catHot Supply Temp Sched | Unknown | C | Default¦WntrDsn¦SmrDsn | 2014-01-01 | 2014-12-31 | Constant | 55 | [23 empty] | From DOE Prototype Buildings
OfficeMedium Perimeter_mid_ZN_1 sub cat Latent fract sched | Unknown |  | Default¦WntrDsn¦SmrDsn | 2014-01-01 | 2014-12-31 | Constant | 0.05 | [23 empty] | From DOE Prototype Buildings
OfficeMedium Perimeter_mid_ZN_1 sub cat Sensible fract sched | Unknown |  | Default¦WntrDsn¦SmrDsn | 2014-01-01 | 2014-12-31 | Constant | 0.2 | [23 empty] | From DOE Prototype Buildings
OfficeMedium Perimeter_mid_ZN_1 sub cat Temp Sched | Unknown | C | Default¦WntrDsn¦SmrDsn | 2014-01-01 | 2014-12-31 | Constant | 60 | [23 empty] | From DOE Prototype Buildings
OfficeMedium Perimeter_mid_ZN_1 sub catHot Supply Temp Sched | Unknown | C | Default¦WntrDsn¦SmrDsn | 2014-01-01 | 2014-12-31 | Constant | 55 | [23 empty] | From DOE Prototype Buildings
OfficeMedium Perimeter_mid_ZN_2 sub cat Latent fract sched | Unknown |  | Default¦WntrDsn¦SmrDsn | 2014-01-01 | 2014-12-31 | Constant | 0.05 | [23 empty] | From DOE Prototype Buildings
OfficeMedium Perimeter_mid_ZN_2 sub cat Sensible fract sched | Unknown |  | Default¦WntrDsn¦SmrDsn | 2014-01-01 | 2014-12-31 | Constant | 0.2 | [23 empty] | From DOE Prototype Buildings
OfficeMedium Perimeter_mid_ZN_2 sub cat Temp Sched | Unknown | C | Default¦WntrDsn¦SmrDsn | 2014-01-01 | 2014-12-31 | Constant | 60 | [23 empty] | From DOE Prototype Buildings
OfficeMedium Perimeter_mid_ZN_2 sub catHot Supply Temp Sched | Unknown | C | Default¦WntrDsn¦SmrDsn | 2014-01-01 | 2014-12-31 | Constant | 55 | [23 empty] | From DOE Prototype Buildings
OfficeMedium Perimeter_mid_ZN_3 sub cat Latent fract sched | Unknown |  | Default¦WntrDsn¦SmrDsn | 2014-01-01 | 2014-12-31 | Constant | 0.05 | [23 empty] | From DOE Prototype Buildings
OfficeMedium Perimeter_mid_ZN_3 sub cat Sensible fract sched | Unknown |  | Default¦WntrDsn¦SmrDsn | 2014-01-01 | 2014-12-31 | Constant | 0.2 | [23 empty] | From DOE Prototype Buildings
OfficeMedium Perimeter_mid_ZN_3 sub cat Temp Sched | Unknown | C | Default¦WntrDsn¦SmrDsn | 2014-01-01 | 2014-12-31 | Constant | 60 | [23 empty] | From DOE Prototype Buildings
OfficeMedium Perimeter_mid_ZN_3 sub catHot Supply Temp Sched | Unknown | C | Default¦WntrDsn¦SmrDsn | 2014-01-01 | 2014-12-31 | Constant | 55 | [23 empty] | From DOE Prototype Buildings
OfficeMedium Perimeter_mid_ZN_4 sub cat Latent fract sched | Unknown |  | Default¦WntrDsn¦SmrDsn | 2014-01-01 | 2014-12-31 | Constant | 0.05 | [23 empty] | From DOE Prototype Buildings
OfficeMedium Perimeter_mid_ZN_4 sub cat Sensible fract sched | Unknown |  | Default¦WntrDsn¦SmrDsn | 2014-01-01 | 2014-12-31 | Constant | 0.2 | [23 empty] | From DOE Prototype Buildings
OfficeMedium Perimeter_mid_ZN_4 sub cat Temp Sched | Unknown | C | Default¦WntrDsn¦SmrDsn | 2014-01-01 | 2014-12-31 | Constant | 60 | [23 empty] | From DOE Prototype Buildings
OfficeMedium Perimeter_mid_ZN_4 sub catHot Supply Temp Sched | Unknown | C | Default¦WntrDsn¦SmrDsn | 2014-01-01 | 2014-12-31 | Constant | 55 | [23 empty] | From DOE Prototype Buildings
OfficeMedium Perimeter_top_ZN_1 sub cat Latent fract sched | Unknown |  | Default¦WntrDsn¦SmrDsn | 2014-01-01 | 2014-12-31 | Constant | 0.05 | [23 empty] | From DOE Prototype Buildings
OfficeMedium Perimeter_top_ZN_1 sub cat Sensible fract sched | Unknown |  | Default¦WntrDsn¦SmrDsn | 2014-01-01 | 2014-12-31 | Constant | 0.2 | [23 empty] | From DOE Prototype Buildings
OfficeMedium Perimeter_top_ZN_1 sub cat Temp Sched | Unknown | C | Default¦WntrDsn¦SmrDsn | 2014-01-01 | 2014-12-31 | Constant | 60 | [23 empty] | From DOE Prototype Buildings
OfficeMedium Perimeter_top_ZN_1 sub catHot Supply Temp Sched | Unknown | C | Default¦WntrDsn¦SmrDsn | 2014-01-01 | 2014-12-31 | Constant | 55 | [23 empty] | From DOE Prototype Buildings
OfficeMedium Perimeter_top_ZN_2 sub cat Latent fract sched | Unknown |  | Default¦WntrDsn¦SmrDsn | 2014-01-01 | 2014-12-31 | Constant | 0.05 | [23 empty] | From DOE Prototype Buildings
OfficeMedium Perimeter_top_ZN_2 sub cat Sensible fract sched | Unknown |  | Default¦WntrDsn¦SmrDsn | 2014-01-01 | 2014-12-31 | Constant | 0.2 | [23 empty] | From DOE Prototype Buildings
OfficeMedium Perimeter_top_ZN_2 sub cat Temp Sched | Unknown | C | Default¦WntrDsn¦SmrDsn | 2014-01-01 | 2014-12-31 | Constant | 60 | [23 empty] | From DOE Prototype Buildings
OfficeMedium Perimeter_top_ZN_2 sub catHot Supply Temp Sched | Unknown | C | Default¦WntrDsn¦SmrDsn | 2014-01-01 | 2014-12-31 | Constant | 55 | [23 empty] | From DOE Prototype Buildings
OfficeMedium Perimeter_top_ZN_3 sub cat Latent fract sched | Unknown |  | Default¦WntrDsn¦SmrDsn | 2014-01-01 | 2014-12-31 | Constant | 0.05 | [23 empty] | From DOE Prototype Buildings
OfficeMedium Perimeter_top_ZN_3 sub cat Sensible fract sched | Unknown |  | Default¦WntrDsn¦SmrDsn | 2014-01-01 | 2014-12-31 | Constant | 0.2 | [23 empty] | From DOE Prototype Buildings
OfficeMedium Perimeter_top_ZN_3 sub cat Temp Sched | Unknown | C | Default¦WntrDsn¦SmrDsn | 2014-01-01 | 2014-12-31 | Constant | 60 | [23 empty] | From DOE Prototype Buildings
OfficeMedium Perimeter_top_ZN_3 sub catHot Supply Temp Sched | Unknown | C | Default¦WntrDsn¦SmrDsn | 2014-01-01 | 2014-12-31 | Constant | 55 | [23 empty] | From DOE Prototype Buildings
OfficeMedium Perimeter_top_ZN_4 sub cat Latent fract sched | Unknown |  | Default¦WntrDsn¦SmrDsn | 2014-01-01 | 2014-12-31 | Constant | 0.05 | [23 empty] | From DOE Prototype Buildings
OfficeMedium Perimeter_top_ZN_4 sub cat Sensible fract sched | Unknown |  | Default¦WntrDsn¦SmrDsn | 2014-01-01 | 2014-12-31 | Constant | 0.2 | [23 empty] | From DOE Prototype Buildings
OfficeMedium Perimeter_top_ZN_4 sub cat Temp Sched | Unknown | C | Default¦WntrDsn¦SmrDsn | 2014-01-01 | 2014-12-31 | Constant | 60 | [23 empty] | From DOE Prototype Buildings
OfficeMedium Perimeter_top_ZN_4 sub catHot Supply Temp Sched | Unknown | C | Default¦WntrDsn¦SmrDsn | 2014-01-01 | 2014-12-31 | Constant | 55 | [23 empty] | From DOE Prototype Buildings
OfficeMedium PlantOnSched | Unknown |  | Default¦WntrDsn¦SmrDsn | 2014-01-01 | 2014-12-31 | Constant | 1 | [23 empty] | From DOE Prototype Buildings
OfficeMedium ReheatCoilAvailSched | Unknown |  | Default¦WntrDsn¦SmrDsn | 2014-01-01 | 2014-12-31 | Constant | 1 | [23 empty] | From DOE Prototype Buildings
OfficeMedium SHADING_SCH | Unknown | W | Default¦WntrDsn¦SmrDsn | 2014-01-01 | 2014-12-31 | Constant | 0 | [23 empty] | From DOE Prototype Buildings
OfficeMedium WORK_EFF_SCH | Unknown |  | Default¦WntrDsn¦SmrDsn | 2014-01-01 | 2014-12-31 | Constant | 0 | [23 empty] | From DOE Prototype Buildings
OfficeSmall AIR_VELO_SCH | Unknown | W | Default¦WntrDsn¦SmrDsn | 2014-01-01 | 2014-12-31 | Constant | 0.2 | [23 empty] | From DOE Prototype Buildings
OfficeSmall ALWAYS_OFF | Unknown |  | Default¦WntrDsn¦SmrDsn | 2014-01-01 | 2014-12-31 | Constant | 0 | [23 empty] | From DOE Prototype Buildings
OfficeSmall ALWAYS_ON | Unknown |  | Default¦WntrDsn¦SmrDsn | 2014-01-01 | 2014-12-31 | Constant | 1 | [23 empty] | From DOE Prototype Buildings
OfficeSmall CoolingCoilAvailSched | Unknown |  | Default¦WntrDsn¦SmrDsn | 2014-01-01 | 2014-12-31 | Constant | 1 | [23 empty] | From DOE Prototype Buildings
OfficeSmall CW-Loop-Temp-Schedule | Unknown | C | Default¦WntrDsn¦SmrDsn | 2014-01-01 | 2014-12-31 | Constant | 6.7 | [23 empty] | From DOE Prototype Buildings
OfficeSmall Dual Zone Control Type Sched | Unknown |  | Default¦WntrDsn¦SmrDsn | 2014-01-01 | 2014-12-31 | Constant | 4 | [23 empty] | From DOE Prototype Buildings
OfficeSmall Exterior_Lgt_189_1 | Unknown |  | Default¦WntrDsn¦SmrDsn | 2014-01-01 | 2014-12-31 | Constant | 0.5 | [23 empty] | From DOE Prototype Buildings
OfficeSmall Exterior_Lgt_ALWAYS_ON | Unknown |  | Default¦WntrDsn¦SmrDsn | 2014-01-01 | 2014-12-31 | Constant | 1 | [23 empty] | From DOE Prototype Buildings
OfficeSmall Heating-Supply-Air-Temp-Sch | Unknown | C | Default¦WntrDsn¦SmrDsn | 2014-01-01 | 2014-12-31 | Constant | 16 | [23 empty] | From DOE Prototype Buildings
OfficeSmall Humidity Setpoint Schedule | Unknown |  | Default¦WntrDsn¦SmrDsn¦Sat¦Wkdy | 2014-01-01 | 2014-12-31 | Constant | 50 | [23 empty] | From DOE Prototype Buildings
OfficeSmall HW-Loop-Temp-Schedule | Unknown | C | Default¦WntrDsn¦SmrDsn | 2014-01-01 | 2014-12-31 | Constant | 60 | [23 empty] | From DOE Prototype Buildings
OfficeSmall PlantOnSched | Unknown |  | Default¦WntrDsn¦SmrDsn | 2014-01-01 | 2014-12-31 | Constant | 1 | [23 empty] | From DOE Prototype Buildings
OfficeSmall ReheatCoilAvailSched | Unknown |  | Default¦WntrDsn¦SmrDsn | 2014-01-01 | 2014-12-31 | Constant | 1 | [23 empty] | From DOE Prototype Buildings
OfficeSmall Seasonal-Reset-Supply-Air-Temp-Sch | Unknown | C | Default¦WntrDsn¦SmrDsn | 2014-01-01 | 2014-12-31 | Constant | 13 | [23 empty] | From DOE Prototype Buildings
OfficeSmall Seasonal-Reset-Supply-Air-Temp-Sch | Unknown | C | Wknd¦Wkdy | 2014-10-01 | 2014-12-31 | Constant | 13 | [23 empty] | From DOE Prototype Buildings
OfficeSmall Seasonal-Reset-Supply-Air-Temp-Sch | Unknown | C | Wknd¦Wkdy | 2014-01-01 | 2014-03-31 | Constant | 13 | [23 empty] | From DOE Prototype Buildings
OfficeSmall SHADING_SCH | Unknown | W | Default¦WntrDsn¦SmrDsn | 2014-01-01 | 2014-12-31 | Constant | 0 | [23 empty] | From DOE Prototype Buildings
OfficeSmall WORK_EFF_SCH | Unknown |  | Default¦WntrDsn¦SmrDsn | 2014-01-01 | 2014-12-31 | Constant | 0 | [23 empty] | From DOE Prototype Buildings
Outpatient Work Eff | Unknown |  | Default¦WntrDsn¦SmrDsn | 2014-01-01 | 2014-12-31 | Constant | 0 | [23 empty] | From DOE Reference Buildings
OutPatientHealthCare AHU-1_ExtraElecHeatC_Sch | Unknown |  | Default¦WntrDsn¦SmrDsn | 2014-01-01 | 2014-12-31 | Constant | 1 | [23 empty] | From DOE Prototype Buildings
OutPatientHealthCare AHU-1_ExtraWaterHeatC_Sch | Unknown |  | Default¦WntrDsn¦SmrDsn | 2014-01-01 | 2014-12-31 | Constant | 1 | [23 empty] | From DOE Prototype Buildings
OutPatientHealthCare AIR_VELO_SCH | Unknown | W | Default¦WntrDsn¦SmrDsn | 2014-01-01 | 2014-12-31 | Constant | 0.2 | [23 empty] | From DOE Prototype Buildings
OutPatientHealthCare ALWAYS_OFF | Unknown |  | Default¦WntrDsn¦SmrDsn | 2014-01-01 | 2014-12-31 | Constant | 0 | [23 empty] | From DOE Prototype Buildings
OutPatientHealthCare ALWAYS_ON | Unknown |  | Default¦WntrDsn¦SmrDsn | 2014-01-01 | 2014-12-31 | Constant | 1 | [23 empty] | From DOE Prototype Buildings
OutPatientHealthCare BLDG_CAV_SCH | Unknown |  | Default¦WntrDsn¦SmrDsn¦Sat¦Wkdy | 2014-01-01 | 2014-12-31 | Hourly | 0.3 | 0.3 | 0.3 | 0.3 | 0.3 | 0.3 | 1 | 1 | 1 | 1 | 1 | 1 | 1 | 1 | 1 | 1 | 1 | 1 | 0.3 | 0.3 | 0.3 | 0.3 | 0.3 | 0.3 | From DOE Prototype Buildings
OutPatientHealthCare BLDG_CAV_SCH_HUMID | Unknown |  | Default¦WntrDsn¦SmrDsn¦Sat¦Wkdy | 2014-01-01 | 2014-12-31 | Hourly | 0.5 | 0.5 | 0.5 | 0.5 | 0.5 | 0.5 | 1 | 1 | 1 | 1 | 1 | 1 | 1 | 1 | 1 | 1 | 1 | 1 | 0.5 | 0.5 | 0.5 | 0.5 | 0.5 | 0.5 | From DOE Prototype Buildings
OutPatientHealthCare CAV_SAT_SCH | Unknown | C | Default¦WntrDsn¦SmrDsn | 2014-01-01 | 2014-12-31 | Constant | 11.1 | [23 empty] | From DOE Prototype Buildings
OutPatientHealthCare CoolingCoilAvailSched | Unknown |  | Default¦WntrDsn¦SmrDsn | 2014-01-01 | 2014-12-31 | Constant | 1 | [23 empty] | From DOE Prototype Buildings
OutPatientHealthCare CW-Loop-Temp-Schedule | Unknown | C | Default¦WntrDsn¦SmrDsn | 2014-01-01 | 2014-12-31 | Constant | 6.7 | [23 empty] | From DOE Prototype Buildings
OutPatientHealthCare Dual Zone Control Type Sched | Unknown |  | Default¦WntrDsn¦SmrDsn | 2014-01-01 | 2014-12-31 | Constant | 4 | [23 empty] | From DOE Prototype Buildings
OutPatientHealthCare Exterior_Lgt_189_1 | Unknown |  | Default¦WntrDsn¦SmrDsn | 2014-01-01 | 2014-12-31 | Hourly | 0.5 | 0.5 | 0.5 | 0.5 | 0.5 | 0.5 | 0.5 | 0.5 | 0.5 | 1 | 1 | 1 | 1 | 1 | 1 | 1 | 1 | 0.5 | 0.5 | 0.5 | 0.5 | 0.5 | 0.5 | 0.5 | From DOE Prototype Buildings
OutPatientHealthCare Exterior_Lgt_ALWAYS_ON | Unknown |  | Default¦WntrDsn¦SmrDsn | 2014-01-01 | 2014-12-31 | Constant | 1 | [23 empty] | From DOE Prototype Buildings
OutPatientHealthCare FAN_SCH | Unknown |  | Default¦WntrDsn¦SmrDsn | 2014-01-01 | 2014-12-31 | Constant | 1 | [23 empty] | From DOE Prototype Buildings
OutPatientHealthCare Floor 1 Operating Room 1 humidity sched | Unknown | W | Default¦WntrDsn¦SmrDsn | 2014-01-01 | 2014-12-31 | Constant | 0 | [23 empty] | From DOE Prototype Buildings
OutPatientHealthCare Heating-Supply-Air-Temp-Sch | Unknown | C | Default¦WntrDsn¦SmrDsn | 2014-01-01 | 2014-12-31 | Constant | 16 | [23 empty] | From DOE Prototype Buildings
OutPatientHealthCare HeatSys1 Loop Setpoint Sched | Unknown | C | Default¦WntrDsn¦SmrDsn | 2014-01-01 | 2014-12-31 | Constant | 82.2 | [23 empty] | From DOE Prototype Buildings
OutPatientHealthCare Humidity Setpoint Schedule | Unknown |  | Default¦WntrDsn¦SmrDsn¦Sat¦Wkdy | 2014-01-01 | 2014-12-31 | Constant | 50 | [23 empty] | From DOE Prototype Buildings
OutPatientHealthCare HW-Loop-Temp-Schedule | Unknown | C | Default¦WntrDsn¦SmrDsn | 2014-01-01 | 2014-12-31 | Constant | 60 | [23 empty] | From DOE Prototype Buildings
OutPatientHealthCare MaxRelHumSetSch | Unknown |  | Default¦WntrDsn¦SmrDsn | 2014-01-01 | 2014-12-31 | Constant | 60 | [23 empty] | From DOE Prototype Buildings
OutPatientHealthCare MinRelHumSetSch | Unknown |  | Default¦WntrDsn¦SmrDsn | 2014-01-01 | 2014-12-31 | Constant | 40 | [23 empty] | From DOE Prototype Buildings
OutPatientHealthCare MinRelHumSetSch_addDI | Unknown |  | Default¦WntrDsn¦SmrDsn | 2014-01-01 | 2014-12-31 | Constant | 30 | [23 empty] | From DOE Prototype Buildings
OutPatientHealthCare OR_MinSA_Sched | Unknown |  | Default¦WntrDsn | 2014-01-01 | 2014-12-31 | Constant | 0.2 | [23 empty] | From DOE Prototype Buildings
OutPatientHealthCare OR_MinSA_Sched | Unknown |  | SmrDsn | 2014-01-01 | 2014-12-31 | Constant | 1 | [23 empty] | From DOE Prototype Buildings
OutPatientHealthCare OR_MinSA_Sched | Unknown |  | Sat¦Wkdy | 2014-01-01 | 2014-12-31 | Hourly | 0.2 | 0.2 | 0.2 | 0.2 | 0.2 | 0.2 | 1 | 1 | 1 | 1 | 1 | 1 | 1 | 1 | 1 | 1 | 1 | 1 | 0.2 | 0.2 | 0.2 | 0.2 | 0.2 | 0.2 | From DOE Prototype Buildings
OutPatientHealthCare PlantOnSched | Unknown |  | Default¦WntrDsn¦SmrDsn | 2014-01-01 | 2014-12-31 | Constant | 1 | [23 empty] | From DOE Prototype Buildings
OutPatientHealthCare ReheatCoilAvailSched | Unknown |  | Default¦WntrDsn¦SmrDsn | 2014-01-01 | 2014-12-31 | Constant | 1 | [23 empty] | From DOE Prototype Buildings
OutPatientHealthCare Seasonal-Reset-Supply-Air-Temp-Sch | Unknown | C | Default¦WntrDsn¦SmrDsn | 2014-01-01 | 2014-12-31 | Constant | 11.1 | [23 empty] | From DOE Prototype Buildings
OutPatientHealthCare SHADING_SCH | Unknown | W | Default¦WntrDsn¦SmrDsn | 2014-01-01 | 2014-12-31 | Constant | 0 | [23 empty] | From DOE Prototype Buildings
OutPatientHealthCare VAV_SAT_SCH | Unknown | C | Default¦WntrDsn¦SmrDsn | 2014-01-01 | 2014-12-31 | Constant | 12.8 | [23 empty] | From DOE Prototype Buildings
OutPatientHealthCare WORK_EFF_SCH | Unknown |  | Default¦WntrDsn¦SmrDsn | 2014-01-01 | 2014-12-31 | Constant | 0 | [23 empty] | From DOE Prototype Buildings
PrimarySchool Work Eff | Unknown |  | Default¦WntrDsn¦SmrDsn | 2014-01-01 | 2014-12-31 | Constant | 0 | [23 empty] | From DOE Reference Buildings
QuickServiceRestaurant Work Eff | Unknown |  | Default¦WntrDsn¦SmrDsn | 2014-01-01 | 2014-12-31 | Constant | 0 | [23 empty] | From DOE Reference Buildings
ref_case_restock | Unknown |  | Default | 2017-01-01 | 2017-12-31 | Hourly | 0 | 0 | 0 | 0 | 0 | 0 | 50 | 70 | 70 | 80 | 70 | 50 | 50 | 80 | 90 | 80 | 0 | 0 | 0 | 0 | 0 | 0 | 0 | 0 | From Commercial Building Energy Saver (CBES) Prototype Models: cbes.lbl.gov
RestaurantFastFood AIR_VELO_SCH | Unknown | W | Default¦WntrDsn¦SmrDsn | 2014-01-01 | 2014-12-31 | Constant | 0.2 | [23 empty] | From DOE Prototype Buildings
RestaurantFastFood ALWAYS_OFF | Unknown |  | Default¦WntrDsn¦SmrDsn | 2014-01-01 | 2014-12-31 | Constant | 0 | [23 empty] | From DOE Prototype Buildings
RestaurantFastFood ALWAYS_ON | Unknown |  | Default¦WntrDsn¦SmrDsn | 2014-01-01 | 2014-12-31 | Constant | 1 | [23 empty] | From DOE Prototype Buildings
RestaurantFastFood Dual Zone Control Type Sched | Unknown |  | Default¦WntrDsn¦SmrDsn | 2014-01-01 | 2014-12-31 | Constant | 4 | [23 empty] | From DOE Prototype Buildings
RestaurantFastFood Exterior_Lgt_189_1 | Unknown |  | Default¦WntrDsn¦SmrDsn | 2014-01-01 | 2014-12-31 | Hourly | 1 | 0.5 | 0.5 | 0.5 | 0.5 | 0.5 | 0.5 | 0.5 | 0.5 | 1 | 1 | 1 | 1 | 1 | 1 | 1 | 1 | 1 | 1 | 1 | 1 | 1 | 1 | 1 | From DOE Prototype Buildings
RestaurantFastFood Exterior_Lgt_ALWAYS_ON | Unknown |  | Default¦WntrDsn¦SmrDsn | 2014-01-01 | 2014-12-31 | Constant | 1 | [23 empty] | From DOE Prototype Buildings
RestaurantFastFood FAN_SCH | Unknown |  | Default¦WntrDsn¦SmrDsn | 2014-01-01 | 2014-12-31 | Constant | 1 | [23 empty] | From DOE Prototype Buildings
RestaurantFastFood PlantOnSched | Unknown |  | Default¦WntrDsn¦SmrDsn | 2014-01-01 | 2014-12-31 | Constant | 1 | [23 empty] | From DOE Prototype Buildings
RestaurantFastFood SHADING_SCH | Unknown | W | Default¦WntrDsn¦SmrDsn | 2014-01-01 | 2014-12-31 | Constant | 0 | [23 empty] | From DOE Prototype Buildings
RestaurantFastFood WORK_EFF_SCH | Unknown |  | Default¦WntrDsn¦SmrDsn | 2014-01-01 | 2014-12-31 | Constant | 0 | [23 empty] | From DOE Prototype Buildings
RestaurantSitDown AIR_VELO_SCH | Unknown | W | Default¦WntrDsn¦SmrDsn | 2014-01-01 | 2014-12-31 | Constant | 0.2 | [23 empty] | From DOE Prototype Buildings
RestaurantSitDown ALWAYS_OFF | Unknown |  | Default¦WntrDsn¦SmrDsn | 2014-01-01 | 2014-12-31 | Constant | 0 | [23 empty] | From DOE Prototype Buildings
RestaurantSitDown ALWAYS_ON | Unknown |  | Default¦WntrDsn¦SmrDsn | 2014-01-01 | 2014-12-31 | Constant | 1 | [23 empty] | From DOE Prototype Buildings
RestaurantSitDown Booster Water Inlet Temp Schedule | Unknown | W | Default¦WntrDsn¦SmrDsn | 2014-01-01 | 2014-12-31 | Constant | 60 | [23 empty] | From DOE Prototype Buildings
RestaurantSitDown Booster Water Setpoint Temp Schedule | Unknown | W | Default¦WntrDsn¦SmrDsn | 2014-01-01 | 2014-12-31 | Constant | 82.22 | [23 empty] | From DOE Prototype Buildings
RestaurantSitDown CoolingCoilAvailSched | Unknown |  | Default¦WntrDsn¦SmrDsn | 2014-01-01 | 2014-12-31 | Constant | 1 | [23 empty] | From DOE Prototype Buildings
RestaurantSitDown Dual Zone Control Type Sched | Unknown |  | Default¦WntrDsn¦SmrDsn | 2014-01-01 | 2014-12-31 | Constant | 4 | [23 empty] | From DOE Prototype Buildings
RestaurantSitDown Exterior_Lgt_189_1 | Unknown |  | Default¦WntrDsn¦SmrDsn | 2014-01-01 | 2014-12-31 | Hourly | 1 | 0.5 | 0.5 | 0.5 | 0.5 | 0.5 | 0.5 | 0.5 | 0.5 | 1 | 1 | 1 | 1 | 1 | 1 | 1 | 1 | 1 | 1 | 1 | 1 | 1 | 1 | 1 | From DOE Prototype Buildings
RestaurantSitDown Exterior_Lgt_ALWAYS_ON | Unknown |  | Default¦WntrDsn¦SmrDsn | 2014-01-01 | 2014-12-31 | Constant | 1 | [23 empty] | From DOE Prototype Buildings
RestaurantSitDown FAN_SCH | Unknown |  | Default¦WntrDsn¦SmrDsn | 2014-01-01 | 2014-12-31 | Constant | 1 | [23 empty] | From DOE Prototype Buildings
RestaurantSitDown Heating-Supply-Air-Temp-Sch | Unknown | C | Default¦WntrDsn¦SmrDsn | 2014-01-01 | 2014-12-31 | Constant | 16 | [23 empty] | From DOE Prototype Buildings
RestaurantSitDown Humidity Setpoint Schedule | Unknown |  | Default¦WntrDsn¦SmrDsn¦Sat¦Wkdy | 2014-01-01 | 2014-12-31 | Constant | 50 | [23 empty] | From DOE Prototype Buildings
RestaurantSitDown MaxRelHumSetSch | Unknown |  | Default¦WntrDsn¦SmrDsn | 2014-01-01 | 2014-12-31 | Constant | 60 | [23 empty] | From DOE Prototype Buildings
RestaurantSitDown MinRelHumSetSch | Unknown |  | Default¦WntrDsn¦SmrDsn | 2014-01-01 | 2014-12-31 | Constant | 30 | [23 empty] | From DOE Prototype Buildings
RestaurantSitDown PlantOnSched | Unknown |  | Default¦WntrDsn¦SmrDsn | 2014-01-01 | 2014-12-31 | Constant | 1 | [23 empty] | From DOE Prototype Buildings
RestaurantSitDown Seasonal-Reset-Supply-Air-Temp-Sch | Unknown | C | Default¦WntrDsn¦SmrDsn | 2014-01-01 | 2014-12-31 | Constant | 13 | [23 empty] | From DOE Prototype Buildings
RestaurantSitDown Seasonal-Reset-Supply-Air-Temp-Sch | Unknown | C | Wknd¦Wkdy | 2014-10-01 | 2014-12-31 | Constant | 13 | [23 empty] | From DOE Prototype Buildings
RestaurantSitDown Seasonal-Reset-Supply-Air-Temp-Sch | Unknown | C | Wknd¦Wkdy | 2014-01-01 | 2014-03-31 | Constant | 13 | [23 empty] | From DOE Prototype Buildings
RestaurantSitDown SHADING_SCH | Unknown | W | Default¦WntrDsn¦SmrDsn | 2014-01-01 | 2014-12-31 | Constant | 0 | [23 empty] | From DOE Prototype Buildings
RestaurantSitDown WORK_EFF_SCH | Unknown |  | Default¦WntrDsn¦SmrDsn | 2014-01-01 | 2014-12-31 | Constant | 0 | [23 empty] | From DOE Prototype Buildings
Retail FRONT ENTRY COOLING | Unknown |  | Default¦WntrDsn¦SmrDsn | 2014-01-01 | 2014-12-31 | Constant | 90 | [23 empty] | From DOE Reference Buildings
Retail FRONT ENTRY COOLING_CBES | Unknown |  | Default¦WntrDsn | 2017-01-01 | 2017-12-31 | Constant | 90 | [23 empty] | From Commercial Building Energy Saver (CBES) Prototype Models: cbes.lbl.gov
Retail FRONT ENTRY COOLING_CBES | Unknown |  | SmrDsn | 2017-01-01 | 2017-12-31 | Hourly | 29.44 | 29.44 | 29.44 | 29.44 | 29.44 | 29.44 | 23.89 | 23.89 | 23.89 | 23.89 | 23.89 | 23.89 | 23.89 | 23.89 | 23.89 | 23.89 | 23.89 | 23.89 | 23.89 | 23.89 | 23.89 | 29.44 | 29.44 | 29.44 | From Commercial Building Energy Saver (CBES) Prototype Models: cbes.lbl.gov
Retail Work Eff | Unknown |  | Default¦WntrDsn¦SmrDsn | 2014-01-01 | 2014-12-31 | Constant | 0 | [23 empty] | From DOE Reference Buildings
RetailStandalone AIR_VELO_SCH | Unknown | W | Default¦WntrDsn¦SmrDsn | 2014-01-01 | 2014-12-31 | Constant | 0.2 | [23 empty] | From DOE Prototype Buildings
RetailStandalone ALWAYS_OFF | Unknown |  | Default¦WntrDsn¦SmrDsn | 2014-01-01 | 2014-12-31 | Constant | 0 | [23 empty] | From DOE Prototype Buildings
RetailStandalone ALWAYS_ON | Unknown |  | Default¦WntrDsn¦SmrDsn | 2014-01-01 | 2014-12-31 | Constant | 1 | [23 empty] | From DOE Prototype Buildings
RetailStandalone CoolingCoilAvailSched | Unknown |  | Default¦WntrDsn¦SmrDsn | 2014-01-01 | 2014-12-31 | Constant | 1 | [23 empty] | From DOE Prototype Buildings
RetailStandalone CW-Loop-Temp-Schedule | Unknown | C | Default¦WntrDsn¦SmrDsn | 2014-01-01 | 2014-12-31 | Constant | 6.7 | [23 empty] | From DOE Prototype Buildings
RetailStandalone Dual Zone Control Type Sched | Unknown |  | Default¦WntrDsn¦SmrDsn | 2014-01-01 | 2014-12-31 | Constant | 4 | [23 empty] | From DOE Prototype Buildings
RetailStandalone Exterior_Lgt_189_1 | Unknown |  | Default¦WntrDsn¦SmrDsn | 2014-01-01 | 2014-12-31 | Hourly | 0.5 | 0.5 | 0.5 | 0.5 | 0.5 | 0.5 | 0.5 | 0.5 | 0.5 | 1 | 1 | 1 | 1 | 1 | 1 | 1 | 1 | 1 | 1 | 0.5 | 0.5 | 0.5 | 0.5 | 0.5 | From DOE Prototype Buildings
RetailStandalone Exterior_Lgt_ALWAYS_ON | Unknown |  | Default¦WntrDsn¦SmrDsn | 2014-01-01 | 2014-12-31 | Constant | 1 | [23 empty] | From DOE Prototype Buildings
RetailStandalone FAN_SCH | Unknown |  | Default¦WntrDsn¦SmrDsn | 2014-01-01 | 2014-12-31 | Constant | 1 | [23 empty] | From DOE Prototype Buildings
RetailStandalone FRONT_ENTRY_COOLING | Unknown | C | Default¦WntrDsn¦SmrDsn | 2014-01-01 | 2014-12-31 | Constant | 100 | [23 empty] | From DOE Prototype Buildings
RetailStandalone FrontEntry_CoilSched | Unknown |  | Default¦WntrDsn¦SmrDsn | 2014-01-01 | 2014-12-31 | Constant | 1 | [23 empty] | From DOE Prototype Buildings
RetailStandalone FrontEntry_FanSched | Unknown |  | Default¦WntrDsn¦SmrDsn | 2014-01-01 | 2014-12-31 | Constant | 1 | [23 empty] | From DOE Prototype Buildings
RetailStandalone Heating-Supply-Air-Temp-Sch | Unknown | C | Default¦WntrDsn¦SmrDsn | 2014-01-01 | 2014-12-31 | Constant | 16 | [23 empty] | From DOE Prototype Buildings
RetailStandalone Hot Water Setpoint Temp Schedule | Unknown | W | Default¦WntrDsn¦SmrDsn | 2014-01-01 | 2014-12-31 | Constant | 60 | [23 empty] | From DOE Prototype Buildings
RetailStandalone Humidity Setpoint Schedule | Unknown |  | Default¦WntrDsn¦SmrDsn¦Sat¦Wkdy | 2014-01-01 | 2014-12-31 | Constant | 50 | [23 empty] | From DOE Prototype Buildings
RetailStandalone HW-Loop-Temp-Schedule | Unknown | C | Default¦WntrDsn¦SmrDsn | 2014-01-01 | 2014-12-31 | Constant | 60 | [23 empty] | From DOE Prototype Buildings
RetailStandalone PlantOnSched | Unknown |  | Default¦WntrDsn¦SmrDsn | 2014-01-01 | 2014-12-31 | Constant | 1 | [23 empty] | From DOE Prototype Buildings
RetailStandalone PSZ_Econ_MaxOAFrac_Sch | Unknown |  | Default¦WntrDsn¦SmrDsn | 2014-01-01 | 2014-12-31 | Constant | 0.7
RetailStandalone ReheatCoilAvailSched | Unknown |  | Default¦WntrDsn¦SmrDsn | 2014-01-01 | 2014-12-31 | Constant | 1 | [23 empty] | From DOE Prototype Buildings
RetailStandalone Seasonal-Reset-Supply-Air-Temp-Sch | Unknown | C | Default¦WntrDsn¦SmrDsn | 2014-01-01 | 2014-12-31 | Constant | 13 | [23 empty] | From DOE Prototype Buildings
RetailStandalone Seasonal-Reset-Supply-Air-Temp-Sch | Unknown | C | Wknd¦Wkdy | 2014-10-01 | 2014-12-31 | Constant | 13 | [23 empty] | From DOE Prototype Buildings
RetailStandalone Seasonal-Reset-Supply-Air-Temp-Sch | Unknown | C | Wknd¦Wkdy | 2014-01-01 | 2014-03-31 | Constant | 13 | [23 empty] | From DOE Prototype Buildings
RetailStandalone SHADING_SCH | Unknown | W | Default¦WntrDsn¦SmrDsn | 2014-01-01 | 2014-12-31 | Constant | 0 | [23 empty] | From DOE Prototype Buildings
RetailStandalone WORK_EFF_SCH | Unknown |  | Default¦WntrDsn¦SmrDsn | 2014-01-01 | 2014-12-31 | Constant | 0 | [23 empty] | From DOE Prototype Buildings
RetailStripmall AIR_VELO_SCH | Unknown | W | Default¦WntrDsn¦SmrDsn | 2014-01-01 | 2014-12-31 | Constant | 0.2 | [23 empty] | From DOE Prototype Buildings
RetailStripmall ALWAYS_ON | Unknown |  | Default¦WntrDsn¦SmrDsn | 2014-01-01 | 2014-12-31 | Constant | 1 | [23 empty] | From DOE Prototype Buildings
RetailStripmall Dual Zone Control Type Sched | Unknown |  | Default¦WntrDsn¦SmrDsn | 2014-01-01 | 2014-12-31 | Constant | 4 | [23 empty] | From DOE Prototype Buildings
RetailStripmall Exterior_Lgt_189_1 | Unknown |  | Default¦WntrDsn¦SmrDsn | 2014-01-01 | 2014-12-31 | Hourly | 0.5 | 0.5 | 0.5 | 0.5 | 0.5 | 0.5 | 0.5 | 0.5 | 0.5 | 1 | 1 | 1 | 1 | 1 | 1 | 1 | 1 | 1 | 1 | 1 | 1 | 1 | 1 | 1 | From DOE Prototype Buildings
RetailStripmall Exterior_Lgt_ALWAYS_ON | Unknown |  | Default¦WntrDsn¦SmrDsn | 2014-01-01 | 2014-12-31 | Constant | 1 | [23 empty] | From DOE Prototype Buildings
RetailStripmall Hot Water Setpoint Temp Schedule | Unknown | W | Default¦WntrDsn¦SmrDsn | 2014-01-01 | 2014-12-31 | Constant | 60 | [23 empty] | From DOE Prototype Buildings
RetailStripmall Type1_FAN_SCH | Unknown |  | Default¦SmrDsn¦Mon¦Tue¦Wed¦Thu | 2014-01-01 | 2014-12-31 | Hourly | 0 | 0 | 0 | 0 | 0 | 0 | 0 | 0 | 1 | 1 | 1 | 1 | 1 | 1 | 1 | 1 | 1 | 1 | 1 | 1 | 1 | 1 | 1 | 1 | From DOE Prototype Buildings
RetailStripmall Type1_FAN_SCH | Unknown |  | WntrDsn¦Sat¦Fri | 2014-01-01 | 2014-12-31 | Hourly | 1 | 0 | 0 | 0 | 0 | 0 | 0 | 0 | 1 | 1 | 1 | 1 | 1 | 1 | 1 | 1 | 1 | 1 | 1 | 1 | 1 | 1 | 1 | 1 | From DOE Prototype Buildings
RetailStripmall Type2_FAN_SCH | Unknown |  | Default | 2014-01-01 | 2014-12-31 | Hourly | 0 | 0 | 0 | 0 | 0 | 0 | 0 | 0 | 1 | 1 | 1 | 1 | 1 | 1 | 1 | 1 | 1 | 1 | 0 | 0 | 0 | 0 | 0 | 0 | From DOE Prototype Buildings
RetailStripmall Type2_FAN_SCH | Unknown |  | WntrDsn¦Sat | 2014-01-01 | 2014-12-31 | Hourly | 0 | 0 | 0 | 0 | 0 | 0 | 0 | 1 | 1 | 1 | 1 | 1 | 1 | 1 | 1 | 1 | 1 | 1 | 1 | 0 | 0 | 0 | 0 | 0 | From DOE Prototype Buildings
RetailStripmall Type2_FAN_SCH | Unknown |  | SmrDsn¦Wkdy | 2014-01-01 | 2014-12-31 | Hourly | 0 | 0 | 0 | 0 | 0 | 0 | 0 | 1 | 1 | 1 | 1 | 1 | 1 | 1 | 1 | 1 | 1 | 1 | 1 | 1 | 1 | 0 | 0 | 0 | From DOE Prototype Buildings
RetailStripmall Type3_FAN_SCH | Unknown |  | Default | 2014-01-01 | 2014-12-31 | Hourly | 0 | 0 | 0 | 0 | 0 | 0 | 0 | 0 | 0 | 1 | 1 | 1 | 1 | 1 | 1 | 1 | 1 | 1 | 0 | 0 | 0 | 0 | 0 | 0 | From DOE Prototype Buildings
RetailStripmall Type3_FAN_SCH | Unknown |  | WntrDsn¦Sat | 2014-01-01 | 2014-12-31 | Hourly | 0 | 0 | 0 | 0 | 0 | 0 | 0 | 0 | 1 | 1 | 1 | 1 | 1 | 1 | 1 | 1 | 1 | 1 | 1 | 0 | 0 | 0 | 0 | 0 | From DOE Prototype Buildings
RetailStripmall Type3_FAN_SCH | Unknown |  | SmrDsn¦Wkdy | 2014-01-01 | 2014-12-31 | Hourly | 0 | 0 | 0 | 0 | 0 | 0 | 0 | 0 | 1 | 1 | 1 | 1 | 1 | 1 | 1 | 1 | 1 | 1 | 1 | 1 | 1 | 0 | 0 | 0 | From DOE Prototype Buildings
RetailStripmall WORK_EFF_SCH | Unknown |  | Default¦WntrDsn¦SmrDsn | 2014-01-01 | 2014-12-31 | Constant | 0 | [23 empty] | From DOE Prototype Buildings
Schedule:Compact 1 | Unknown |  | Default¦SmrDsn | 2014-01-01 | 2014-12-31 | Hourly | 0.1 | 0.1 | 0.1 | 0.1 | 0.3 | 0.3 | 0.6 | 0.9 | 0.9 | 0.9 | 0.9 | 0.9 | 0.9 | 0.9 | 0.9 | 0.9 | 0.9 | 0.9 | 0.6 | 0.6 | 0.3 | 0.3 | 0.1 | 0.1 | From DOE Reference Buildings
Schedule:Compact 1 | Unknown |  | WntrDsn¦Sat | 2014-01-01 | 2014-12-31 | Hourly | 0.1 | 0.1 | 0.1 | 0.1 | 0.1 | 0.1 | 0.1 | 0.3 | 0.3 | 0.4 | 0.4 | 0.4 | 0.4 | 0.4 | 0.4 | 0.3 | 0.3 | 0.3 | 0.3 | 0.3 | 0.1 | 0.1 | 0.1 | 0.1 | From DOE Reference Buildings
Schedule:Compact 1 | Unknown |  | Sun | 2014-01-01 | 2014-12-31 | Hourly | 0.05 | 0.05 | 0.05 | 0.05 | 0.05 | 0.05 | 0.05 | 0.05 | 0.1 | 0.1 | 0.1 | 0.1 | 0.1 | 0.1 | 0.1 | 0.1 | 0.1 | 0.05 | 0.05 | 0.05 | 0.05 | 0.05 | 0.05 | 0.05 | From DOE Reference Buildings
SchoolPrimary AIR_VELO_SCH | Unknown | W | Default¦WntrDsn¦SmrDsn | 2014-01-01 | 2014-12-31 | Constant | 0.2 | [23 empty] | From DOE Prototype Buildings
SchoolPrimary ALWAYS_OFF | Unknown |  | Default¦WntrDsn¦SmrDsn | 2014-01-01 | 2014-12-31 | Constant | 0 | [23 empty] | From DOE Prototype Buildings
SchoolPrimary ALWAYS_ON | Unknown |  | Default¦WntrDsn¦SmrDsn | 2014-01-01 | 2014-12-31 | Constant | 1 | [23 empty] | From DOE Prototype Buildings
SchoolPrimary Booster Water Inlet Temp Schedule | Unknown | W | Default¦WntrDsn¦SmrDsn | 2014-01-01 | 2014-12-31 | Constant | 60 | [23 empty] | From DOE Prototype Buildings
SchoolPrimary Booster Water Setpoint Temp Schedule | Unknown | W | Default¦WntrDsn¦SmrDsn | 2014-01-01 | 2014-12-31 | Constant | 82.22 | [23 empty] | From DOE Prototype Buildings
SchoolPrimary CoolingCoilAvailSched | Unknown | W | Default¦WntrDsn¦SmrDsn | 2014-01-01 | 2014-12-31 | Constant | 1 | [23 empty] | From DOE Prototype Buildings
SchoolPrimary CW-Loop-Temp-Schedule | Unknown | C | Default¦WntrDsn¦SmrDsn | 2014-01-01 | 2014-12-31 | Constant | 6.7 | [23 empty] | From DOE Prototype Buildings
SchoolPrimary Dual Zone Control Type Sched | Unknown |  | Default¦WntrDsn¦SmrDsn | 2014-01-01 | 2014-12-31 | Constant | 4 | [23 empty] | From DOE Prototype Buildings
SchoolPrimary Exterior_Lgt_189_1 | Unknown |  | Default¦WntrDsn¦SmrDsn | 2014-01-01 | 2014-12-31 | Constant | 0.5 | [23 empty] | From DOE Prototype Buildings
SchoolPrimary Exterior_Lgt_ALWAYS_ON | Unknown |  | Default¦WntrDsn¦SmrDsn | 2014-01-01 | 2014-12-31 | Constant | 1 | [23 empty] | From DOE Prototype Buildings
SchoolPrimary FAN_SCH | Unknown | W | Default¦WntrDsn¦SmrDsn | 2014-01-01 | 2014-12-31 | Constant | 1 | [23 empty] | From DOE Prototype Buildings
SchoolPrimary Heating-Supply-Air-Temp-Sch | Unknown | C | Default¦WntrDsn¦SmrDsn | 2014-01-01 | 2014-12-31 | Constant | 16 | [23 empty] | From DOE Prototype Buildings
SchoolPrimary Humidity Setpoint Schedule | Unknown |  | Default¦WntrDsn¦SmrDsn | 2014-01-01 | 2014-12-31 | Constant | 65 | [23 empty] | From DOE Prototype Buildings
SchoolPrimary HW-Loop-Temp-Schedule | Unknown | C | Default¦WntrDsn¦SmrDsn | 2014-01-01 | 2014-12-31 | Constant | 82 | [23 empty] | From DOE Prototype Buildings
SchoolPrimary PlantOnSched | Unknown | W | Default¦WntrDsn¦SmrDsn | 2014-01-01 | 2014-12-31 | Constant | 1 | [23 empty] | From DOE Prototype Buildings
SchoolPrimary ReheatCoilAvailSched | Unknown | W | Default¦WntrDsn¦SmrDsn | 2014-01-01 | 2014-12-31 | Constant | 1 | [23 empty] | From DOE Prototype Buildings
SchoolPrimary Seasonal-Reset-Supply-Air-Temp-Sch | Unknown | C | Default¦WntrDsn¦SmrDsn | 2014-01-01 | 2014-12-31 | Constant | 13 | [23 empty] | From DOE Prototype Buildings
SchoolPrimary Seasonal-Reset-Supply-Air-Temp-Sch | Unknown | C | Wknd¦Wkdy | 2014-10-01 | 2014-12-31 | Constant | 13 | [23 empty] | From DOE Prototype Buildings
SchoolPrimary Seasonal-Reset-Supply-Air-Temp-Sch | Unknown | C | Wknd¦Wkdy | 2014-01-01 | 2014-03-31 | Constant | 13 | [23 empty] | From DOE Prototype Buildings
SchoolPrimary SHADING_SCH | Unknown | W | Default¦WntrDsn¦SmrDsn | 2014-01-01 | 2014-12-31 | Constant | 0 | [23 empty] | From DOE Prototype Buildings
SchoolPrimary VAV-Supply-Air-Temp-Sch | Unknown | C | Default¦WntrDsn¦SmrDsn | 2014-01-01 | 2014-12-31 | Constant | 12.8 | [23 empty] | From DOE Prototype Buildings
SchoolPrimary WORK_EFF_SCH | Unknown |  | Default¦WntrDsn¦SmrDsn | 2014-01-01 | 2014-12-31 | Constant | 0 | [23 empty] | From DOE Prototype Buildings
SchoolSecondary AIR_VELO_SCH | Unknown | W | Default¦WntrDsn¦SmrDsn | 2014-01-01 | 2014-12-31 | Constant | 0.2 | [23 empty] | From DOE Prototype Buildings
SchoolSecondary ALWAYS_OFF | Unknown |  | Default¦WntrDsn¦SmrDsn | 2014-01-01 | 2014-12-31 | Constant | 0 | [23 empty] | From DOE Prototype Buildings
SchoolSecondary ALWAYS_ON | Unknown |  | Default¦WntrDsn¦SmrDsn | 2014-01-01 | 2014-12-31 | Constant | 1 | [23 empty] | From DOE Prototype Buildings
SchoolSecondary Booster Water Inlet Temp Schedule | Unknown | W | Default¦WntrDsn¦SmrDsn | 2014-01-01 | 2014-12-31 | Constant | 60 | [23 empty] | From DOE Prototype Buildings
SchoolSecondary Booster Water Setpoint Temp Schedule | Unknown | W | Default¦WntrDsn¦SmrDsn | 2014-01-01 | 2014-12-31 | Constant | 82.22 | [23 empty] | From DOE Prototype Buildings
SchoolSecondary CoolingCoilAvailSched | Unknown | W | Default¦WntrDsn¦SmrDsn | 2014-01-01 | 2014-12-31 | Constant | 1 | [23 empty] | From DOE Prototype Buildings
SchoolSecondary CW-Loop-Temp-Schedule | Unknown | C | Default¦WntrDsn¦SmrDsn | 2014-01-01 | 2014-12-31 | Constant | 6.7 | [23 empty] | From DOE Prototype Buildings
SchoolSecondary Dual Zone Control Type Sched | Unknown |  | Default¦WntrDsn¦SmrDsn | 2014-01-01 | 2014-12-31 | Constant | 4 | [23 empty] | From DOE Prototype Buildings
SchoolSecondary Exterior_Lgt_189_1 | Unknown |  | Default¦WntrDsn¦SmrDsn | 2014-01-01 | 2014-12-31 | Constant | 0.5 | [23 empty] | From DOE Prototype Buildings
SchoolSecondary Exterior_Lgt_ALWAYS_ON | Unknown |  | Default¦WntrDsn¦SmrDsn | 2014-01-01 | 2014-12-31 | Constant | 1 | [23 empty] | From DOE Prototype Buildings
SchoolSecondary FAN_SCH | Unknown | W | Default¦WntrDsn¦SmrDsn | 2014-01-01 | 2014-12-31 | Constant | 1 | [23 empty] | From DOE Prototype Buildings
SchoolSecondary Heating-Supply-Air-Temp-Sch | Unknown | C | Default¦WntrDsn¦SmrDsn | 2014-01-01 | 2014-12-31 | Constant | 16 | [23 empty] | From DOE Prototype Buildings
SchoolSecondary Humidity Setpoint Schedule | Unknown |  | Default¦WntrDsn¦SmrDsn | 2014-01-01 | 2014-12-31 | Constant | 65 | [23 empty] | From DOE Prototype Buildings
SchoolSecondary HW-Loop-Temp-Schedule | Unknown | C | Default¦WntrDsn¦SmrDsn | 2014-01-01 | 2014-12-31 | Constant | 82 | [23 empty] | From DOE Prototype Buildings
SchoolSecondary PlantOnSched | Unknown | W | Default¦WntrDsn¦SmrDsn | 2014-01-01 | 2014-12-31 | Constant | 1 | [23 empty] | From DOE Prototype Buildings
SchoolSecondary ReheatCoilAvailSched | Unknown | W | Default¦WntrDsn¦SmrDsn | 2014-01-01 | 2014-12-31 | Constant | 1 | [23 empty] | From DOE Prototype Buildings
SchoolSecondary Seasonal-Reset-Supply-Air-Temp-Sch | Unknown | C | Default¦WntrDsn¦SmrDsn | 2014-01-01 | 2014-12-31 | Constant | 13 | [23 empty] | From DOE Prototype Buildings
SchoolSecondary Seasonal-Reset-Supply-Air-Temp-Sch | Unknown | C | Wknd¦Wkdy | 2014-10-01 | 2014-12-31 | Constant | 13 | [23 empty] | From DOE Prototype Buildings
SchoolSecondary Seasonal-Reset-Supply-Air-Temp-Sch | Unknown | C | Wknd¦Wkdy | 2014-01-01 | 2014-03-31 | Constant | 13 | [23 empty] | From DOE Prototype Buildings
SchoolSecondary SHADING_SCH | Unknown | W | Default¦WntrDsn¦SmrDsn | 2014-01-01 | 2014-12-31 | Constant | 0 | [23 empty] | From DOE Prototype Buildings
SchoolSecondary VAV-Supply-Air-Temp-Sch | Unknown | C | Default¦WntrDsn¦SmrDsn | 2014-01-01 | 2014-12-31 | Constant | 12.8 | [23 empty] | From DOE Prototype Buildings
SchoolSecondary WORK_EFF_SCH | Unknown |  | Default¦WntrDsn¦SmrDsn | 2014-01-01 | 2014-12-31 | Constant | 0 | [23 empty] | From DOE Prototype Buildings
SecondarySchool Work Eff | Unknown |  | Default¦WntrDsn¦SmrDsn | 2014-01-01 | 2014-12-31 | Constant | 0 | [23 empty] | From DOE Reference Buildings
Small Office Work Eff | Unknown |  | Default¦WntrDsn¦SmrDsn | 2014-01-01 | 2014-12-31 | Constant | 0 | [23 empty] | From DOE Reference Buildings
SmallHotel Work Eff | Unknown |  | Default¦WntrDsn¦SmrDsn | 2014-01-01 | 2014-12-31 | Constant | 0 | [23 empty] | From DOE Reference Buildings
StripMall Work Eff | Unknown |  | Default¦WntrDsn¦SmrDsn | 2014-01-01 | 2014-12-31 | Constant | 0 | [23 empty] | From DOE Reference Buildings
SuperMarket MaxRelHumSetSch | Unknown |  | Default¦WntrDsn¦SmrDsn | 2014-01-01 | 2014-12-31 | Constant | 55 | [23 empty] | From DOE Prototype Buildings
SuperMarket MinRelHumSetSch | Unknown |  | Default¦WntrDsn¦SmrDsn | 2014-01-01 | 2014-12-31 | Constant | 30 | [23 empty] | From DOE Prototype Buildings
SuperMarket Work Eff | Unknown |  | Default¦WntrDsn¦SmrDsn | 2014-01-01 | 2014-12-31 | Constant | 0 | [23 empty] | From DOE Reference Buildings
Warehouse Always Off Schedule | Unknown |  | Default¦WntrDsn¦SmrDsn | 2014-01-01 | 2014-12-31 | Constant | 0 | [23 empty] | From DOE Prototype Buildings
Warehouse Always On Schedule | Unknown |  | Default¦WntrDsn¦SmrDsn | 2014-01-01 | 2014-12-31 | Constant | 1 | [23 empty] | From DOE Prototype Buildings
Warehouse ALWAYS_OFF | Unknown |  | Default¦WntrDsn¦SmrDsn | 2014-01-01 | 2014-12-31 | Constant | 0 | [23 empty] | From DOE Prototype Buildings
Warehouse ALWAYS_ON | Unknown |  | Default¦WntrDsn¦SmrDsn | 2014-01-01 | 2014-12-31 | Constant | 1 | [23 empty] | From DOE Prototype Buildings
Warehouse COMPACT HVAC-ALWAYS 1 | Unknown |  | Default¦WntrDsn¦SmrDsn | 2014-01-01 | 2014-12-31 | Constant | 1 | [23 empty] | From DOE Prototype Buildings
Warehouse COMPACT HVAC-ALWAYS 4 | Unknown |  | Default¦WntrDsn¦SmrDsn | 2014-01-01 | 2014-12-31 | Constant | 4 | [23 empty] | From DOE Prototype Buildings
Warehouse Exterior_Lgt_189_1 | Unknown |  | Default¦WntrDsn¦SmrDsn | 2014-01-01 | 2014-12-31 | Constant | 0.5 | [23 empty] | From DOE Prototype Buildings
Warehouse Exterior_Lgt_ALWAYS_ON | Unknown |  | Default¦WntrDsn¦SmrDsn | 2014-01-01 | 2014-12-31 | Constant | 1 | [23 empty] | From DOE Prototype Buildings
Warehouse Exterior_Ltg_Sch | Unknown |  | Default¦WntrDsn¦SmrDsn | 2014-01-01 | 2014-12-31 | Hourly | 1 | 1 | 1 | 1 | 0 | 1 | 1 | 0 | 0 | 0 | 0 | 0 | 0 | 0 | 0 | 0 | 0 | 0 | 0 | 1 | 1 | 1 | 1 | 1 | From DOE Prototype Buildings
Warehouse FanSched | Unknown |  | Default | 2014-01-01 | 2014-12-31 | Constant | 0 | [23 empty] | From DOE Prototype Buildings
Warehouse FanSched | Unknown |  | WntrDsn¦SmrDsn | 2014-01-01 | 2014-12-31 | Constant | 1 | [23 empty] | From DOE Prototype Buildings
Warehouse FanSched | Unknown |  | Sat¦Wkdy | 2014-01-01 | 2014-12-31 | Hourly | 0 | 0 | 0 | 0 | 0 | 0 | 0 | 1 | 1 | 1 | 1 | 1 | 1 | 1 | 1 | 1 | 1 | 1 | 0 | 0 | 0 | 0 | 0 | 0 | From DOE Prototype Buildings
Warehouse Hot Water Setpoint Temp Schedule | Unknown | W | Default¦WntrDsn¦SmrDsn | 2014-01-01 | 2014-12-31 | Constant | 60 | [23 empty] | From DOE Prototype Buildings
Warehouse Office_Plug_SCH | Unknown |  | Default | 2014-01-01 | 2014-12-31 | Constant | 0.25545 | [23 empty] | From DOE Prototype Buildings
Warehouse Office_Plug_SCH | Unknown |  | WntrDsn | 2014-01-01 | 2014-12-31 | Constant | 0 | [23 empty] | From DOE Prototype Buildings
Warehouse Office_Plug_SCH | Unknown |  | SmrDsn | 2014-01-01 | 2014-12-31 | Constant | 1 | [23 empty] | From DOE Prototype Buildings
Warehouse Office_Plug_SCH | Unknown |  | Sat¦Wkdy | 2014-01-01 | 2014-12-31 | Hourly | 0.25545 | 0.25545 | 0.25545 | 0.25545 | 0.25545 | 0.25545 | 0.29081 | 0.48468 | 0.96935 | 0.96935 | 0.96935 | 0.96935 | 0.91119 | 0.96935 | 0.96935 | 0.96935 | 0.96935 | 0.48468 | 0.25545 | 0.25545 | 0.25545 | 0.25545 | 0.25545 | 0.25545 | From DOE Prototype Buildings
Warehouse Office_Plug_SCH_2013 | Unknown |  | Default | 2014-01-01 | 2014-12-31 | Constant | 0.25545 | [23 empty] | From DOE Prototype Buildings
Warehouse Office_Plug_SCH_2013 | Unknown |  | WntrDsn | 2014-01-01 | 2014-12-31 | Constant | 0 | [23 empty] | From DOE Prototype Buildings
Warehouse Office_Plug_SCH_2013 | Unknown |  | SmrDsn | 2014-01-01 | 2014-12-31 | Constant | 1 | [23 empty] | From DOE Prototype Buildings
Warehouse Office_Plug_SCH_2013 | Unknown |  | Sat¦Wkdy | 2014-01-01 | 2014-12-31 | Hourly | 0.24569 | 0.24569 | 0.24569 | 0.24569 | 0.24569 | 0.24569 | 0.28785 | 0.47975 | 0.95951 | 0.95951 | 0.95951 | 0.95951 | 0.90193 | 0.95951 | 0.95951 | 0.95951 | 0.95951 | 0.47975 | 0.24569 | 0.24569 | 0.24569 | 0.24569 | 0.24569 | 0.24569 | From DOE Prototype Buildings
Warehouse Work Eff | Unknown |  | Default¦WntrDsn¦SmrDsn | 2014-01-01 | 2014-12-31 | Constant | 0 | [23 empty] | From DOE Reference Buildings
Warehouse ZoneControlSchedule | Unknown |  | Default¦WntrDsn¦SmrDsn | 2014-01-01 | 2014-12-31 | Constant | 1 | [23 empty] | From DOE Prototype Buildings
D_Alt_P_Inf_BR_Yr |  | MULTIPLIER | Default¦SmrDsn¦WntrDsn | 2014-01-01 | 2014-01-11 | Constant | 1 | [23 empty] | From eQ_Lib.dat in MASControl 2017
D_Alt_P_Inf_BR_Yr |  | MULTIPLIER | Default¦SmrDsn¦WntrDsn | 2014-01-12 | 2014-04-03 | Constant | 0.5 | [23 empty] | From eQ_Lib.dat in MASControl 2017
D_Alt_P_Inf_BR_Yr |  | MULTIPLIER | Default¦SmrDsn¦WntrDsn | 2014-04-04 | 2014-04-12 | Constant | 1 | [23 empty] | From eQ_Lib.dat in MASControl 2017
D_Alt_P_Inf_BR_Yr |  | MULTIPLIER | Default¦SmrDsn¦WntrDsn | 2014-04-13 | 2014-05-22 | Constant | 0.5 | [23 empty] | From eQ_Lib.dat in MASControl 2017
D_Alt_P_Inf_BR_Yr |  | MULTIPLIER | Default¦SmrDsn¦WntrDsn | 2014-05-23 | 2014-05-31 | Constant | 1 | [23 empty] | From eQ_Lib.dat in MASControl 2017
D_Alt_P_Inf_BR_Yr |  | MULTIPLIER | Default¦SmrDsn¦WntrDsn | 2014-06-01 | 2014-08-07 | Constant | 0.5 | [23 empty] | From eQ_Lib.dat in MASControl 2017
D_Alt_P_Inf_BR_Yr |  | MULTIPLIER | Default¦SmrDsn¦WntrDsn | 2014-08-08 | 2014-08-16 | Constant | 1 | [23 empty] | From eQ_Lib.dat in MASControl 2017
D_Alt_P_Inf_BR_Yr |  | MULTIPLIER | Default¦SmrDsn¦WntrDsn | 2014-08-17 | 2014-12-11 | Constant | 0.5 | [23 empty] | From eQ_Lib.dat in MASControl 2017
D_Alt_P_Inf_BR_Yr |  | MULTIPLIER | Default¦SmrDsn¦WntrDsn | 2014-12-12 | 2014-12-31 | Constant | 1 | [23 empty] | From eQ_Lib.dat in MASControl 2017
D_Always_Off_Yr |  | ON/OFF/FLAG | Default¦SmrDsn¦WntrDsn¦Hol | 2014-01-01 | 2014-12-31 | Constant | 0 | [23 empty] | From eQ_Lib.dat in MASControl 2017
D_Always_On_Yr |  | ON/OFF/FLAG | Default¦SmrDsn¦WntrDsn¦Hol | 2014-01-01 | 2014-12-31 | Constant | 1 | [23 empty] | From eQ_Lib.dat in MASControl 2017
D_Always_One_Yr |  | FRACTION | Default¦SmrDsn¦WntrDsn¦Hol | 2014-01-01 | 2014-12-31 | Constant | 1 | [23 empty] | From eQ_Lib.dat in MASControl 2017
D_Always_Zero_Yr |  | FRACTION | Default¦SmrDsn¦WntrDsn¦Hol | 2014-01-01 | 2014-12-31 | Constant | 0 | [23 empty] | From eQ_Lib.dat in MASControl 2017
D_DMo_Bedrm_ILit_Yr |  | FRACTION | Default¦Wkdy | 2014-01-01 | 2014-01-31 | Hourly | 0.04164 | 0.02437 | 0.01692 | 0.01249 | 0.01344 | 0.01479 | 0.01793 | 0.03724 | 0.04538 | 0.04045 | 0.03645 | 0.03878 | 0.03764 | 0.03657 | 0.03384 | 0.03502 | 0.03803 | 0.0459 | 0.06052 | 0.07667 | 0.09991 | 0.10911 | 0.09281 | 0.0713 | From eQ_Lib.dat in MASControl 2017
D_DMo_Bedrm_ILit_Yr |  | FRACTION | Wknd | 2014-01-01 | 2014-01-31 | Hourly | 0.04861 | 0.03318 | 0.02199 | 0.01506 | 0.01259 | 0.01323 | 0.01388 | 0.01964 | 0.02821 | 0.0369 | 0.03581 | 0.03777 | 0.03903 | 0.04081 | 0.03701 | 0.03462 | 0.03694 | 0.04475 | 0.05777 | 0.07008 | 0.09052 | 0.09992 | 0.09342 | 0.06758 | From eQ_Lib.dat in MASControl 2017
D_DMo_Bedrm_ILit_Yr |  | FRACTION | Default¦Wkdy | 2014-02-01 | 2014-02-28 | Hourly | 0.04213 | 0.02452 | 0.01695 | 0.01258 | 0.0133 | 0.01477 | 0.0183 | 0.03683 | 0.04446 | 0.03961 | 0.03574 | 0.03742 | 0.03631 | 0.03532 | 0.03294 | 0.03395 | 0.03665 | 0.04339 | 0.05731 | 0.07252 | 0.0945 | 0.10706 | 0.09347 | 0.07163 | From eQ_Lib.dat in MASControl 2017
D_DMo_Bedrm_ILit_Yr |  | FRACTION | Wknd | 2014-02-01 | 2014-02-28 | Hourly | 0.04927 | 0.03307 | 0.02183 | 0.01552 | 0.01292 | 0.01314 | 0.01402 | 0.01979 | 0.02822 | 0.03616 | 0.0358 | 0.03766 | 0.0386 | 0.04014 | 0.03689 | 0.03465 | 0.03678 | 0.04287 | 0.05459 | 0.06608 | 0.08595 | 0.09817 | 0.09304 | 0.0686 | From eQ_Lib.dat in MASControl 2017
D_DMo_Bedrm_ILit_Yr |  | FRACTION | Default¦Wkdy | 2014-03-01 | 2014-03-31 | Hourly | 0.04284 | 0.02474 | 0.017 | 0.01271 | 0.01309 | 0.01475 | 0.01883 | 0.03625 | 0.04313 | 0.03839 | 0.03471 | 0.03546 | 0.0344 | 0.0335 | 0.03165 | 0.0324 | 0.03463 | 0.03976 | 0.05267 | 0.06648 | 0.08664 | 0.10407 | 0.09442 | 0.07212 | From eQ_Lib.dat in MASControl 2017
D_DMo_Bedrm_ILit_Yr |  | FRACTION | Wknd | 2014-03-01 | 2014-03-31 | Hourly | 0.05024 | 0.03291 | 0.0216 | 0.01621 | 0.01342 | 0.01301 | 0.01421 | 0.02003 | 0.02824 | 0.03506 | 0.03579 | 0.03749 | 0.03797 | 0.03916 | 0.03672 | 0.03471 | 0.03654 | 0.0401 | 0.04991 | 0.06018 | 0.07923 | 0.09559 | 0.09249 | 0.0701 | From eQ_Lib.dat in MASControl 2017
D_DMo_Bedrm_ILit_Yr |  | FRACTION | Default¦Wkdy | 2014-04-01 | 2014-04-30 | Hourly | 0.04361 | 0.02498 | 0.01704 | 0.01286 | 0.01286 | 0.01472 | 0.01941 | 0.03561 | 0.04169 | 0.03708 | 0.03361 | 0.03334 | 0.03232 | 0.03153 | 0.03026 | 0.03074 | 0.03245 | 0.03584 | 0.04766 | 0.05997 | 0.07816 | 0.10085 | 0.09544 | 0.07264 | From eQ_Lib.dat in MASControl 2017
D_DMo_Bedrm_ILit_Yr |  | FRACTION | Wknd | 2014-04-01 | 2014-04-30 | Hourly | 0.05129 | 0.03274 | 0.02135 | 0.01694 | 0.01396 | 0.01287 | 0.01443 | 0.02028 | 0.02826 | 0.03388 | 0.03577 | 0.03731 | 0.03729 | 0.0381 | 0.03653 | 0.03476 | 0.0363 | 0.03712 | 0.04488 | 0.05386 | 0.07201 | 0.09281 | 0.0919 | 0.07172 | From eQ_Lib.dat in MASControl 2017
D_DMo_Bedrm_ILit_Yr |  | FRACTION | Default¦Wkdy | 2014-05-01 | 2014-05-31 | Hourly | 0.04421 | 0.02516 | 0.01708 | 0.01298 | 0.01268 | 0.01469 | 0.01987 | 0.03511 | 0.04058 | 0.03606 | 0.03275 | 0.0317 | 0.03071 | 0.03001 | 0.02917 | 0.02944 | 0.03076 | 0.0328 | 0.04376 | 0.05492 | 0.07157 | 0.09836 | 0.09624 | 0.07305 | From eQ_Lib.dat in MASControl 2017
D_DMo_Bedrm_ILit_Yr |  | FRACTION | Wknd | 2014-05-01 | 2014-05-31 | Hourly | 0.05212 | 0.0326 | 0.02115 | 0.01753 | 0.01438 | 0.01276 | 0.0146 | 0.02048 | 0.02827 | 0.03294 | 0.03577 | 0.03717 | 0.03675 | 0.03725 | 0.03639 | 0.0348 | 0.0361 | 0.03475 | 0.04088 | 0.04883 | 0.06627 | 0.09061 | 0.09143 | 0.073 | From eQ_Lib.dat in MASControl 2017
D_DMo_Bedrm_ILit_Yr |  | FRACTION | Default¦Wkdy | 2014-06-01 | 2014-06-30 | Hourly | 0.0445 | 0.02525 | 0.0171 | 0.01303 | 0.01259 | 0.01469 | 0.02007 | 0.03488 | 0.04004 | 0.03559 | 0.03234 | 0.03092 | 0.02995 | 0.02929 | 0.02866 | 0.02883 | 0.02997 | 0.03135 | 0.04191 | 0.05252 | 0.06844 | 0.09717 | 0.09661 | 0.07324 | From eQ_Lib.dat in MASControl 2017
D_DMo_Bedrm_ILit_Yr |  | FRACTION | Wknd | 2014-06-01 | 2014-06-30 | Hourly | 0.05248 | 0.03254 | 0.02106 | 0.01778 | 0.01456 | 0.01271 | 0.01467 | 0.02056 | 0.02828 | 0.03253 | 0.03576 | 0.0371 | 0.03652 | 0.03689 | 0.03632 | 0.03482 | 0.03602 | 0.03374 | 0.03916 | 0.04667 | 0.0638 | 0.08966 | 0.09123 | 0.07355 | From eQ_Lib.dat in MASControl 2017
D_DMo_Bedrm_ILit_Yr |  | FRACTION | Default¦Wkdy | 2014-07-01 | 2014-07-31 | Hourly | 0.04436 | 0.02521 | 0.01709 | 0.01301 | 0.01263 | 0.01469 | 0.01997 | 0.03498 | 0.0403 | 0.03581 | 0.03253 | 0.03129 | 0.03031 | 0.02963 | 0.02891 | 0.02912 | 0.03035 | 0.03204 | 0.0428 | 0.05367 | 0.06994 | 0.09774 | 0.09643 | 0.07315 | From eQ_Lib.dat in MASControl 2017
D_DMo_Bedrm_ILit_Yr |  | FRACTION | Wknd | 2014-07-01 | 2014-07-31 | Hourly | 0.05233 | 0.03256 | 0.0211 | 0.01767 | 0.01448 | 0.01274 | 0.01464 | 0.02053 | 0.02828 | 0.0327 | 0.03577 | 0.03712 | 0.03661 | 0.03704 | 0.03635 | 0.03482 | 0.03605 | 0.03416 | 0.03987 | 0.04756 | 0.06482 | 0.09005 | 0.09131 | 0.07332 | From eQ_Lib.dat in MASControl 2017
D_DMo_Bedrm_ILit_Yr |  | FRACTION | Default¦Wkdy | 2014-08-01 | 2014-08-31 | Hourly | 0.04386 | 0.02506 | 0.01706 | 0.01291 | 0.01278 | 0.01471 | 0.0196 | 0.0354 | 0.04123 | 0.03666 | 0.03325 | 0.03266 | 0.03165 | 0.0309 | 0.02981 | 0.0302 | 0.03175 | 0.03457 | 0.04604 | 0.05787 | 0.07542 | 0.09981 | 0.09577 | 0.07281 | From eQ_Lib.dat in MASControl 2017
D_DMo_Bedrm_ILit_Yr |  | FRACTION | Wknd | 2014-08-01 | 2014-08-31 | Hourly | 0.05162 | 0.03268 | 0.02127 | 0.01717 | 0.01412 | 0.01283 | 0.0145 | 0.02036 | 0.02827 | 0.03351 | 0.03577 | 0.03725 | 0.03708 | 0.03777 | 0.03648 | 0.03477 | 0.03622 | 0.03619 | 0.0433 | 0.05188 | 0.06975 | 0.09195 | 0.09172 | 0.07222 | From eQ_Lib.dat in MASControl 2017
D_DMo_Bedrm_ILit_Yr |  | FRACTION | Default¦Wkdy | 2014-09-01 | 2014-09-30 | Hourly | 0.04312 | 0.02483 | 0.01701 | 0.01277 | 0.013 | 0.01473 | 0.01904 | 0.03601 | 0.04261 | 0.03792 | 0.03432 | 0.03469 | 0.03365 | 0.03279 | 0.03115 | 0.0318 | 0.03384 | 0.03834 | 0.05086 | 0.06413 | 0.08357 | 0.10291 | 0.09478 | 0.0723 | From eQ_Lib.dat in MASControl 2017
D_DMo_Bedrm_ILit_Yr |  | FRACTION | Wknd | 2014-09-01 | 2014-09-30 | Hourly | 0.05065 | 0.03284 | 0.02151 | 0.01649 | 0.01363 | 0.01296 | 0.01429 | 0.02012 | 0.02825 | 0.0346 | 0.03578 | 0.03742 | 0.03771 | 0.03875 | 0.03665 | 0.03473 | 0.03645 | 0.03895 | 0.04797 | 0.05775 | 0.07645 | 0.09452 | 0.09226 | 0.07072 | From eQ_Lib.dat in MASControl 2017
D_DMo_Bedrm_ILit_Yr |  | FRACTION | Default¦Wkdy | 2014-10-01 | 2014-10-31 | Hourly | 0.04235 | 0.02459 | 0.01696 | 0.01262 | 0.01323 | 0.01477 | 0.01846 | 0.03665 | 0.04406 | 0.03924 | 0.03543 | 0.03683 | 0.03573 | 0.03476 | 0.03255 | 0.03348 | 0.03603 | 0.04228 | 0.0559 | 0.07068 | 0.0921 | 0.10615 | 0.09376 | 0.07178 | From eQ_Lib.dat in MASControl 2017
D_DMo_Bedrm_ILit_Yr |  | FRACTION | Wknd | 2014-10-01 | 2014-10-31 | Hourly | 0.04962 | 0.03301 | 0.02175 | 0.01577 | 0.01311 | 0.01309 | 0.01409 | 0.01988 | 0.02823 | 0.03576 | 0.03579 | 0.0376 | 0.03837 | 0.03979 | 0.03683 | 0.03467 | 0.03669 | 0.04186 | 0.05289 | 0.06395 | 0.08352 | 0.09723 | 0.09285 | 0.06914 | From eQ_Lib.dat in MASControl 2017
D_DMo_Bedrm_ILit_Yr |  | FRACTION | Default¦Wkdy | 2014-11-01 | 2014-11-30 | Hourly | 0.04177 | 0.02441 | 0.01693 | 0.01251 | 0.0134 | 0.01479 | 0.01803 | 0.03713 | 0.04513 | 0.04022 | 0.03626 | 0.03841 | 0.03728 | 0.03623 | 0.03359 | 0.03473 | 0.03766 | 0.04522 | 0.05965 | 0.07555 | 0.09844 | 0.10856 | 0.09299 | 0.07139 | From eQ_Lib.dat in MASControl 2017
D_DMo_Bedrm_ILit_Yr |  | FRACTION | Wknd | 2014-11-01 | 2014-11-30 | Hourly | 0.04876 | 0.03316 | 0.02196 | 0.01516 | 0.01266 | 0.01321 | 0.01392 | 0.01967 | 0.02821 | 0.03673 | 0.03581 | 0.03775 | 0.03893 | 0.04066 | 0.03698 | 0.03463 | 0.0369 | 0.04432 | 0.05704 | 0.06916 | 0.08947 | 0.09952 | 0.09333 | 0.06781 | From eQ_Lib.dat in MASControl 2017
D_DMo_Bedrm_ILit_Yr |  | FRACTION | Default¦Wkdy | 2014-12-01 | 2014-12-31 | Hourly | 0.04149 | 0.02433 | 0.01691 | 0.01246 | 0.01348 | 0.01479 | 0.01782 | 0.03736 | 0.04566 | 0.0407 | 0.03666 | 0.03918 | 0.03804 | 0.03694 | 0.0341 | 0.03533 | 0.03844 | 0.04664 | 0.06147 | 0.07791 | 0.10152 | 0.10973 | 0.09262 | 0.0712 | From eQ_Lib.dat in MASControl 2017
D_DMo_Bedrm_ILit_Yr |  | FRACTION | Wknd | 2014-12-01 | 2014-12-31 | Hourly | 0.04843 | 0.03322 | 0.02204 | 0.01492 | 0.01249 | 0.01325 | 0.01385 | 0.01959 | 0.0282 | 0.03711 | 0.03581 | 0.0378 | 0.03915 | 0.04099 | 0.03704 | 0.03461 | 0.03698 | 0.04528 | 0.05866 | 0.0712 | 0.09179 | 0.10042 | 0.09352 | 0.06729 | From eQ_Lib.dat in MASControl 2017
D_DMo_Bedrm_ILit_Yr |  | FRACTION | WntrDsn | 2014-01-01 | 2014-12-31 | Hourly | 0.0445 | 0.02525 | 0.0171 | 0.01303 | 0.01259 | 0.01469 | 0.02007 | 0.03488 | 0.04004 | 0.03559 | 0.03234 | 0.03092 | 0.02995 | 0.02929 | 0.02866 | 0.02883 | 0.02997 | 0.03135 | 0.04191 | 0.05252 | 0.06844 | 0.09717 | 0.09661 | 0.07324 | From eQ_Lib.dat in MASControl 2017
D_DMo_Bedrm_ILit_Yr |  | FRACTION | SmrDsn | 2014-01-01 | 2014-12-31 | Hourly | 0.04149 | 0.02433 | 0.01691 | 0.01246 | 0.01348 | 0.01479 | 0.01782 | 0.03736 | 0.04566 | 0.0407 | 0.03666 | 0.03918 | 0.03804 | 0.03694 | 0.0341 | 0.03533 | 0.03844 | 0.04664 | 0.06147 | 0.07791 | 0.10152 | 0.10973 | 0.09262 | 0.0712 | From eQ_Lib.dat in MASControl 2017
D_DMo_Bedrm_ILit_Yr |  | FRACTION | Hol | 2014-01-01 | 2014-12-31 | Hourly | 0.05248 | 0.03254 | 0.02106 | 0.01778 | 0.01456 | 0.01271 | 0.01467 | 0.02056 | 0.02828 | 0.03253 | 0.03576 | 0.0371 | 0.03652 | 0.03689 | 0.03632 | 0.03482 | 0.03602 | 0.03374 | 0.03916 | 0.04667 | 0.0638 | 0.08966 | 0.09123 | 0.07355 | From eQ_Lib.dat in MASControl 2017
D_DMo_Living_ILit_Yr |  | FRACTION | Default¦Wkdy | 2014-01-01 | 2014-01-31 | Hourly | 0.04164 | 0.02437 | 0.01692 | 0.01249 | 0.01344 | 0.01479 | 0.01793 | 0.03724 | 0.04538 | 0.04045 | 0.03645 | 0.03878 | 0.03764 | 0.03657 | 0.03384 | 0.03502 | 0.03803 | 0.0459 | 0.06052 | 0.07667 | 0.09991 | 0.10911 | 0.09281 | 0.0713 | From eQ_Lib.dat in MASControl 2017
D_DMo_Living_ILit_Yr |  | FRACTION | Wknd | 2014-01-01 | 2014-01-31 | Hourly | 0.04861 | 0.03318 | 0.02199 | 0.01506 | 0.01259 | 0.01323 | 0.01388 | 0.01964 | 0.02821 | 0.0369 | 0.03581 | 0.03777 | 0.03903 | 0.04081 | 0.03701 | 0.03462 | 0.03694 | 0.04475 | 0.05777 | 0.07008 | 0.09052 | 0.09992 | 0.09342 | 0.06758 | From eQ_Lib.dat in MASControl 2017
D_DMo_Living_ILit_Yr |  | FRACTION | Default¦Wkdy | 2014-02-01 | 2014-02-28 | Hourly | 0.04213 | 0.02452 | 0.01695 | 0.01258 | 0.0133 | 0.01477 | 0.0183 | 0.03683 | 0.04446 | 0.03961 | 0.03574 | 0.03742 | 0.03631 | 0.03532 | 0.03294 | 0.03395 | 0.03665 | 0.04339 | 0.05731 | 0.07252 | 0.0945 | 0.10706 | 0.09347 | 0.07163 | From eQ_Lib.dat in MASControl 2017
D_DMo_Living_ILit_Yr |  | FRACTION | Wknd | 2014-02-01 | 2014-02-28 | Hourly | 0.04927 | 0.03307 | 0.02183 | 0.01552 | 0.01292 | 0.01314 | 0.01402 | 0.01979 | 0.02822 | 0.03616 | 0.0358 | 0.03766 | 0.0386 | 0.04014 | 0.03689 | 0.03465 | 0.03678 | 0.04287 | 0.05459 | 0.06608 | 0.08595 | 0.09817 | 0.09304 | 0.0686 | From eQ_Lib.dat in MASControl 2017
D_DMo_Living_ILit_Yr |  | FRACTION | Default¦Wkdy | 2014-03-01 | 2014-03-31 | Hourly | 0.04284 | 0.02474 | 0.017 | 0.01271 | 0.01309 | 0.01475 | 0.01883 | 0.03625 | 0.04313 | 0.03839 | 0.03471 | 0.03546 | 0.0344 | 0.0335 | 0.03165 | 0.0324 | 0.03463 | 0.03976 | 0.05267 | 0.06648 | 0.08664 | 0.10407 | 0.09442 | 0.07212 | From eQ_Lib.dat in MASControl 2017
D_DMo_Living_ILit_Yr |  | FRACTION | Wknd | 2014-03-01 | 2014-03-31 | Hourly | 0.05024 | 0.03291 | 0.0216 | 0.01621 | 0.01342 | 0.01301 | 0.01421 | 0.02003 | 0.02824 | 0.03506 | 0.03579 | 0.03749 | 0.03797 | 0.03916 | 0.03672 | 0.03471 | 0.03654 | 0.0401 | 0.04991 | 0.06018 | 0.07923 | 0.09559 | 0.09249 | 0.0701 | From eQ_Lib.dat in MASControl 2017
D_DMo_Living_ILit_Yr |  | FRACTION | Default¦Wkdy | 2014-04-01 | 2014-04-30 | Hourly | 0.04361 | 0.02498 | 0.01704 | 0.01286 | 0.01286 | 0.01472 | 0.01941 | 0.03561 | 0.04169 | 0.03708 | 0.03361 | 0.03334 | 0.03232 | 0.03153 | 0.03026 | 0.03074 | 0.03245 | 0.03584 | 0.04766 | 0.05997 | 0.07816 | 0.10085 | 0.09544 | 0.07264 | From eQ_Lib.dat in MASControl 2017
D_DMo_Living_ILit_Yr |  | FRACTION | Wknd | 2014-04-01 | 2014-04-30 | Hourly | 0.05129 | 0.03274 | 0.02135 | 0.01694 | 0.01396 | 0.01287 | 0.01443 | 0.02028 | 0.02826 | 0.03388 | 0.03577 | 0.03731 | 0.03729 | 0.0381 | 0.03653 | 0.03476 | 0.0363 | 0.03712 | 0.04488 | 0.05386 | 0.07201 | 0.09281 | 0.0919 | 0.07172 | From eQ_Lib.dat in MASControl 2017
D_DMo_Living_ILit_Yr |  | FRACTION | Default¦Wkdy | 2014-05-01 | 2014-05-31 | Hourly | 0.04421 | 0.02516 | 0.01708 | 0.01298 | 0.01268 | 0.01469 | 0.01987 | 0.03511 | 0.04058 | 0.03606 | 0.03275 | 0.0317 | 0.03071 | 0.03001 | 0.02917 | 0.02944 | 0.03076 | 0.0328 | 0.04376 | 0.05492 | 0.07157 | 0.09836 | 0.09624 | 0.07305 | From eQ_Lib.dat in MASControl 2017
D_DMo_Living_ILit_Yr |  | FRACTION | Wknd | 2014-05-01 | 2014-05-31 | Hourly | 0.05212 | 0.0326 | 0.02115 | 0.01753 | 0.01438 | 0.01276 | 0.0146 | 0.02048 | 0.02827 | 0.03294 | 0.03577 | 0.03717 | 0.03675 | 0.03725 | 0.03639 | 0.0348 | 0.0361 | 0.03475 | 0.04088 | 0.04883 | 0.06627 | 0.09061 | 0.09143 | 0.073 | From eQ_Lib.dat in MASControl 2017
D_DMo_Living_ILit_Yr |  | FRACTION | Default¦Wkdy | 2014-06-01 | 2014-06-30 | Hourly | 0.0445 | 0.02525 | 0.0171 | 0.01303 | 0.01259 | 0.01469 | 0.02007 | 0.03488 | 0.04004 | 0.03559 | 0.03234 | 0.03092 | 0.02995 | 0.02929 | 0.02866 | 0.02883 | 0.02997 | 0.03135 | 0.04191 | 0.05252 | 0.06844 | 0.09717 | 0.09661 | 0.07324 | From eQ_Lib.dat in MASControl 2017
D_DMo_Living_ILit_Yr |  | FRACTION | Wknd | 2014-06-01 | 2014-06-30 | Hourly | 0.05248 | 0.03254 | 0.02106 | 0.01778 | 0.01456 | 0.01271 | 0.01467 | 0.02056 | 0.02828 | 0.03253 | 0.03576 | 0.0371 | 0.03652 | 0.03689 | 0.03632 | 0.03482 | 0.03602 | 0.03374 | 0.03916 | 0.04667 | 0.0638 | 0.08966 | 0.09123 | 0.07355 | From eQ_Lib.dat in MASControl 2017
D_DMo_Living_ILit_Yr |  | FRACTION | Default¦Wkdy | 2014-07-01 | 2014-07-31 | Hourly | 0.04436 | 0.02521 | 0.01709 | 0.01301 | 0.01263 | 0.01469 | 0.01997 | 0.03498 | 0.0403 | 0.03581 | 0.03253 | 0.03129 | 0.03031 | 0.02963 | 0.02891 | 0.02912 | 0.03035 | 0.03204 | 0.0428 | 0.05367 | 0.06994 | 0.09774 | 0.09643 | 0.07315 | From eQ_Lib.dat in MASControl 2017
D_DMo_Living_ILit_Yr |  | FRACTION | Wknd | 2014-07-01 | 2014-07-31 | Hourly | 0.05233 | 0.03256 | 0.0211 | 0.01767 | 0.01448 | 0.01274 | 0.01464 | 0.02053 | 0.02828 | 0.0327 | 0.03577 | 0.03712 | 0.03661 | 0.03704 | 0.03635 | 0.03482 | 0.03605 | 0.03416 | 0.03987 | 0.04756 | 0.06482 | 0.09005 | 0.09131 | 0.07332 | From eQ_Lib.dat in MASControl 2017
D_DMo_Living_ILit_Yr |  | FRACTION | Default¦Wkdy | 2014-08-01 | 2014-08-31 | Hourly | 0.04386 | 0.02506 | 0.01706 | 0.01291 | 0.01278 | 0.01471 | 0.0196 | 0.0354 | 0.04123 | 0.03666 | 0.03325 | 0.03266 | 0.03165 | 0.0309 | 0.02981 | 0.0302 | 0.03175 | 0.03457 | 0.04604 | 0.05787 | 0.07542 | 0.09981 | 0.09577 | 0.07281 | From eQ_Lib.dat in MASControl 2017
D_DMo_Living_ILit_Yr |  | FRACTION | Wknd | 2014-08-01 | 2014-08-31 | Hourly | 0.05162 | 0.03268 | 0.02127 | 0.01717 | 0.01412 | 0.01283 | 0.0145 | 0.02036 | 0.02827 | 0.03351 | 0.03577 | 0.03725 | 0.03708 | 0.03777 | 0.03648 | 0.03477 | 0.03622 | 0.03619 | 0.0433 | 0.05188 | 0.06975 | 0.09195 | 0.09172 | 0.07222 | From eQ_Lib.dat in MASControl 2017
D_DMo_Living_ILit_Yr |  | FRACTION | Default¦Wkdy | 2014-09-01 | 2014-09-30 | Hourly | 0.04312 | 0.02483 | 0.01701 | 0.01277 | 0.013 | 0.01473 | 0.01904 | 0.03601 | 0.04261 | 0.03792 | 0.03432 | 0.03469 | 0.03365 | 0.03279 | 0.03115 | 0.0318 | 0.03384 | 0.03834 | 0.05086 | 0.06413 | 0.08357 | 0.10291 | 0.09478 | 0.0723 | From eQ_Lib.dat in MASControl 2017
D_DMo_Living_ILit_Yr |  | FRACTION | Wknd | 2014-09-01 | 2014-09-30 | Hourly | 0.05065 | 0.03284 | 0.02151 | 0.01649 | 0.01363 | 0.01296 | 0.01429 | 0.02012 | 0.02825 | 0.0346 | 0.03578 | 0.03742 | 0.03771 | 0.03875 | 0.03665 | 0.03473 | 0.03645 | 0.03895 | 0.04797 | 0.05775 | 0.07645 | 0.09452 | 0.09226 | 0.07072 | From eQ_Lib.dat in MASControl 2017
D_DMo_Living_ILit_Yr |  | FRACTION | Default¦Wkdy | 2014-10-01 | 2014-10-31 | Hourly | 0.04235 | 0.02459 | 0.01696 | 0.01262 | 0.01323 | 0.01477 | 0.01846 | 0.03665 | 0.04406 | 0.03924 | 0.03543 | 0.03683 | 0.03573 | 0.03476 | 0.03255 | 0.03348 | 0.03603 | 0.04228 | 0.0559 | 0.07068 | 0.0921 | 0.10615 | 0.09376 | 0.07178 | From eQ_Lib.dat in MASControl 2017
D_DMo_Living_ILit_Yr |  | FRACTION | Wknd | 2014-10-01 | 2014-10-31 | Hourly | 0.04962 | 0.03301 | 0.02175 | 0.01577 | 0.01311 | 0.01309 | 0.01409 | 0.01988 | 0.02823 | 0.03576 | 0.03579 | 0.0376 | 0.03837 | 0.03979 | 0.03683 | 0.03467 | 0.03669 | 0.04186 | 0.05289 | 0.06395 | 0.08352 | 0.09723 | 0.09285 | 0.06914 | From eQ_Lib.dat in MASControl 2017
D_DMo_Living_ILit_Yr |  | FRACTION | Default¦Wkdy | 2014-11-01 | 2014-11-30 | Hourly | 0.04177 | 0.02441 | 0.01693 | 0.01251 | 0.0134 | 0.01479 | 0.01803 | 0.03713 | 0.04513 | 0.04022 | 0.03626 | 0.03841 | 0.03728 | 0.03623 | 0.03359 | 0.03473 | 0.03766 | 0.04522 | 0.05965 | 0.07555 | 0.09844 | 0.10856 | 0.09299 | 0.07139 | From eQ_Lib.dat in MASControl 2017
D_DMo_Living_ILit_Yr |  | FRACTION | Wknd | 2014-11-01 | 2014-11-30 | Hourly | 0.04876 | 0.03316 | 0.02196 | 0.01516 | 0.01266 | 0.01321 | 0.01392 | 0.01967 | 0.02821 | 0.03673 | 0.03581 | 0.03775 | 0.03893 | 0.04066 | 0.03698 | 0.03463 | 0.0369 | 0.04432 | 0.05704 | 0.06916 | 0.08947 | 0.09952 | 0.09333 | 0.06781 | From eQ_Lib.dat in MASControl 2017
D_DMo_Living_ILit_Yr |  | FRACTION | Default¦Wkdy | 2014-12-01 | 2014-12-31 | Hourly | 0.04149 | 0.02433 | 0.01691 | 0.01246 | 0.01348 | 0.01479 | 0.01782 | 0.03736 | 0.04566 | 0.0407 | 0.03666 | 0.03918 | 0.03804 | 0.03694 | 0.0341 | 0.03533 | 0.03844 | 0.04664 | 0.06147 | 0.07791 | 0.10152 | 0.10973 | 0.09262 | 0.0712 | From eQ_Lib.dat in MASControl 2017
D_DMo_Living_ILit_Yr |  | FRACTION | Wknd | 2014-12-01 | 2014-12-31 | Hourly | 0.04843 | 0.03322 | 0.02204 | 0.01492 | 0.01249 | 0.01325 | 0.01385 | 0.01959 | 0.0282 | 0.03711 | 0.03581 | 0.0378 | 0.03915 | 0.04099 | 0.03704 | 0.03461 | 0.03698 | 0.04528 | 0.05866 | 0.0712 | 0.09179 | 0.10042 | 0.09352 | 0.06729 | From eQ_Lib.dat in MASControl 2017
D_DMo_Living_ILit_Yr |  | FRACTION | WntrDsn | 2014-01-01 | 2014-12-31 | Hourly | 0.0445 | 0.02525 | 0.0171 | 0.01303 | 0.01259 | 0.01469 | 0.02007 | 0.03488 | 0.04004 | 0.03559 | 0.03234 | 0.03092 | 0.02995 | 0.02929 | 0.02866 | 0.02883 | 0.02997 | 0.03135 | 0.04191 | 0.05252 | 0.06844 | 0.09717 | 0.09661 | 0.07324 | From eQ_Lib.dat in MASControl 2017
D_DMo_Living_ILit_Yr |  | FRACTION | SmrDsn | 2014-01-01 | 2014-12-31 | Hourly | 0.04149 | 0.02433 | 0.01691 | 0.01246 | 0.01348 | 0.01479 | 0.01782 | 0.03736 | 0.04566 | 0.0407 | 0.03666 | 0.03918 | 0.03804 | 0.03694 | 0.0341 | 0.03533 | 0.03844 | 0.04664 | 0.06147 | 0.07791 | 0.10152 | 0.10973 | 0.09262 | 0.0712 | From eQ_Lib.dat in MASControl 2017
D_DMo_Living_ILit_Yr |  | FRACTION | Hol | 2014-01-01 | 2014-12-31 | Hourly | 0.05248 | 0.03254 | 0.02106 | 0.01778 | 0.01456 | 0.01271 | 0.01467 | 0.02056 | 0.02828 | 0.03253 | 0.03576 | 0.0371 | 0.03652 | 0.03689 | 0.03632 | 0.03482 | 0.03602 | 0.03374 | 0.03916 | 0.04667 | 0.0638 | 0.08966 | 0.09123 | 0.07355 | From eQ_Lib.dat in MASControl 2017
D_EconoAvail_Yr |  | ON_OFF | Default¦Wkdy | 2014-01-01 | 2014-12-31 | Constant | 1 | [23 empty] | From eQ_Lib.dat in MASControl 2017
D_EconoAvail_Yr |  | ON_OFF | Wknd | 2014-01-01 | 2014-12-31 | Constant | 1 | [23 empty] | From eQ_Lib.dat in MASControl 2017
D_EconoAvail_Yr |  | ON_OFF | WntrDsn | 2014-01-01 | 2014-12-31 | Constant | 0 | [23 empty] | From eQ_Lib.dat in MASControl 2017
D_EconoAvail_Yr |  | ON_OFF | SmrDsn | 2014-01-01 | 2014-12-31 | Constant | 0 | [23 empty] | From eQ_Lib.dat in MASControl 2017
D_EconoAvail_Yr |  | ON_OFF | Hol | 2014-01-01 | 2014-12-31 | Constant | 1 | [23 empty] | From eQ_Lib.dat in MASControl 2017
D_MFm_Bedrm_ILit_Yr |  | FRACTION | Default¦Wkdy | 2014-01-01 | 2014-01-31 | Hourly | 0.04164 | 0.02437 | 0.01692 | 0.01249 | 0.01344 | 0.01479 | 0.01793 | 0.03724 | 0.04538 | 0.04045 | 0.03645 | 0.03878 | 0.03764 | 0.03657 | 0.03384 | 0.03502 | 0.03803 | 0.0459 | 0.06052 | 0.07667 | 0.09991 | 0.10911 | 0.09281 | 0.0713 | From eQ_Lib.dat in MASControl 2017
D_MFm_Bedrm_ILit_Yr |  | FRACTION | Wknd | 2014-01-01 | 2014-01-31 | Hourly | 0.04861 | 0.03318 | 0.02199 | 0.01506 | 0.01259 | 0.01323 | 0.01388 | 0.01964 | 0.02821 | 0.0369 | 0.03581 | 0.03777 | 0.03903 | 0.04081 | 0.03701 | 0.03462 | 0.03694 | 0.04475 | 0.05777 | 0.07008 | 0.09052 | 0.09992 | 0.09342 | 0.06758 | From eQ_Lib.dat in MASControl 2017
D_MFm_Bedrm_ILit_Yr |  | FRACTION | Default¦Wkdy | 2014-02-01 | 2014-02-28 | Hourly | 0.04213 | 0.02452 | 0.01695 | 0.01258 | 0.0133 | 0.01477 | 0.0183 | 0.03683 | 0.04446 | 0.03961 | 0.03574 | 0.03742 | 0.03631 | 0.03532 | 0.03294 | 0.03395 | 0.03665 | 0.04339 | 0.05731 | 0.07252 | 0.0945 | 0.10706 | 0.09347 | 0.07163 | From eQ_Lib.dat in MASControl 2017
D_MFm_Bedrm_ILit_Yr |  | FRACTION | Wknd | 2014-02-01 | 2014-02-28 | Hourly | 0.04927 | 0.03307 | 0.02183 | 0.01552 | 0.01292 | 0.01314 | 0.01402 | 0.01979 | 0.02822 | 0.03616 | 0.0358 | 0.03766 | 0.0386 | 0.04014 | 0.03689 | 0.03465 | 0.03678 | 0.04287 | 0.05459 | 0.06608 | 0.08595 | 0.09817 | 0.09304 | 0.0686 | From eQ_Lib.dat in MASControl 2017
D_MFm_Bedrm_ILit_Yr |  | FRACTION | Default¦Wkdy | 2014-03-01 | 2014-03-31 | Hourly | 0.04284 | 0.02474 | 0.017 | 0.01271 | 0.01309 | 0.01475 | 0.01883 | 0.03625 | 0.04313 | 0.03839 | 0.03471 | 0.03546 | 0.0344 | 0.0335 | 0.03165 | 0.0324 | 0.03463 | 0.03976 | 0.05267 | 0.06648 | 0.08664 | 0.10407 | 0.09442 | 0.07212 | From eQ_Lib.dat in MASControl 2017
D_MFm_Bedrm_ILit_Yr |  | FRACTION | Wknd | 2014-03-01 | 2014-03-31 | Hourly | 0.05024 | 0.03291 | 0.0216 | 0.01621 | 0.01342 | 0.01301 | 0.01421 | 0.02003 | 0.02824 | 0.03506 | 0.03579 | 0.03749 | 0.03797 | 0.03916 | 0.03672 | 0.03471 | 0.03654 | 0.0401 | 0.04991 | 0.06018 | 0.07923 | 0.09559 | 0.09249 | 0.0701 | From eQ_Lib.dat in MASControl 2017
D_MFm_Bedrm_ILit_Yr |  | FRACTION | Default¦Wkdy | 2014-04-01 | 2014-04-30 | Hourly | 0.04361 | 0.02498 | 0.01704 | 0.01286 | 0.01286 | 0.01472 | 0.01941 | 0.03561 | 0.04169 | 0.03708 | 0.03361 | 0.03334 | 0.03232 | 0.03153 | 0.03026 | 0.03074 | 0.03245 | 0.03584 | 0.04766 | 0.05997 | 0.07816 | 0.10085 | 0.09544 | 0.07264 | From eQ_Lib.dat in MASControl 2017
D_MFm_Bedrm_ILit_Yr |  | FRACTION | Wknd | 2014-04-01 | 2014-04-30 | Hourly | 0.05129 | 0.03274 | 0.02135 | 0.01694 | 0.01396 | 0.01287 | 0.01443 | 0.02028 | 0.02826 | 0.03388 | 0.03577 | 0.03731 | 0.03729 | 0.0381 | 0.03653 | 0.03476 | 0.0363 | 0.03712 | 0.04488 | 0.05386 | 0.07201 | 0.09281 | 0.0919 | 0.07172 | From eQ_Lib.dat in MASControl 2017
D_MFm_Bedrm_ILit_Yr |  | FRACTION | Default¦Wkdy | 2014-05-01 | 2014-05-31 | Hourly | 0.04421 | 0.02516 | 0.01708 | 0.01298 | 0.01268 | 0.01469 | 0.01987 | 0.03511 | 0.04058 | 0.03606 | 0.03275 | 0.0317 | 0.03071 | 0.03001 | 0.02917 | 0.02944 | 0.03076 | 0.0328 | 0.04376 | 0.05492 | 0.07157 | 0.09836 | 0.09624 | 0.07305 | From eQ_Lib.dat in MASControl 2017
D_MFm_Bedrm_ILit_Yr |  | FRACTION | Wknd | 2014-05-01 | 2014-05-31 | Hourly | 0.05212 | 0.0326 | 0.02115 | 0.01753 | 0.01438 | 0.01276 | 0.0146 | 0.02048 | 0.02827 | 0.03294 | 0.03577 | 0.03717 | 0.03675 | 0.03725 | 0.03639 | 0.0348 | 0.0361 | 0.03475 | 0.04088 | 0.04883 | 0.06627 | 0.09061 | 0.09143 | 0.073 | From eQ_Lib.dat in MASControl 2017
D_MFm_Bedrm_ILit_Yr |  | FRACTION | Default¦Wkdy | 2014-06-01 | 2014-06-30 | Hourly | 0.0445 | 0.02525 | 0.0171 | 0.01303 | 0.01259 | 0.01469 | 0.02007 | 0.03488 | 0.04004 | 0.03559 | 0.03234 | 0.03092 | 0.02995 | 0.02929 | 0.02866 | 0.02883 | 0.02997 | 0.03135 | 0.04191 | 0.05252 | 0.06844 | 0.09717 | 0.09661 | 0.07324 | From eQ_Lib.dat in MASControl 2017
D_MFm_Bedrm_ILit_Yr |  | FRACTION | Wknd | 2014-06-01 | 2014-06-30 | Hourly | 0.05248 | 0.03254 | 0.02106 | 0.01778 | 0.01456 | 0.01271 | 0.01467 | 0.02056 | 0.02828 | 0.03253 | 0.03576 | 0.0371 | 0.03652 | 0.03689 | 0.03632 | 0.03482 | 0.03602 | 0.03374 | 0.03916 | 0.04667 | 0.0638 | 0.08966 | 0.09123 | 0.07355 | From eQ_Lib.dat in MASControl 2017
D_MFm_Bedrm_ILit_Yr |  | FRACTION | Default¦Wkdy | 2014-07-01 | 2014-07-31 | Hourly | 0.04436 | 0.02521 | 0.01709 | 0.01301 | 0.01263 | 0.01469 | 0.01997 | 0.03498 | 0.0403 | 0.03581 | 0.03253 | 0.03129 | 0.03031 | 0.02963 | 0.02891 | 0.02912 | 0.03035 | 0.03204 | 0.0428 | 0.05367 | 0.06994 | 0.09774 | 0.09643 | 0.07315 | From eQ_Lib.dat in MASControl 2017
D_MFm_Bedrm_ILit_Yr |  | FRACTION | Wknd | 2014-07-01 | 2014-07-31 | Hourly | 0.05233 | 0.03256 | 0.0211 | 0.01767 | 0.01448 | 0.01274 | 0.01464 | 0.02053 | 0.02828 | 0.0327 | 0.03577 | 0.03712 | 0.03661 | 0.03704 | 0.03635 | 0.03482 | 0.03605 | 0.03416 | 0.03987 | 0.04756 | 0.06482 | 0.09005 | 0.09131 | 0.07332 | From eQ_Lib.dat in MASControl 2017
D_MFm_Bedrm_ILit_Yr |  | FRACTION | Default¦Wkdy | 2014-08-01 | 2014-08-31 | Hourly | 0.04386 | 0.02506 | 0.01706 | 0.01291 | 0.01278 | 0.01471 | 0.0196 | 0.0354 | 0.04123 | 0.03666 | 0.03325 | 0.03266 | 0.03165 | 0.0309 | 0.02981 | 0.0302 | 0.03175 | 0.03457 | 0.04604 | 0.05787 | 0.07542 | 0.09981 | 0.09577 | 0.07281 | From eQ_Lib.dat in MASControl 2017
D_MFm_Bedrm_ILit_Yr |  | FRACTION | Wknd | 2014-08-01 | 2014-08-31 | Hourly | 0.05162 | 0.03268 | 0.02127 | 0.01717 | 0.01412 | 0.01283 | 0.0145 | 0.02036 | 0.02827 | 0.03351 | 0.03577 | 0.03725 | 0.03708 | 0.03777 | 0.03648 | 0.03477 | 0.03622 | 0.03619 | 0.0433 | 0.05188 | 0.06975 | 0.09195 | 0.09172 | 0.07222 | From eQ_Lib.dat in MASControl 2017
D_MFm_Bedrm_ILit_Yr |  | FRACTION | Default¦Wkdy | 2014-09-01 | 2014-09-30 | Hourly | 0.04312 | 0.02483 | 0.01701 | 0.01277 | 0.013 | 0.01473 | 0.01904 | 0.03601 | 0.04261 | 0.03792 | 0.03432 | 0.03469 | 0.03365 | 0.03279 | 0.03115 | 0.0318 | 0.03384 | 0.03834 | 0.05086 | 0.06413 | 0.08357 | 0.10291 | 0.09478 | 0.0723 | From eQ_Lib.dat in MASControl 2017
D_MFm_Bedrm_ILit_Yr |  | FRACTION | Wknd | 2014-09-01 | 2014-09-30 | Hourly | 0.05065 | 0.03284 | 0.02151 | 0.01649 | 0.01363 | 0.01296 | 0.01429 | 0.02012 | 0.02825 | 0.0346 | 0.03578 | 0.03742 | 0.03771 | 0.03875 | 0.03665 | 0.03473 | 0.03645 | 0.03895 | 0.04797 | 0.05775 | 0.07645 | 0.09452 | 0.09226 | 0.07072 | From eQ_Lib.dat in MASControl 2017
D_MFm_Bedrm_ILit_Yr |  | FRACTION | Default¦Wkdy | 2014-10-01 | 2014-10-31 | Hourly | 0.04235 | 0.02459 | 0.01696 | 0.01262 | 0.01323 | 0.01477 | 0.01846 | 0.03665 | 0.04406 | 0.03924 | 0.03543 | 0.03683 | 0.03573 | 0.03476 | 0.03255 | 0.03348 | 0.03603 | 0.04228 | 0.0559 | 0.07068 | 0.0921 | 0.10615 | 0.09376 | 0.07178 | From eQ_Lib.dat in MASControl 2017
D_MFm_Bedrm_ILit_Yr |  | FRACTION | Wknd | 2014-10-01 | 2014-10-31 | Hourly | 0.04962 | 0.03301 | 0.02175 | 0.01577 | 0.01311 | 0.01309 | 0.01409 | 0.01988 | 0.02823 | 0.03576 | 0.03579 | 0.0376 | 0.03837 | 0.03979 | 0.03683 | 0.03467 | 0.03669 | 0.04186 | 0.05289 | 0.06395 | 0.08352 | 0.09723 | 0.09285 | 0.06914 | From eQ_Lib.dat in MASControl 2017
D_MFm_Bedrm_ILit_Yr |  | FRACTION | Default¦Wkdy | 2014-11-01 | 2014-11-30 | Hourly | 0.04177 | 0.02441 | 0.01693 | 0.01251 | 0.0134 | 0.01479 | 0.01803 | 0.03713 | 0.04513 | 0.04022 | 0.03626 | 0.03841 | 0.03728 | 0.03623 | 0.03359 | 0.03473 | 0.03766 | 0.04522 | 0.05965 | 0.07555 | 0.09844 | 0.10856 | 0.09299 | 0.07139 | From eQ_Lib.dat in MASControl 2017
D_MFm_Bedrm_ILit_Yr |  | FRACTION | Wknd | 2014-11-01 | 2014-11-30 | Hourly | 0.04876 | 0.03316 | 0.02196 | 0.01516 | 0.01266 | 0.01321 | 0.01392 | 0.01967 | 0.02821 | 0.03673 | 0.03581 | 0.03775 | 0.03893 | 0.04066 | 0.03698 | 0.03463 | 0.0369 | 0.04432 | 0.05704 | 0.06916 | 0.08947 | 0.09952 | 0.09333 | 0.06781 | From eQ_Lib.dat in MASControl 2017
D_MFm_Bedrm_ILit_Yr |  | FRACTION | Default¦Wkdy | 2014-12-01 | 2014-12-31 | Hourly | 0.04149 | 0.02433 | 0.01691 | 0.01246 | 0.01348 | 0.01479 | 0.01782 | 0.03736 | 0.04566 | 0.0407 | 0.03666 | 0.03918 | 0.03804 | 0.03694 | 0.0341 | 0.03533 | 0.03844 | 0.04664 | 0.06147 | 0.07791 | 0.10152 | 0.10973 | 0.09262 | 0.0712 | From eQ_Lib.dat in MASControl 2017
D_MFm_Bedrm_ILit_Yr |  | FRACTION | Wknd | 2014-12-01 | 2014-12-31 | Hourly | 0.04843 | 0.03322 | 0.02204 | 0.01492 | 0.01249 | 0.01325 | 0.01385 | 0.01959 | 0.0282 | 0.03711 | 0.03581 | 0.0378 | 0.03915 | 0.04099 | 0.03704 | 0.03461 | 0.03698 | 0.04528 | 0.05866 | 0.0712 | 0.09179 | 0.10042 | 0.09352 | 0.06729 | From eQ_Lib.dat in MASControl 2017
D_MFm_Bedrm_ILit_Yr |  | FRACTION | WntrDsn | 2014-01-01 | 2014-12-31 | Hourly | 0.0445 | 0.02525 | 0.0171 | 0.01303 | 0.01259 | 0.01469 | 0.02007 | 0.03488 | 0.04004 | 0.03559 | 0.03234 | 0.03092 | 0.02995 | 0.02929 | 0.02866 | 0.02883 | 0.02997 | 0.03135 | 0.04191 | 0.05252 | 0.06844 | 0.09717 | 0.09661 | 0.07324 | From eQ_Lib.dat in MASControl 2017
D_MFm_Bedrm_ILit_Yr |  | FRACTION | SmrDsn | 2014-01-01 | 2014-12-31 | Hourly | 0.04149 | 0.02433 | 0.01691 | 0.01246 | 0.01348 | 0.01479 | 0.01782 | 0.03736 | 0.04566 | 0.0407 | 0.03666 | 0.03918 | 0.03804 | 0.03694 | 0.0341 | 0.03533 | 0.03844 | 0.04664 | 0.06147 | 0.07791 | 0.10152 | 0.10973 | 0.09262 | 0.0712 | From eQ_Lib.dat in MASControl 2017
D_MFm_Bedrm_ILit_Yr |  | FRACTION | Hol | 2014-01-01 | 2014-12-31 | Hourly | 0.05248 | 0.03254 | 0.02106 | 0.01778 | 0.01456 | 0.01271 | 0.01467 | 0.02056 | 0.02828 | 0.03253 | 0.03576 | 0.0371 | 0.03652 | 0.03689 | 0.03632 | 0.03482 | 0.03602 | 0.03374 | 0.03916 | 0.04667 | 0.0638 | 0.08966 | 0.09123 | 0.07355 | From eQ_Lib.dat in MASControl 2017
D_MFm_Living_ILit_Yr |  | FRACTION | Default¦Wkdy | 2014-01-01 | 2014-01-31 | Hourly | 0.04164 | 0.02437 | 0.01692 | 0.01249 | 0.01344 | 0.01479 | 0.01793 | 0.03724 | 0.04538 | 0.04045 | 0.03645 | 0.03878 | 0.03764 | 0.03657 | 0.03384 | 0.03502 | 0.03803 | 0.0459 | 0.06052 | 0.07667 | 0.09991 | 0.10911 | 0.09281 | 0.0713 | From eQ_Lib.dat in MASControl 2017
D_MFm_Living_ILit_Yr |  | FRACTION | Wknd | 2014-01-01 | 2014-01-31 | Hourly | 0.04861 | 0.03318 | 0.02199 | 0.01506 | 0.01259 | 0.01323 | 0.01388 | 0.01964 | 0.02821 | 0.0369 | 0.03581 | 0.03777 | 0.03903 | 0.04081 | 0.03701 | 0.03462 | 0.03694 | 0.04475 | 0.05777 | 0.07008 | 0.09052 | 0.09992 | 0.09342 | 0.06758 | From eQ_Lib.dat in MASControl 2017
D_MFm_Living_ILit_Yr |  | FRACTION | Default¦Wkdy | 2014-02-01 | 2014-02-28 | Hourly | 0.04213 | 0.02452 | 0.01695 | 0.01258 | 0.0133 | 0.01477 | 0.0183 | 0.03683 | 0.04446 | 0.03961 | 0.03574 | 0.03742 | 0.03631 | 0.03532 | 0.03294 | 0.03395 | 0.03665 | 0.04339 | 0.05731 | 0.07252 | 0.0945 | 0.10706 | 0.09347 | 0.07163 | From eQ_Lib.dat in MASControl 2017
D_MFm_Living_ILit_Yr |  | FRACTION | Wknd | 2014-02-01 | 2014-02-28 | Hourly | 0.04927 | 0.03307 | 0.02183 | 0.01552 | 0.01292 | 0.01314 | 0.01402 | 0.01979 | 0.02822 | 0.03616 | 0.0358 | 0.03766 | 0.0386 | 0.04014 | 0.03689 | 0.03465 | 0.03678 | 0.04287 | 0.05459 | 0.06608 | 0.08595 | 0.09817 | 0.09304 | 0.0686 | From eQ_Lib.dat in MASControl 2017
D_MFm_Living_ILit_Yr |  | FRACTION | Default¦Wkdy | 2014-03-01 | 2014-03-31 | Hourly | 0.04284 | 0.02474 | 0.017 | 0.01271 | 0.01309 | 0.01475 | 0.01883 | 0.03625 | 0.04313 | 0.03839 | 0.03471 | 0.03546 | 0.0344 | 0.0335 | 0.03165 | 0.0324 | 0.03463 | 0.03976 | 0.05267 | 0.06648 | 0.08664 | 0.10407 | 0.09442 | 0.07212 | From eQ_Lib.dat in MASControl 2017
D_MFm_Living_ILit_Yr |  | FRACTION | Wknd | 2014-03-01 | 2014-03-31 | Hourly | 0.05024 | 0.03291 | 0.0216 | 0.01621 | 0.01342 | 0.01301 | 0.01421 | 0.02003 | 0.02824 | 0.03506 | 0.03579 | 0.03749 | 0.03797 | 0.03916 | 0.03672 | 0.03471 | 0.03654 | 0.0401 | 0.04991 | 0.06018 | 0.07923 | 0.09559 | 0.09249 | 0.0701 | From eQ_Lib.dat in MASControl 2017
D_MFm_Living_ILit_Yr |  | FRACTION | Default¦Wkdy | 2014-04-01 | 2014-04-30 | Hourly | 0.04361 | 0.02498 | 0.01704 | 0.01286 | 0.01286 | 0.01472 | 0.01941 | 0.03561 | 0.04169 | 0.03708 | 0.03361 | 0.03334 | 0.03232 | 0.03153 | 0.03026 | 0.03074 | 0.03245 | 0.03584 | 0.04766 | 0.05997 | 0.07816 | 0.10085 | 0.09544 | 0.07264 | From eQ_Lib.dat in MASControl 2017
D_MFm_Living_ILit_Yr |  | FRACTION | Wknd | 2014-04-01 | 2014-04-30 | Hourly | 0.05129 | 0.03274 | 0.02135 | 0.01694 | 0.01396 | 0.01287 | 0.01443 | 0.02028 | 0.02826 | 0.03388 | 0.03577 | 0.03731 | 0.03729 | 0.0381 | 0.03653 | 0.03476 | 0.0363 | 0.03712 | 0.04488 | 0.05386 | 0.07201 | 0.09281 | 0.0919 | 0.07172 | From eQ_Lib.dat in MASControl 2017
D_MFm_Living_ILit_Yr |  | FRACTION | Default¦Wkdy | 2014-05-01 | 2014-05-31 | Hourly | 0.04421 | 0.02516 | 0.01708 | 0.01298 | 0.01268 | 0.01469 | 0.01987 | 0.03511 | 0.04058 | 0.03606 | 0.03275 | 0.0317 | 0.03071 | 0.03001 | 0.02917 | 0.02944 | 0.03076 | 0.0328 | 0.04376 | 0.05492 | 0.07157 | 0.09836 | 0.09624 | 0.07305 | From eQ_Lib.dat in MASControl 2017
D_MFm_Living_ILit_Yr |  | FRACTION | Wknd | 2014-05-01 | 2014-05-31 | Hourly | 0.05212 | 0.0326 | 0.02115 | 0.01753 | 0.01438 | 0.01276 | 0.0146 | 0.02048 | 0.02827 | 0.03294 | 0.03577 | 0.03717 | 0.03675 | 0.03725 | 0.03639 | 0.0348 | 0.0361 | 0.03475 | 0.04088 | 0.04883 | 0.06627 | 0.09061 | 0.09143 | 0.073 | From eQ_Lib.dat in MASControl 2017
D_MFm_Living_ILit_Yr |  | FRACTION | Default¦Wkdy | 2014-06-01 | 2014-06-30 | Hourly | 0.0445 | 0.02525 | 0.0171 | 0.01303 | 0.01259 | 0.01469 | 0.02007 | 0.03488 | 0.04004 | 0.03559 | 0.03234 | 0.03092 | 0.02995 | 0.02929 | 0.02866 | 0.02883 | 0.02997 | 0.03135 | 0.04191 | 0.05252 | 0.06844 | 0.09717 | 0.09661 | 0.07324 | From eQ_Lib.dat in MASControl 2017
D_MFm_Living_ILit_Yr |  | FRACTION | Wknd | 2014-06-01 | 2014-06-30 | Hourly | 0.05248 | 0.03254 | 0.02106 | 0.01778 | 0.01456 | 0.01271 | 0.01467 | 0.02056 | 0.02828 | 0.03253 | 0.03576 | 0.0371 | 0.03652 | 0.03689 | 0.03632 | 0.03482 | 0.03602 | 0.03374 | 0.03916 | 0.04667 | 0.0638 | 0.08966 | 0.09123 | 0.07355 | From eQ_Lib.dat in MASControl 2017
D_MFm_Living_ILit_Yr |  | FRACTION | Default¦Wkdy | 2014-07-01 | 2014-07-31 | Hourly | 0.04436 | 0.02521 | 0.01709 | 0.01301 | 0.01263 | 0.01469 | 0.01997 | 0.03498 | 0.0403 | 0.03581 | 0.03253 | 0.03129 | 0.03031 | 0.02963 | 0.02891 | 0.02912 | 0.03035 | 0.03204 | 0.0428 | 0.05367 | 0.06994 | 0.09774 | 0.09643 | 0.07315 | From eQ_Lib.dat in MASControl 2017
D_MFm_Living_ILit_Yr |  | FRACTION | Wknd | 2014-07-01 | 2014-07-31 | Hourly | 0.05233 | 0.03256 | 0.0211 | 0.01767 | 0.01448 | 0.01274 | 0.01464 | 0.02053 | 0.02828 | 0.0327 | 0.03577 | 0.03712 | 0.03661 | 0.03704 | 0.03635 | 0.03482 | 0.03605 | 0.03416 | 0.03987 | 0.04756 | 0.06482 | 0.09005 | 0.09131 | 0.07332 | From eQ_Lib.dat in MASControl 2017
D_MFm_Living_ILit_Yr |  | FRACTION | Default¦Wkdy | 2014-08-01 | 2014-08-31 | Hourly | 0.04386 | 0.02506 | 0.01706 | 0.01291 | 0.01278 | 0.01471 | 0.0196 | 0.0354 | 0.04123 | 0.03666 | 0.03325 | 0.03266 | 0.03165 | 0.0309 | 0.02981 | 0.0302 | 0.03175 | 0.03457 | 0.04604 | 0.05787 | 0.07542 | 0.09981 | 0.09577 | 0.07281 | From eQ_Lib.dat in MASControl 2017
D_MFm_Living_ILit_Yr |  | FRACTION | Wknd | 2014-08-01 | 2014-08-31 | Hourly | 0.05162 | 0.03268 | 0.02127 | 0.01717 | 0.01412 | 0.01283 | 0.0145 | 0.02036 | 0.02827 | 0.03351 | 0.03577 | 0.03725 | 0.03708 | 0.03777 | 0.03648 | 0.03477 | 0.03622 | 0.03619 | 0.0433 | 0.05188 | 0.06975 | 0.09195 | 0.09172 | 0.07222 | From eQ_Lib.dat in MASControl 2017
D_MFm_Living_ILit_Yr |  | FRACTION | Default¦Wkdy | 2014-09-01 | 2014-09-30 | Hourly | 0.04312 | 0.02483 | 0.01701 | 0.01277 | 0.013 | 0.01473 | 0.01904 | 0.03601 | 0.04261 | 0.03792 | 0.03432 | 0.03469 | 0.03365 | 0.03279 | 0.03115 | 0.0318 | 0.03384 | 0.03834 | 0.05086 | 0.06413 | 0.08357 | 0.10291 | 0.09478 | 0.0723 | From eQ_Lib.dat in MASControl 2017
D_MFm_Living_ILit_Yr |  | FRACTION | Wknd | 2014-09-01 | 2014-09-30 | Hourly | 0.05065 | 0.03284 | 0.02151 | 0.01649 | 0.01363 | 0.01296 | 0.01429 | 0.02012 | 0.02825 | 0.0346 | 0.03578 | 0.03742 | 0.03771 | 0.03875 | 0.03665 | 0.03473 | 0.03645 | 0.03895 | 0.04797 | 0.05775 | 0.07645 | 0.09452 | 0.09226 | 0.07072 | From eQ_Lib.dat in MASControl 2017
D_MFm_Living_ILit_Yr |  | FRACTION | Default¦Wkdy | 2014-10-01 | 2014-10-31 | Hourly | 0.04235 | 0.02459 | 0.01696 | 0.01262 | 0.01323 | 0.01477 | 0.01846 | 0.03665 | 0.04406 | 0.03924 | 0.03543 | 0.03683 | 0.03573 | 0.03476 | 0.03255 | 0.03348 | 0.03603 | 0.04228 | 0.0559 | 0.07068 | 0.0921 | 0.10615 | 0.09376 | 0.07178 | From eQ_Lib.dat in MASControl 2017
D_MFm_Living_ILit_Yr |  | FRACTION | Wknd | 2014-10-01 | 2014-10-31 | Hourly | 0.04962 | 0.03301 | 0.02175 | 0.01577 | 0.01311 | 0.01309 | 0.01409 | 0.01988 | 0.02823 | 0.03576 | 0.03579 | 0.0376 | 0.03837 | 0.03979 | 0.03683 | 0.03467 | 0.03669 | 0.04186 | 0.05289 | 0.06395 | 0.08352 | 0.09723 | 0.09285 | 0.06914 | From eQ_Lib.dat in MASControl 2017
D_MFm_Living_ILit_Yr |  | FRACTION | Default¦Wkdy | 2014-11-01 | 2014-11-30 | Hourly | 0.04177 | 0.02441 | 0.01693 | 0.01251 | 0.0134 | 0.01479 | 0.01803 | 0.03713 | 0.04513 | 0.04022 | 0.03626 | 0.03841 | 0.03728 | 0.03623 | 0.03359 | 0.03473 | 0.03766 | 0.04522 | 0.05965 | 0.07555 | 0.09844 | 0.10856 | 0.09299 | 0.07139 | From eQ_Lib.dat in MASControl 2017
D_MFm_Living_ILit_Yr |  | FRACTION | Wknd | 2014-11-01 | 2014-11-30 | Hourly | 0.04876 | 0.03316 | 0.02196 | 0.01516 | 0.01266 | 0.01321 | 0.01392 | 0.01967 | 0.02821 | 0.03673 | 0.03581 | 0.03775 | 0.03893 | 0.04066 | 0.03698 | 0.03463 | 0.0369 | 0.04432 | 0.05704 | 0.06916 | 0.08947 | 0.09952 | 0.09333 | 0.06781 | From eQ_Lib.dat in MASControl 2017
D_MFm_Living_ILit_Yr |  | FRACTION | Default¦Wkdy | 2014-12-01 | 2014-12-31 | Hourly | 0.04149 | 0.02433 | 0.01691 | 0.01246 | 0.01348 | 0.01479 | 0.01782 | 0.03736 | 0.04566 | 0.0407 | 0.03666 | 0.03918 | 0.03804 | 0.03694 | 0.0341 | 0.03533 | 0.03844 | 0.04664 | 0.06147 | 0.07791 | 0.10152 | 0.10973 | 0.09262 | 0.0712 | From eQ_Lib.dat in MASControl 2017
D_MFm_Living_ILit_Yr |  | FRACTION | Wknd | 2014-12-01 | 2014-12-31 | Hourly | 0.04843 | 0.03322 | 0.02204 | 0.01492 | 0.01249 | 0.01325 | 0.01385 | 0.01959 | 0.0282 | 0.03711 | 0.03581 | 0.0378 | 0.03915 | 0.04099 | 0.03704 | 0.03461 | 0.03698 | 0.04528 | 0.05866 | 0.0712 | 0.09179 | 0.10042 | 0.09352 | 0.06729 | From eQ_Lib.dat in MASControl 2017
D_MFm_Living_ILit_Yr |  | FRACTION | WntrDsn | 2014-01-01 | 2014-12-31 | Hourly | 0.0445 | 0.02525 | 0.0171 | 0.01303 | 0.01259 | 0.01469 | 0.02007 | 0.03488 | 0.04004 | 0.03559 | 0.03234 | 0.03092 | 0.02995 | 0.02929 | 0.02866 | 0.02883 | 0.02997 | 0.03135 | 0.04191 | 0.05252 | 0.06844 | 0.09717 | 0.09661 | 0.07324 | From eQ_Lib.dat in MASControl 2017
D_MFm_Living_ILit_Yr |  | FRACTION | SmrDsn | 2014-01-01 | 2014-12-31 | Hourly | 0.04149 | 0.02433 | 0.01691 | 0.01246 | 0.01348 | 0.01479 | 0.01782 | 0.03736 | 0.04566 | 0.0407 | 0.03666 | 0.03918 | 0.03804 | 0.03694 | 0.0341 | 0.03533 | 0.03844 | 0.04664 | 0.06147 | 0.07791 | 0.10152 | 0.10973 | 0.09262 | 0.0712 | From eQ_Lib.dat in MASControl 2017
D_MFm_Living_ILit_Yr |  | FRACTION | Hol | 2014-01-01 | 2014-12-31 | Hourly | 0.05248 | 0.03254 | 0.02106 | 0.01778 | 0.01456 | 0.01271 | 0.01467 | 0.02056 | 0.02828 | 0.03253 | 0.03576 | 0.0371 | 0.03652 | 0.03689 | 0.03632 | 0.03482 | 0.03602 | 0.03374 | 0.03916 | 0.04667 | 0.0638 | 0.08966 | 0.09123 | 0.07355 | From eQ_Lib.dat in MASControl 2017
D_MFPubTStatCool_Yr |  | C | Default¦SmrDsn¦WntrDsn¦Hol | 2014-01-01 | 2014-12-31 | Constant | 26.7 | [23 empty] | From eQ_Lib.dat in MASControl 2017
D_MFPubTStatHeat_Yr |  | C | Default¦SmrDsn¦WntrDsn¦Hol | 2014-01-01 | 2014-12-31 | Constant | 18.3 | [23 empty] | From eQ_Lib.dat in MASControl 2017
D_Mult_One_Yr |  | FRACTION | Default¦SmrDsn¦WntrDsn¦Hol | 2014-01-01 | 2014-12-31 | Constant | 1 | [23 empty] | From eQ_Lib.dat in MASControl 2017
D_PkPerKW_CZ01_Yr |  | ON_OFF | Default¦SmrDsn¦WntrDsn | 2014-01-01 | 2014-09-15 | Constant | 0 | [23 empty] | From eQ_Lib.dat in MASControl 2017
D_PkPerKW_CZ01_Yr |  | ON_OFF | Default¦Wkdy | 2014-09-16 | 2014-09-18 | Hourly | 0 | 0 | 0 | 0 | 0 | 0 | 0 | 0 | 0 | 0 | 0 | 0 | 0 | 0 | 1 | 1 | 1 | 0 | 0 | 0 | 0 | 0 | 0 | 0 | From eQ_Lib.dat in MASControl 2017
D_PkPerKW_CZ01_Yr |  | ON_OFF | Wknd | 2014-09-16 | 2014-09-18 | Hourly | 0 | 0 | 0 | 0 | 0 | 0 | 0 | 0 | 0 | 0 | 0 | 0 | 0 | 0 | 1 | 1 | 1 | 0 | 0 | 0 | 0 | 0 | 0 | 0 | From eQ_Lib.dat in MASControl 2017
D_PkPerKW_CZ01_Yr |  | ON_OFF | Default¦SmrDsn¦WntrDsn | 2014-09-19 | 2014-12-31 | Constant | 0 | [23 empty] | From eQ_Lib.dat in MASControl 2017
D_PkPerKW_CZ01_Yr |  | ON_OFF | WntrDsn | 2014-01-01 | 2014-12-31 | Constant | 0 | [23 empty] | From eQ_Lib.dat in MASControl 2017
D_PkPerKW_CZ01_Yr |  | ON_OFF | SmrDsn | 2014-01-01 | 2014-12-31 | Constant | 0 | [23 empty] | From eQ_Lib.dat in MASControl 2017
D_PkPerKW_CZ01_Yr |  | ON_OFF | Hol | 2014-01-01 | 2014-12-31 | Hourly | 0 | 0 | 0 | 0 | 0 | 0 | 0 | 0 | 0 | 0 | 0 | 0 | 0 | 0 | 1 | 1 | 1 | 0 | 0 | 0 | 0 | 0 | 0 | 0 | From eQ_Lib.dat in MASControl 2017
D_PkPerKW_CZ02_Yr |  | ON_OFF | Default¦SmrDsn¦WntrDsn | 2014-01-01 | 2014-07-07 | Constant | 0 | [23 empty] | From eQ_Lib.dat in MASControl 2017
D_PkPerKW_CZ02_Yr |  | ON_OFF | Default¦Wkdy | 2014-07-08 | 2014-07-10 | Hourly | 0 | 0 | 0 | 0 | 0 | 0 | 0 | 0 | 0 | 0 | 0 | 0 | 0 | 0 | 1 | 1 | 1 | 0 | 0 | 0 | 0 | 0 | 0 | 0 | From eQ_Lib.dat in MASControl 2017
D_PkPerKW_CZ02_Yr |  | ON_OFF | Wknd | 2014-07-08 | 2014-07-10 | Hourly | 0 | 0 | 0 | 0 | 0 | 0 | 0 | 0 | 0 | 0 | 0 | 0 | 0 | 0 | 1 | 1 | 1 | 0 | 0 | 0 | 0 | 0 | 0 | 0 | From eQ_Lib.dat in MASControl 2017
D_PkPerKW_CZ02_Yr |  | ON_OFF | Default¦SmrDsn¦WntrDsn | 2014-07-11 | 2014-12-31 | Constant | 0 | [23 empty] | From eQ_Lib.dat in MASControl 2017
D_PkPerKW_CZ02_Yr |  | ON_OFF | WntrDsn | 2014-01-01 | 2014-12-31 | Constant | 0 | [23 empty] | From eQ_Lib.dat in MASControl 2017
D_PkPerKW_CZ02_Yr |  | ON_OFF | SmrDsn | 2014-01-01 | 2014-12-31 | Constant | 0 | [23 empty] | From eQ_Lib.dat in MASControl 2017
D_PkPerKW_CZ02_Yr |  | ON_OFF | Hol | 2014-01-01 | 2014-12-31 | Hourly | 0 | 0 | 0 | 0 | 0 | 0 | 0 | 0 | 0 | 0 | 0 | 0 | 0 | 0 | 1 | 1 | 1 | 0 | 0 | 0 | 0 | 0 | 0 | 0 | From eQ_Lib.dat in MASControl 2017
D_PkPerKW_CZ03_Yr |  | ON_OFF | Default¦SmrDsn¦WntrDsn | 2014-01-01 | 2014-07-07 | Constant | 0 | [23 empty] | From eQ_Lib.dat in MASControl 2017
D_PkPerKW_CZ03_Yr |  | ON_OFF | Default¦Wkdy | 2014-07-08 | 2014-07-10 | Hourly | 0 | 0 | 0 | 0 | 0 | 0 | 0 | 0 | 0 | 0 | 0 | 0 | 0 | 0 | 1 | 1 | 1 | 0 | 0 | 0 | 0 | 0 | 0 | 0 | From eQ_Lib.dat in MASControl 2017
D_PkPerKW_CZ03_Yr |  | ON_OFF | Wknd | 2014-07-08 | 2014-07-10 | Hourly | 0 | 0 | 0 | 0 | 0 | 0 | 0 | 0 | 0 | 0 | 0 | 0 | 0 | 0 | 1 | 1 | 1 | 0 | 0 | 0 | 0 | 0 | 0 | 0 | From eQ_Lib.dat in MASControl 2017
D_PkPerKW_CZ03_Yr |  | ON_OFF | Default¦SmrDsn¦WntrDsn | 2014-07-11 | 2014-12-31 | Constant | 0 | [23 empty] | From eQ_Lib.dat in MASControl 2017
D_PkPerKW_CZ03_Yr |  | ON_OFF | WntrDsn | 2014-01-01 | 2014-12-31 | Constant | 0 | [23 empty] | From eQ_Lib.dat in MASControl 2017
D_PkPerKW_CZ03_Yr |  | ON_OFF | SmrDsn | 2014-01-01 | 2014-12-31 | Constant | 0 | [23 empty] | From eQ_Lib.dat in MASControl 2017
D_PkPerKW_CZ03_Yr |  | ON_OFF | Hol | 2014-01-01 | 2014-12-31 | Hourly | 0 | 0 | 0 | 0 | 0 | 0 | 0 | 0 | 0 | 0 | 0 | 0 | 0 | 0 | 1 | 1 | 1 | 0 | 0 | 0 | 0 | 0 | 0 | 0 | From eQ_Lib.dat in MASControl 2017
D_PkPerKW_CZ04_Yr |  | ON_OFF | Default¦SmrDsn¦WntrDsn | 2014-01-01 | 2014-08-31 | Constant | 0 | [23 empty] | From eQ_Lib.dat in MASControl 2017
D_PkPerKW_CZ04_Yr |  | ON_OFF | Default¦Wkdy | 2014-09-01 | 2014-09-03 | Hourly | 0 | 0 | 0 | 0 | 0 | 0 | 0 | 0 | 0 | 0 | 0 | 0 | 0 | 0 | 1 | 1 | 1 | 0 | 0 | 0 | 0 | 0 | 0 | 0 | From eQ_Lib.dat in MASControl 2017
D_PkPerKW_CZ04_Yr |  | ON_OFF | Wknd | 2014-09-01 | 2014-09-03 | Hourly | 0 | 0 | 0 | 0 | 0 | 0 | 0 | 0 | 0 | 0 | 0 | 0 | 0 | 0 | 1 | 1 | 1 | 0 | 0 | 0 | 0 | 0 | 0 | 0 | From eQ_Lib.dat in MASControl 2017
D_PkPerKW_CZ04_Yr |  | ON_OFF | Default¦SmrDsn¦WntrDsn | 2014-09-04 | 2014-12-31 | Constant | 0 | [23 empty] | From eQ_Lib.dat in MASControl 2017
D_PkPerKW_CZ04_Yr |  | ON_OFF | WntrDsn | 2014-01-01 | 2014-12-31 | Constant | 0 | [23 empty] | From eQ_Lib.dat in MASControl 2017
D_PkPerKW_CZ04_Yr |  | ON_OFF | SmrDsn | 2014-01-01 | 2014-12-31 | Constant | 0 | [23 empty] | From eQ_Lib.dat in MASControl 2017
D_PkPerKW_CZ04_Yr |  | ON_OFF | Hol | 2014-01-01 | 2014-12-31 | Hourly | 0 | 0 | 0 | 0 | 0 | 0 | 0 | 0 | 0 | 0 | 0 | 0 | 0 | 0 | 1 | 1 | 1 | 0 | 0 | 0 | 0 | 0 | 0 | 0 | From eQ_Lib.dat in MASControl 2017
D_PkPerKW_CZ05_Yr |  | ON_OFF | Default¦SmrDsn¦WntrDsn | 2014-01-01 | 2014-09-07 | Constant | 0 | [23 empty] | From eQ_Lib.dat in MASControl 2017
D_PkPerKW_CZ05_Yr |  | ON_OFF | Default¦Wkdy | 2014-09-08 | 2014-09-10 | Hourly | 0 | 0 | 0 | 0 | 0 | 0 | 0 | 0 | 0 | 0 | 0 | 0 | 0 | 0 | 1 | 1 | 1 | 0 | 0 | 0 | 0 | 0 | 0 | 0 | From eQ_Lib.dat in MASControl 2017
D_PkPerKW_CZ05_Yr |  | ON_OFF | Wknd | 2014-09-08 | 2014-09-10 | Hourly | 0 | 0 | 0 | 0 | 0 | 0 | 0 | 0 | 0 | 0 | 0 | 0 | 0 | 0 | 1 | 1 | 1 | 0 | 0 | 0 | 0 | 0 | 0 | 0 | From eQ_Lib.dat in MASControl 2017
D_PkPerKW_CZ05_Yr |  | ON_OFF | Default¦SmrDsn¦WntrDsn | 2014-09-11 | 2014-12-31 | Constant | 0 | [23 empty] | From eQ_Lib.dat in MASControl 2017
D_PkPerKW_CZ05_Yr |  | ON_OFF | WntrDsn | 2014-01-01 | 2014-12-31 | Constant | 0 | [23 empty] | From eQ_Lib.dat in MASControl 2017
D_PkPerKW_CZ05_Yr |  | ON_OFF | SmrDsn | 2014-01-01 | 2014-12-31 | Constant | 0 | [23 empty] | From eQ_Lib.dat in MASControl 2017
D_PkPerKW_CZ05_Yr |  | ON_OFF | Hol | 2014-01-01 | 2014-12-31 | Hourly | 0 | 0 | 0 | 0 | 0 | 0 | 0 | 0 | 0 | 0 | 0 | 0 | 0 | 0 | 1 | 1 | 1 | 0 | 0 | 0 | 0 | 0 | 0 | 0 | From eQ_Lib.dat in MASControl 2017
D_PkPerKW_CZ06_Yr |  | ON_OFF | Default¦SmrDsn¦WntrDsn | 2014-01-01 | 2014-08-31 | Constant | 0 | [23 empty] | From eQ_Lib.dat in MASControl 2017
D_PkPerKW_CZ06_Yr |  | ON_OFF | Default¦Wkdy | 2014-09-01 | 2014-09-03 | Hourly | 0 | 0 | 0 | 0 | 0 | 0 | 0 | 0 | 0 | 0 | 0 | 0 | 0 | 0 | 1 | 1 | 1 | 0 | 0 | 0 | 0 | 0 | 0 | 0 | From eQ_Lib.dat in MASControl 2017
D_PkPerKW_CZ06_Yr |  | ON_OFF | Wknd | 2014-09-01 | 2014-09-03 | Hourly | 0 | 0 | 0 | 0 | 0 | 0 | 0 | 0 | 0 | 0 | 0 | 0 | 0 | 0 | 1 | 1 | 1 | 0 | 0 | 0 | 0 | 0 | 0 | 0 | From eQ_Lib.dat in MASControl 2017
D_PkPerKW_CZ06_Yr |  | ON_OFF | Default¦SmrDsn¦WntrDsn | 2014-09-04 | 2014-12-31 | Constant | 0 | [23 empty] | From eQ_Lib.dat in MASControl 2017
D_PkPerKW_CZ06_Yr |  | ON_OFF | WntrDsn | 2014-01-01 | 2014-12-31 | Constant | 0 | [23 empty] | From eQ_Lib.dat in MASControl 2017
D_PkPerKW_CZ06_Yr |  | ON_OFF | SmrDsn | 2014-01-01 | 2014-12-31 | Constant | 0 | [23 empty] | From eQ_Lib.dat in MASControl 2017
D_PkPerKW_CZ06_Yr |  | ON_OFF | Hol | 2014-01-01 | 2014-12-31 | Hourly | 0 | 0 | 0 | 0 | 0 | 0 | 0 | 0 | 0 | 0 | 0 | 0 | 0 | 0 | 1 | 1 | 1 | 0 | 0 | 0 | 0 | 0 | 0 | 0 | From eQ_Lib.dat in MASControl 2017
D_PkPerKW_CZ07_Yr |  | ON_OFF | Default¦SmrDsn¦WntrDsn | 2014-01-01 | 2014-08-31 | Constant | 0 | [23 empty] | From eQ_Lib.dat in MASControl 2017
D_PkPerKW_CZ07_Yr |  | ON_OFF | Default¦Wkdy | 2014-09-01 | 2014-09-03 | Hourly | 0 | 0 | 0 | 0 | 0 | 0 | 0 | 0 | 0 | 0 | 0 | 0 | 0 | 0 | 1 | 1 | 1 | 0 | 0 | 0 | 0 | 0 | 0 | 0 | From eQ_Lib.dat in MASControl 2017
D_PkPerKW_CZ07_Yr |  | ON_OFF | Wknd | 2014-09-01 | 2014-09-03 | Hourly | 0 | 0 | 0 | 0 | 0 | 0 | 0 | 0 | 0 | 0 | 0 | 0 | 0 | 0 | 1 | 1 | 1 | 0 | 0 | 0 | 0 | 0 | 0 | 0 | From eQ_Lib.dat in MASControl 2017
D_PkPerKW_CZ07_Yr |  | ON_OFF | Default¦SmrDsn¦WntrDsn | 2014-09-04 | 2014-12-31 | Constant | 0 | [23 empty] | From eQ_Lib.dat in MASControl 2017
D_PkPerKW_CZ07_Yr |  | ON_OFF | WntrDsn | 2014-01-01 | 2014-12-31 | Constant | 0 | [23 empty] | From eQ_Lib.dat in MASControl 2017
D_PkPerKW_CZ07_Yr |  | ON_OFF | SmrDsn | 2014-01-01 | 2014-12-31 | Constant | 0 | [23 empty] | From eQ_Lib.dat in MASControl 2017
D_PkPerKW_CZ07_Yr |  | ON_OFF | Hol | 2014-01-01 | 2014-12-31 | Hourly | 0 | 0 | 0 | 0 | 0 | 0 | 0 | 0 | 0 | 0 | 0 | 0 | 0 | 0 | 1 | 1 | 1 | 0 | 0 | 0 | 0 | 0 | 0 | 0 | From eQ_Lib.dat in MASControl 2017
D_PkPerKW_CZ08_Yr |  | ON_OFF | Default¦SmrDsn¦WntrDsn | 2014-01-01 | 2014-08-31 | Constant | 0 | [23 empty] | From eQ_Lib.dat in MASControl 2017
D_PkPerKW_CZ08_Yr |  | ON_OFF | Default¦Wkdy | 2014-09-01 | 2014-09-03 | Hourly | 0 | 0 | 0 | 0 | 0 | 0 | 0 | 0 | 0 | 0 | 0 | 0 | 0 | 0 | 1 | 1 | 1 | 0 | 0 | 0 | 0 | 0 | 0 | 0 | From eQ_Lib.dat in MASControl 2017
D_PkPerKW_CZ08_Yr |  | ON_OFF | Wknd | 2014-09-01 | 2014-09-03 | Hourly | 0 | 0 | 0 | 0 | 0 | 0 | 0 | 0 | 0 | 0 | 0 | 0 | 0 | 0 | 1 | 1 | 1 | 0 | 0 | 0 | 0 | 0 | 0 | 0 | From eQ_Lib.dat in MASControl 2017
D_PkPerKW_CZ08_Yr |  | ON_OFF | Default¦SmrDsn¦WntrDsn | 2014-09-04 | 2014-12-31 | Constant | 0 | [23 empty] | From eQ_Lib.dat in MASControl 2017
D_PkPerKW_CZ08_Yr |  | ON_OFF | WntrDsn | 2014-01-01 | 2014-12-31 | Constant | 0 | [23 empty] | From eQ_Lib.dat in MASControl 2017
D_PkPerKW_CZ08_Yr |  | ON_OFF | SmrDsn | 2014-01-01 | 2014-12-31 | Constant | 0 | [23 empty] | From eQ_Lib.dat in MASControl 2017
D_PkPerKW_CZ08_Yr |  | ON_OFF | Hol | 2014-01-01 | 2014-12-31 | Hourly | 0 | 0 | 0 | 0 | 0 | 0 | 0 | 0 | 0 | 0 | 0 | 0 | 0 | 0 | 1 | 1 | 1 | 0 | 0 | 0 | 0 | 0 | 0 | 0 | From eQ_Lib.dat in MASControl 2017
D_PkPerKW_CZ09_Yr |  | ON_OFF | Default¦SmrDsn¦WntrDsn | 2014-01-01 | 2014-08-31 | Constant | 0 | [23 empty] | From eQ_Lib.dat in MASControl 2017
D_PkPerKW_CZ09_Yr |  | ON_OFF | Default¦Wkdy | 2014-09-01 | 2014-09-03 | Hourly | 0 | 0 | 0 | 0 | 0 | 0 | 0 | 0 | 0 | 0 | 0 | 0 | 0 | 0 | 1 | 1 | 1 | 0 | 0 | 0 | 0 | 0 | 0 | 0 | From eQ_Lib.dat in MASControl 2017
D_PkPerKW_CZ09_Yr |  | ON_OFF | Wknd | 2014-09-01 | 2014-09-03 | Hourly | 0 | 0 | 0 | 0 | 0 | 0 | 0 | 0 | 0 | 0 | 0 | 0 | 0 | 0 | 1 | 1 | 1 | 0 | 0 | 0 | 0 | 0 | 0 | 0 | From eQ_Lib.dat in MASControl 2017
D_PkPerKW_CZ09_Yr |  | ON_OFF | Default¦SmrDsn¦WntrDsn | 2014-09-04 | 2014-12-31 | Constant | 0 | [23 empty] | From eQ_Lib.dat in MASControl 2017
D_PkPerKW_CZ09_Yr |  | ON_OFF | WntrDsn | 2014-01-01 | 2014-12-31 | Constant | 0 | [23 empty] | From eQ_Lib.dat in MASControl 2017
D_PkPerKW_CZ09_Yr |  | ON_OFF | SmrDsn | 2014-01-01 | 2014-12-31 | Constant | 0 | [23 empty] | From eQ_Lib.dat in MASControl 2017
D_PkPerKW_CZ09_Yr |  | ON_OFF | Hol | 2014-01-01 | 2014-12-31 | Hourly | 0 | 0 | 0 | 0 | 0 | 0 | 0 | 0 | 0 | 0 | 0 | 0 | 0 | 0 | 1 | 1 | 1 | 0 | 0 | 0 | 0 | 0 | 0 | 0 | From eQ_Lib.dat in MASControl 2017
D_PkPerKW_CZ10_Yr |  | ON_OFF | Default¦SmrDsn¦WntrDsn | 2014-01-01 | 2014-08-31 | Constant | 0 | [23 empty] | From eQ_Lib.dat in MASControl 2017
D_PkPerKW_CZ10_Yr |  | ON_OFF | Default¦Wkdy | 2014-09-01 | 2014-09-03 | Hourly | 0 | 0 | 0 | 0 | 0 | 0 | 0 | 0 | 0 | 0 | 0 | 0 | 0 | 0 | 1 | 1 | 1 | 0 | 0 | 0 | 0 | 0 | 0 | 0 | From eQ_Lib.dat in MASControl 2017
D_PkPerKW_CZ10_Yr |  | ON_OFF | Wknd | 2014-09-01 | 2014-09-03 | Hourly | 0 | 0 | 0 | 0 | 0 | 0 | 0 | 0 | 0 | 0 | 0 | 0 | 0 | 0 | 1 | 1 | 1 | 0 | 0 | 0 | 0 | 0 | 0 | 0 | From eQ_Lib.dat in MASControl 2017
D_PkPerKW_CZ10_Yr |  | ON_OFF | Default¦SmrDsn¦WntrDsn | 2014-09-04 | 2014-12-31 | Constant | 0 | [23 empty] | From eQ_Lib.dat in MASControl 2017
D_PkPerKW_CZ10_Yr |  | ON_OFF | WntrDsn | 2014-01-01 | 2014-12-31 | Constant | 0 | [23 empty] | From eQ_Lib.dat in MASControl 2017
D_PkPerKW_CZ10_Yr |  | ON_OFF | SmrDsn | 2014-01-01 | 2014-12-31 | Constant | 0 | [23 empty] | From eQ_Lib.dat in MASControl 2017
D_PkPerKW_CZ10_Yr |  | ON_OFF | Hol | 2014-01-01 | 2014-12-31 | Hourly | 0 | 0 | 0 | 0 | 0 | 0 | 0 | 0 | 0 | 0 | 0 | 0 | 0 | 0 | 1 | 1 | 1 | 0 | 0 | 0 | 0 | 0 | 0 | 0 | From eQ_Lib.dat in MASControl 2017
D_PkPerKW_CZ11_Yr |  | ON_OFF | Default¦SmrDsn¦WntrDsn | 2014-01-01 | 2014-07-07 | Constant | 0 | [23 empty] | From eQ_Lib.dat in MASControl 2017
D_PkPerKW_CZ11_Yr |  | ON_OFF | Default¦Wkdy | 2014-07-08 | 2014-07-10 | Hourly | 0 | 0 | 0 | 0 | 0 | 0 | 0 | 0 | 0 | 0 | 0 | 0 | 0 | 0 | 1 | 1 | 1 | 0 | 0 | 0 | 0 | 0 | 0 | 0 | From eQ_Lib.dat in MASControl 2017
D_PkPerKW_CZ11_Yr |  | ON_OFF | Wknd | 2014-07-08 | 2014-07-10 | Hourly | 0 | 0 | 0 | 0 | 0 | 0 | 0 | 0 | 0 | 0 | 0 | 0 | 0 | 0 | 1 | 1 | 1 | 0 | 0 | 0 | 0 | 0 | 0 | 0 | From eQ_Lib.dat in MASControl 2017
D_PkPerKW_CZ11_Yr |  | ON_OFF | Default¦SmrDsn¦WntrDsn | 2014-07-11 | 2014-12-31 | Constant | 0 | [23 empty] | From eQ_Lib.dat in MASControl 2017
D_PkPerKW_CZ11_Yr |  | ON_OFF | WntrDsn | 2014-01-01 | 2014-12-31 | Constant | 0 | [23 empty] | From eQ_Lib.dat in MASControl 2017
D_PkPerKW_CZ11_Yr |  | ON_OFF | SmrDsn | 2014-01-01 | 2014-12-31 | Constant | 0 | [23 empty] | From eQ_Lib.dat in MASControl 2017
D_PkPerKW_CZ11_Yr |  | ON_OFF | Hol | 2014-01-01 | 2014-12-31 | Hourly | 0 | 0 | 0 | 0 | 0 | 0 | 0 | 0 | 0 | 0 | 0 | 0 | 0 | 0 | 1 | 1 | 1 | 0 | 0 | 0 | 0 | 0 | 0 | 0 | From eQ_Lib.dat in MASControl 2017
D_PkPerKW_CZ12_Yr |  | ON_OFF | Default¦SmrDsn¦WntrDsn | 2014-01-01 | 2014-07-07 | Constant | 0 | [23 empty] | From eQ_Lib.dat in MASControl 2017
D_PkPerKW_CZ12_Yr |  | ON_OFF | Default¦Wkdy | 2014-07-08 | 2014-07-10 | Hourly | 0 | 0 | 0 | 0 | 0 | 0 | 0 | 0 | 0 | 0 | 0 | 0 | 0 | 0 | 1 | 1 | 1 | 0 | 0 | 0 | 0 | 0 | 0 | 0 | From eQ_Lib.dat in MASControl 2017
D_PkPerKW_CZ12_Yr |  | ON_OFF | Wknd | 2014-07-08 | 2014-07-10 | Hourly | 0 | 0 | 0 | 0 | 0 | 0 | 0 | 0 | 0 | 0 | 0 | 0 | 0 | 0 | 1 | 1 | 1 | 0 | 0 | 0 | 0 | 0 | 0 | 0 | From eQ_Lib.dat in MASControl 2017
D_PkPerKW_CZ12_Yr |  | ON_OFF | Default¦SmrDsn¦WntrDsn | 2014-07-11 | 2014-12-31 | Constant | 0 | [23 empty] | From eQ_Lib.dat in MASControl 2017
D_PkPerKW_CZ12_Yr |  | ON_OFF | WntrDsn | 2014-01-01 | 2014-12-31 | Constant | 0 | [23 empty] | From eQ_Lib.dat in MASControl 2017
D_PkPerKW_CZ12_Yr |  | ON_OFF | SmrDsn | 2014-01-01 | 2014-12-31 | Constant | 0 | [23 empty] | From eQ_Lib.dat in MASControl 2017
D_PkPerKW_CZ12_Yr |  | ON_OFF | Hol | 2014-01-01 | 2014-12-31 | Hourly | 0 | 0 | 0 | 0 | 0 | 0 | 0 | 0 | 0 | 0 | 0 | 0 | 0 | 0 | 1 | 1 | 1 | 0 | 0 | 0 | 0 | 0 | 0 | 0 | From eQ_Lib.dat in MASControl 2017
D_PkPerKW_CZ13_Yr |  | ON_OFF | Default¦SmrDsn¦WntrDsn | 2014-01-01 | 2014-07-07 | Constant | 0 | [23 empty] | From eQ_Lib.dat in MASControl 2017
D_PkPerKW_CZ13_Yr |  | ON_OFF | Default¦Wkdy | 2014-07-08 | 2014-07-10 | Hourly | 0 | 0 | 0 | 0 | 0 | 0 | 0 | 0 | 0 | 0 | 0 | 0 | 0 | 0 | 1 | 1 | 1 | 0 | 0 | 0 | 0 | 0 | 0 | 0 | From eQ_Lib.dat in MASControl 2017
D_PkPerKW_CZ13_Yr |  | ON_OFF | Wknd | 2014-07-08 | 2014-07-10 | Hourly | 0 | 0 | 0 | 0 | 0 | 0 | 0 | 0 | 0 | 0 | 0 | 0 | 0 | 0 | 1 | 1 | 1 | 0 | 0 | 0 | 0 | 0 | 0 | 0 | From eQ_Lib.dat in MASControl 2017
D_PkPerKW_CZ13_Yr |  | ON_OFF | Default¦SmrDsn¦WntrDsn | 2014-07-11 | 2014-12-31 | Constant | 0 | [23 empty] | From eQ_Lib.dat in MASControl 2017
D_PkPerKW_CZ13_Yr |  | ON_OFF | WntrDsn | 2014-01-01 | 2014-12-31 | Constant | 0 | [23 empty] | From eQ_Lib.dat in MASControl 2017
D_PkPerKW_CZ13_Yr |  | ON_OFF | SmrDsn | 2014-01-01 | 2014-12-31 | Constant | 0 | [23 empty] | From eQ_Lib.dat in MASControl 2017
D_PkPerKW_CZ13_Yr |  | ON_OFF | Hol | 2014-01-01 | 2014-12-31 | Hourly | 0 | 0 | 0 | 0 | 0 | 0 | 0 | 0 | 0 | 0 | 0 | 0 | 0 | 0 | 1 | 1 | 1 | 0 | 0 | 0 | 0 | 0 | 0 | 0 | From eQ_Lib.dat in MASControl 2017
D_PkPerKW_CZ14_Yr |  | ON_OFF | Default¦SmrDsn¦WntrDsn | 2014-01-01 | 2014-08-25 | Constant | 0 | [23 empty] | From eQ_Lib.dat in MASControl 2017
D_PkPerKW_CZ14_Yr |  | ON_OFF | Default¦Wkdy | 2014-08-26 | 2014-08-28 | Hourly | 0 | 0 | 0 | 0 | 0 | 0 | 0 | 0 | 0 | 0 | 0 | 0 | 0 | 0 | 1 | 1 | 1 | 0 | 0 | 0 | 0 | 0 | 0 | 0 | From eQ_Lib.dat in MASControl 2017
D_PkPerKW_CZ14_Yr |  | ON_OFF | Wknd | 2014-08-26 | 2014-08-28 | Hourly | 0 | 0 | 0 | 0 | 0 | 0 | 0 | 0 | 0 | 0 | 0 | 0 | 0 | 0 | 1 | 1 | 1 | 0 | 0 | 0 | 0 | 0 | 0 | 0 | From eQ_Lib.dat in MASControl 2017
D_PkPerKW_CZ14_Yr |  | ON_OFF | Default¦SmrDsn¦WntrDsn | 2014-08-29 | 2014-12-31 | Constant | 0 | [23 empty] | From eQ_Lib.dat in MASControl 2017
D_PkPerKW_CZ14_Yr |  | ON_OFF | WntrDsn | 2014-01-01 | 2014-12-31 | Constant | 0 | [23 empty] | From eQ_Lib.dat in MASControl 2017
D_PkPerKW_CZ14_Yr |  | ON_OFF | SmrDsn | 2014-01-01 | 2014-12-31 | Constant | 0 | [23 empty] | From eQ_Lib.dat in MASControl 2017
D_PkPerKW_CZ14_Yr |  | ON_OFF | Hol | 2014-01-01 | 2014-12-31 | Hourly | 0 | 0 | 0 | 0 | 0 | 0 | 0 | 0 | 0 | 0 | 0 | 0 | 0 | 0 | 1 | 1 | 1 | 0 | 0 | 0 | 0 | 0 | 0 | 0 | From eQ_Lib.dat in MASControl 2017
D_PkPerKW_CZ15_Yr |  | ON_OFF | Default¦SmrDsn¦WntrDsn | 2014-01-01 | 2014-08-24 | Constant | 0 | [23 empty] | From eQ_Lib.dat in MASControl 2017
D_PkPerKW_CZ15_Yr |  | ON_OFF | Default¦Wkdy | 2014-08-25 | 2014-08-27 | Hourly | 0 | 0 | 0 | 0 | 0 | 0 | 0 | 0 | 0 | 0 | 0 | 0 | 0 | 0 | 1 | 1 | 1 | 0 | 0 | 0 | 0 | 0 | 0 | 0 | From eQ_Lib.dat in MASControl 2017
D_PkPerKW_CZ15_Yr |  | ON_OFF | Wknd | 2014-08-25 | 2014-08-27 | Hourly | 0 | 0 | 0 | 0 | 0 | 0 | 0 | 0 | 0 | 0 | 0 | 0 | 0 | 0 | 1 | 1 | 1 | 0 | 0 | 0 | 0 | 0 | 0 | 0 | From eQ_Lib.dat in MASControl 2017
D_PkPerKW_CZ15_Yr |  | ON_OFF | Default¦SmrDsn¦WntrDsn | 2014-08-28 | 2014-12-31 | Constant | 0 | [23 empty] | From eQ_Lib.dat in MASControl 2017
D_PkPerKW_CZ15_Yr |  | ON_OFF | WntrDsn | 2014-01-01 | 2014-12-31 | Constant | 0 | [23 empty] | From eQ_Lib.dat in MASControl 2017
D_PkPerKW_CZ15_Yr |  | ON_OFF | SmrDsn | 2014-01-01 | 2014-12-31 | Constant | 0 | [23 empty] | From eQ_Lib.dat in MASControl 2017
D_PkPerKW_CZ15_Yr |  | ON_OFF | Hol | 2014-01-01 | 2014-12-31 | Hourly | 0 | 0 | 0 | 0 | 0 | 0 | 0 | 0 | 0 | 0 | 0 | 0 | 0 | 0 | 1 | 1 | 1 | 0 | 0 | 0 | 0 | 0 | 0 | 0 | From eQ_Lib.dat in MASControl 2017
D_PkPerKW_CZ16_Yr |  | ON_OFF | Default¦SmrDsn¦WntrDsn | 2014-01-01 | 2014-07-07 | Constant | 0 | [23 empty] | From eQ_Lib.dat in MASControl 2017
D_PkPerKW_CZ16_Yr |  | ON_OFF | Default¦Wkdy | 2014-07-08 | 2014-07-10 | Hourly | 0 | 0 | 0 | 0 | 0 | 0 | 0 | 0 | 0 | 0 | 0 | 0 | 0 | 0 | 1 | 1 | 1 | 0 | 0 | 0 | 0 | 0 | 0 | 0 | From eQ_Lib.dat in MASControl 2017
D_PkPerKW_CZ16_Yr |  | ON_OFF | Wknd | 2014-07-08 | 2014-07-10 | Hourly | 0 | 0 | 0 | 0 | 0 | 0 | 0 | 0 | 0 | 0 | 0 | 0 | 0 | 0 | 1 | 1 | 1 | 0 | 0 | 0 | 0 | 0 | 0 | 0 | From eQ_Lib.dat in MASControl 2017
D_PkPerKW_CZ16_Yr |  | ON_OFF | Default¦SmrDsn¦WntrDsn | 2014-07-11 | 2014-12-31 | Constant | 0 | [23 empty] | From eQ_Lib.dat in MASControl 2017
D_PkPerKW_CZ16_Yr |  | ON_OFF | WntrDsn | 2014-01-01 | 2014-12-31 | Constant | 0 | [23 empty] | From eQ_Lib.dat in MASControl 2017
D_PkPerKW_CZ16_Yr |  | ON_OFF | SmrDsn | 2014-01-01 | 2014-12-31 | Constant | 0 | [23 empty] | From eQ_Lib.dat in MASControl 2017
D_PkPerKW_CZ16_Yr |  | ON_OFF | Hol | 2014-01-01 | 2014-12-31 | Hourly | 0 | 0 | 0 | 0 | 0 | 0 | 0 | 0 | 0 | 0 | 0 | 0 | 0 | 0 | 1 | 1 | 1 | 0 | 0 | 0 | 0 | 0 | 0 | 0 | From eQ_Lib.dat in MASControl 2017
D_ResNatVentOnCZ01_Yr |  | ON_OFF | Default¦SmrDsn¦WntrDsn¦Hol | 2014-01-01 | 2014-12-31 | Constant | 0 | [23 empty] | From eQ_Lib.dat in MASControl 2017
D_ResNatVentOnCZ02_Yr |  | ON_OFF | Default¦SmrDsn¦WntrDsn | 2014-01-01 | 2014-05-19 | Constant | 0 | [23 empty] | From eQ_Lib.dat in MASControl 2017
D_ResNatVentOnCZ02_Yr |  | ON_OFF | Default¦SmrDsn¦WntrDsn | 2014-05-20 | 2014-09-30 | Constant | 1 | [23 empty] | From eQ_Lib.dat in MASControl 2017
D_ResNatVentOnCZ02_Yr |  | ON_OFF | Default¦SmrDsn¦WntrDsn | 2014-10-01 | 2014-10-06 | Constant | 0 | [23 empty] | From eQ_Lib.dat in MASControl 2017
D_ResNatVentOnCZ02_Yr |  | ON_OFF | Default¦SmrDsn¦WntrDsn | 2014-10-07 | 2014-10-21 | Constant | 1 | [23 empty] | From eQ_Lib.dat in MASControl 2017
D_ResNatVentOnCZ02_Yr |  | ON_OFF | Default¦SmrDsn¦WntrDsn | 2014-10-22 | 2014-12-31 | Constant | 0 | [23 empty] | From eQ_Lib.dat in MASControl 2017
D_ResNatVentOnCZ03_Yr |  | ON_OFF | Default¦SmrDsn¦WntrDsn | 2014-01-01 | 2014-05-21 | Constant | 0 | [23 empty] | From eQ_Lib.dat in MASControl 2017
D_ResNatVentOnCZ03_Yr |  | ON_OFF | Default¦SmrDsn¦WntrDsn | 2014-05-22 | 2014-06-18 | Constant | 1 | [23 empty] | From eQ_Lib.dat in MASControl 2017
D_ResNatVentOnCZ03_Yr |  | ON_OFF | Default¦SmrDsn¦WntrDsn | 2014-06-19 | 2014-06-30 | Constant | 0 | [23 empty] | From eQ_Lib.dat in MASControl 2017
D_ResNatVentOnCZ03_Yr |  | ON_OFF | Default¦SmrDsn¦WntrDsn | 2014-07-01 | 2014-10-08 | Constant | 1 | [23 empty] | From eQ_Lib.dat in MASControl 2017
D_ResNatVentOnCZ03_Yr |  | ON_OFF | Default¦SmrDsn¦WntrDsn | 2014-10-09 | 2014-10-17 | Constant | 0 | [23 empty] | From eQ_Lib.dat in MASControl 2017
D_ResNatVentOnCZ03_Yr |  | ON_OFF | Default¦SmrDsn¦WntrDsn | 2014-10-18 | 2014-10-24 | Constant | 1 | [23 empty] | From eQ_Lib.dat in MASControl 2017
D_ResNatVentOnCZ03_Yr |  | ON_OFF | Default¦SmrDsn¦WntrDsn | 2014-10-25 | 2014-12-31 | Constant | 0 | [23 empty] | From eQ_Lib.dat in MASControl 2017
D_ResNatVentOnCZ04_Yr |  | ON_OFF | Default¦SmrDsn¦WntrDsn | 2014-01-01 | 2014-04-29 | Constant | 0 | [23 empty] | From eQ_Lib.dat in MASControl 2017
D_ResNatVentOnCZ04_Yr |  | ON_OFF | Default¦SmrDsn¦WntrDsn | 2014-04-30 | 2014-05-03 | Constant | 1 | [23 empty] | From eQ_Lib.dat in MASControl 2017
D_ResNatVentOnCZ04_Yr |  | ON_OFF | Default¦SmrDsn¦WntrDsn | 2014-05-04 | 2014-05-14 | Constant | 0 | [23 empty] | From eQ_Lib.dat in MASControl 2017
D_ResNatVentOnCZ04_Yr |  | ON_OFF | Default¦SmrDsn¦WntrDsn | 2014-05-15 | 2014-10-30 | Constant | 1 | [23 empty] | From eQ_Lib.dat in MASControl 2017
D_ResNatVentOnCZ04_Yr |  | ON_OFF | Default¦SmrDsn¦WntrDsn | 2014-10-31 | 2014-12-31 | Constant | 0 | [23 empty] | From eQ_Lib.dat in MASControl 2017
D_ResNatVentOnCZ05_Yr |  | ON_OFF | Default¦SmrDsn¦WntrDsn | 2014-01-01 | 2014-05-27 | Constant | 0 | [23 empty] | From eQ_Lib.dat in MASControl 2017
D_ResNatVentOnCZ05_Yr |  | ON_OFF | Default¦SmrDsn¦WntrDsn | 2014-05-28 | 2014-05-28 | Constant | 1 | [23 empty] | From eQ_Lib.dat in MASControl 2017
D_ResNatVentOnCZ05_Yr |  | ON_OFF | Default¦SmrDsn¦WntrDsn | 2014-05-29 | 2014-05-30 | Constant | 0 | [23 empty] | From eQ_Lib.dat in MASControl 2017
D_ResNatVentOnCZ05_Yr |  | ON_OFF | Default¦SmrDsn¦WntrDsn | 2014-05-31 | 2014-06-02 | Constant | 1 | [23 empty] | From eQ_Lib.dat in MASControl 2017
D_ResNatVentOnCZ05_Yr |  | ON_OFF | Default¦SmrDsn¦WntrDsn | 2014-06-03 | 2014-06-11 | Constant | 0 | [23 empty] | From eQ_Lib.dat in MASControl 2017
D_ResNatVentOnCZ05_Yr |  | ON_OFF | Default¦SmrDsn¦WntrDsn | 2014-06-12 | 2014-06-13 | Constant | 1 | [23 empty] | From eQ_Lib.dat in MASControl 2017
D_ResNatVentOnCZ05_Yr |  | ON_OFF | Default¦SmrDsn¦WntrDsn | 2014-06-14 | 2014-07-09 | Constant | 0 | [23 empty] | From eQ_Lib.dat in MASControl 2017
D_ResNatVentOnCZ05_Yr |  | ON_OFF | Default¦SmrDsn¦WntrDsn | 2014-07-10 | 2014-08-15 | Constant | 1 | [23 empty] | From eQ_Lib.dat in MASControl 2017
D_ResNatVentOnCZ05_Yr |  | ON_OFF | Default¦SmrDsn¦WntrDsn | 2014-08-16 | 2014-08-28 | Constant | 0 | [23 empty] | From eQ_Lib.dat in MASControl 2017
D_ResNatVentOnCZ05_Yr |  | ON_OFF | Default¦SmrDsn¦WntrDsn | 2014-08-29 | 2014-08-29 | Constant | 1 | [23 empty] | From eQ_Lib.dat in MASControl 2017
D_ResNatVentOnCZ05_Yr |  | ON_OFF | Default¦SmrDsn¦WntrDsn | 2014-08-30 | 2014-09-02 | Constant | 0 | [23 empty] | From eQ_Lib.dat in MASControl 2017
D_ResNatVentOnCZ05_Yr |  | ON_OFF | Default¦SmrDsn¦WntrDsn | 2014-09-03 | 2014-09-17 | Constant | 1 | [23 empty] | From eQ_Lib.dat in MASControl 2017
D_ResNatVentOnCZ05_Yr |  | ON_OFF | Default¦SmrDsn¦WntrDsn | 2014-09-18 | 2014-09-29 | Constant | 0 | [23 empty] | From eQ_Lib.dat in MASControl 2017
D_ResNatVentOnCZ05_Yr |  | ON_OFF | Default¦SmrDsn¦WntrDsn | 2014-09-30 | 2014-10-01 | Constant | 1 | [23 empty] | From eQ_Lib.dat in MASControl 2017
D_ResNatVentOnCZ05_Yr |  | ON_OFF | Default¦SmrDsn¦WntrDsn | 2014-10-02 | 2014-10-04 | Constant | 0 | [23 empty] | From eQ_Lib.dat in MASControl 2017
D_ResNatVentOnCZ05_Yr |  | ON_OFF | Default¦SmrDsn¦WntrDsn | 2014-10-05 | 2014-10-12 | Constant | 1 | [23 empty] | From eQ_Lib.dat in MASControl 2017
D_ResNatVentOnCZ05_Yr |  | ON_OFF | Default¦SmrDsn¦WntrDsn | 2014-10-13 | 2014-12-31 | Constant | 0 | [23 empty] | From eQ_Lib.dat in MASControl 2017
D_ResNatVentOnCZ06_Yr |  | ON_OFF | Default¦SmrDsn¦WntrDsn | 2014-01-01 | 2014-04-29 | Constant | 0 | [23 empty] | From eQ_Lib.dat in MASControl 2017
D_ResNatVentOnCZ06_Yr |  | ON_OFF | Default¦SmrDsn¦WntrDsn | 2014-04-30 | 2014-05-02 | Constant | 1 | [23 empty] | From eQ_Lib.dat in MASControl 2017
D_ResNatVentOnCZ06_Yr |  | ON_OFF | Default¦SmrDsn¦WntrDsn | 2014-05-03 | 2014-05-06 | Constant | 0 | [23 empty] | From eQ_Lib.dat in MASControl 2017
D_ResNatVentOnCZ06_Yr |  | ON_OFF | Default¦SmrDsn¦WntrDsn | 2014-05-07 | 2014-11-06 | Constant | 1 | [23 empty] | From eQ_Lib.dat in MASControl 2017
D_ResNatVentOnCZ06_Yr |  | ON_OFF | Default¦SmrDsn¦WntrDsn | 2014-11-07 | 2014-11-15 | Constant | 0 | [23 empty] | From eQ_Lib.dat in MASControl 2017
D_ResNatVentOnCZ06_Yr |  | ON_OFF | Default¦SmrDsn¦WntrDsn | 2014-11-16 | 2014-11-19 | Constant | 1 | [23 empty] | From eQ_Lib.dat in MASControl 2017
D_ResNatVentOnCZ06_Yr |  | ON_OFF | Default¦SmrDsn¦WntrDsn | 2014-11-20 | 2014-12-31 | Constant | 0 | [23 empty] | From eQ_Lib.dat in MASControl 2017
D_ResNatVentOnCZ07_Yr |  | ON_OFF | Default¦SmrDsn¦WntrDsn | 2014-01-01 | 2014-02-16 | Constant | 0 | [23 empty] | From eQ_Lib.dat in MASControl 2017
D_ResNatVentOnCZ07_Yr |  | ON_OFF | Default¦SmrDsn¦WntrDsn | 2014-02-17 | 2014-02-20 | Constant | 1 | [23 empty] | From eQ_Lib.dat in MASControl 2017
D_ResNatVentOnCZ07_Yr |  | ON_OFF | Default¦SmrDsn¦WntrDsn | 2014-02-21 | 2014-04-24 | Constant | 0 | [23 empty] | From eQ_Lib.dat in MASControl 2017
D_ResNatVentOnCZ07_Yr |  | ON_OFF | Default¦SmrDsn¦WntrDsn | 2014-04-25 | 2014-05-02 | Constant | 1 | [23 empty] | From eQ_Lib.dat in MASControl 2017
D_ResNatVentOnCZ07_Yr |  | ON_OFF | Default¦SmrDsn¦WntrDsn | 2014-05-03 | 2014-05-12 | Constant | 0 | [23 empty] | From eQ_Lib.dat in MASControl 2017
D_ResNatVentOnCZ07_Yr |  | ON_OFF | Default¦SmrDsn¦WntrDsn | 2014-05-13 | 2014-11-23 | Constant | 1 | [23 empty] | From eQ_Lib.dat in MASControl 2017
D_ResNatVentOnCZ07_Yr |  | ON_OFF | Default¦SmrDsn¦WntrDsn | 2014-11-24 | 2014-12-17 | Constant | 0 | [23 empty] | From eQ_Lib.dat in MASControl 2017
D_ResNatVentOnCZ07_Yr |  | ON_OFF | Default¦SmrDsn¦WntrDsn | 2014-12-18 | 2014-12-18 | Constant | 1 | [23 empty] | From eQ_Lib.dat in MASControl 2017
D_ResNatVentOnCZ07_Yr |  | ON_OFF | Default¦SmrDsn¦WntrDsn | 2014-12-19 | 2014-12-19 | Constant | 0 | [23 empty] | From eQ_Lib.dat in MASControl 2017
D_ResNatVentOnCZ07_Yr |  | ON_OFF | Default¦SmrDsn¦WntrDsn | 2014-12-20 | 2014-12-25 | Constant | 1 | [23 empty] | From eQ_Lib.dat in MASControl 2017
D_ResNatVentOnCZ07_Yr |  | ON_OFF | Default¦SmrDsn¦WntrDsn | 2014-12-26 | 2014-12-31 | Constant | 0 | [23 empty] | From eQ_Lib.dat in MASControl 2017
D_ResNatVentOnCZ08_Yr |  | ON_OFF | Default¦SmrDsn¦WntrDsn | 2014-01-01 | 2014-03-17 | Constant | 0 | [23 empty] | From eQ_Lib.dat in MASControl 2017
D_ResNatVentOnCZ08_Yr |  | ON_OFF | Default¦SmrDsn¦WntrDsn | 2014-03-18 | 2014-03-27 | Constant | 1 | [23 empty] | From eQ_Lib.dat in MASControl 2017
D_ResNatVentOnCZ08_Yr |  | ON_OFF | Default¦SmrDsn¦WntrDsn | 2014-03-28 | 2014-04-19 | Constant | 0 | [23 empty] | From eQ_Lib.dat in MASControl 2017
D_ResNatVentOnCZ08_Yr |  | ON_OFF | Default¦SmrDsn¦WntrDsn | 2014-04-20 | 2014-04-21 | Constant | 1 | [23 empty] | From eQ_Lib.dat in MASControl 2017
D_ResNatVentOnCZ08_Yr |  | ON_OFF | Default¦SmrDsn¦WntrDsn | 2014-04-22 | 2014-04-23 | Constant | 0 | [23 empty] | From eQ_Lib.dat in MASControl 2017
D_ResNatVentOnCZ08_Yr |  | ON_OFF | Default¦SmrDsn¦WntrDsn | 2014-04-24 | 2014-11-10 | Constant | 1 | [23 empty] | From eQ_Lib.dat in MASControl 2017
D_ResNatVentOnCZ08_Yr |  | ON_OFF | Default¦SmrDsn¦WntrDsn | 2014-11-11 | 2014-11-14 | Constant | 0 | [23 empty] | From eQ_Lib.dat in MASControl 2017
D_ResNatVentOnCZ08_Yr |  | ON_OFF | Default¦SmrDsn¦WntrDsn | 2014-11-15 | 2014-11-21 | Constant | 1 | [23 empty] | From eQ_Lib.dat in MASControl 2017
D_ResNatVentOnCZ08_Yr |  | ON_OFF | Default¦SmrDsn¦WntrDsn | 2014-11-22 | 2014-12-17 | Constant | 0 | [23 empty] | From eQ_Lib.dat in MASControl 2017
D_ResNatVentOnCZ08_Yr |  | ON_OFF | Default¦SmrDsn¦WntrDsn | 2014-12-18 | 2014-12-23 | Constant | 1 | [23 empty] | From eQ_Lib.dat in MASControl 2017
D_ResNatVentOnCZ08_Yr |  | ON_OFF | Default¦SmrDsn¦WntrDsn | 2014-12-24 | 2014-12-31 | Constant | 0 | [23 empty] | From eQ_Lib.dat in MASControl 2017
D_ResNatVentOnCZ09_Yr |  | ON_OFF | Default¦SmrDsn¦WntrDsn | 2014-01-01 | 2014-03-16 | Constant | 0 | [23 empty] | From eQ_Lib.dat in MASControl 2017
D_ResNatVentOnCZ09_Yr |  | ON_OFF | Default¦SmrDsn¦WntrDsn | 2014-03-17 | 2014-03-26 | Constant | 1 | [23 empty] | From eQ_Lib.dat in MASControl 2017
D_ResNatVentOnCZ09_Yr |  | ON_OFF | Default¦SmrDsn¦WntrDsn | 2014-03-27 | 2014-04-23 | Constant | 0 | [23 empty] | From eQ_Lib.dat in MASControl 2017
D_ResNatVentOnCZ09_Yr |  | ON_OFF | Default¦SmrDsn¦WntrDsn | 2014-04-24 | 2014-05-07 | Constant | 1 | [23 empty] | From eQ_Lib.dat in MASControl 2017
D_ResNatVentOnCZ09_Yr |  | ON_OFF | Default¦SmrDsn¦WntrDsn | 2014-05-08 | 2014-05-11 | Constant | 0 | [23 empty] | From eQ_Lib.dat in MASControl 2017
D_ResNatVentOnCZ09_Yr |  | ON_OFF | Default¦SmrDsn¦WntrDsn | 2014-05-12 | 2014-11-06 | Constant | 1 | [23 empty] | From eQ_Lib.dat in MASControl 2017
D_ResNatVentOnCZ09_Yr |  | ON_OFF | Default¦SmrDsn¦WntrDsn | 2014-11-07 | 2014-11-16 | Constant | 0 | [23 empty] | From eQ_Lib.dat in MASControl 2017
D_ResNatVentOnCZ09_Yr |  | ON_OFF | Default¦SmrDsn¦WntrDsn | 2014-11-17 | 2014-11-22 | Constant | 1 | [23 empty] | From eQ_Lib.dat in MASControl 2017
D_ResNatVentOnCZ09_Yr |  | ON_OFF | Default¦SmrDsn¦WntrDsn | 2014-11-23 | 2014-12-16 | Constant | 0 | [23 empty] | From eQ_Lib.dat in MASControl 2017
D_ResNatVentOnCZ09_Yr |  | ON_OFF | Default¦SmrDsn¦WntrDsn | 2014-12-17 | 2014-12-22 | Constant | 1 | [23 empty] | From eQ_Lib.dat in MASControl 2017
D_ResNatVentOnCZ09_Yr |  | ON_OFF | Default¦SmrDsn¦WntrDsn | 2014-12-23 | 2014-12-31 | Constant | 0 | [23 empty] | From eQ_Lib.dat in MASControl 2017
D_ResNatVentOnCZ10_Yr |  | ON_OFF | Default¦SmrDsn¦WntrDsn | 2014-01-01 | 2014-03-17 | Constant | 0 | [23 empty] | From eQ_Lib.dat in MASControl 2017
D_ResNatVentOnCZ10_Yr |  | ON_OFF | Default¦SmrDsn¦WntrDsn | 2014-03-18 | 2014-03-25 | Constant | 1 | [23 empty] | From eQ_Lib.dat in MASControl 2017
D_ResNatVentOnCZ10_Yr |  | ON_OFF | Default¦SmrDsn¦WntrDsn | 2014-03-26 | 2014-04-24 | Constant | 0 | [23 empty] | From eQ_Lib.dat in MASControl 2017
D_ResNatVentOnCZ10_Yr |  | ON_OFF | Default¦SmrDsn¦WntrDsn | 2014-04-25 | 2014-05-07 | Constant | 1 | [23 empty] | From eQ_Lib.dat in MASControl 2017
D_ResNatVentOnCZ10_Yr |  | ON_OFF | Default¦SmrDsn¦WntrDsn | 2014-05-08 | 2014-05-12 | Constant | 0 | [23 empty] | From eQ_Lib.dat in MASControl 2017
D_ResNatVentOnCZ10_Yr |  | ON_OFF | Default¦SmrDsn¦WntrDsn | 2014-05-13 | 2014-11-06 | Constant | 1 | [23 empty] | From eQ_Lib.dat in MASControl 2017
D_ResNatVentOnCZ10_Yr |  | ON_OFF | Default¦SmrDsn¦WntrDsn | 2014-11-07 | 2014-12-16 | Constant | 0 | [23 empty] | From eQ_Lib.dat in MASControl 2017
D_ResNatVentOnCZ10_Yr |  | ON_OFF | Default¦SmrDsn¦WntrDsn | 2014-12-17 | 2014-12-22 | Constant | 1 | [23 empty] | From eQ_Lib.dat in MASControl 2017
D_ResNatVentOnCZ10_Yr |  | ON_OFF | Default¦SmrDsn¦WntrDsn | 2014-12-23 | 2014-12-31 | Constant | 0 | [23 empty] | From eQ_Lib.dat in MASControl 2017
D_ResNatVentOnCZ11_Yr |  | ON_OFF | Default¦SmrDsn¦WntrDsn | 2014-01-01 | 2014-04-27 | Constant | 0 | [23 empty] | From eQ_Lib.dat in MASControl 2017
D_ResNatVentOnCZ11_Yr |  | ON_OFF | Default¦SmrDsn¦WntrDsn | 2014-04-28 | 2014-05-04 | Constant | 1 | [23 empty] | From eQ_Lib.dat in MASControl 2017
D_ResNatVentOnCZ11_Yr |  | ON_OFF | Default¦SmrDsn¦WntrDsn | 2014-05-05 | 2014-05-14 | Constant | 0 | [23 empty] | From eQ_Lib.dat in MASControl 2017
D_ResNatVentOnCZ11_Yr |  | ON_OFF | Default¦SmrDsn¦WntrDsn | 2014-05-15 | 2014-10-29 | Constant | 1 | [23 empty] | From eQ_Lib.dat in MASControl 2017
D_ResNatVentOnCZ11_Yr |  | ON_OFF | Default¦SmrDsn¦WntrDsn | 2014-10-30 | 2014-12-31 | Constant | 0 | [23 empty] | From eQ_Lib.dat in MASControl 2017
D_ResNatVentOnCZ12_Yr |  | ON_OFF | Default¦SmrDsn¦WntrDsn | 2014-01-01 | 2014-04-27 | Constant | 0 | [23 empty] | From eQ_Lib.dat in MASControl 2017
D_ResNatVentOnCZ12_Yr |  | ON_OFF | Default¦SmrDsn¦WntrDsn | 2014-04-28 | 2014-05-04 | Constant | 1 | [23 empty] | From eQ_Lib.dat in MASControl 2017
D_ResNatVentOnCZ12_Yr |  | ON_OFF | Default¦SmrDsn¦WntrDsn | 2014-05-05 | 2014-05-14 | Constant | 0 | [23 empty] | From eQ_Lib.dat in MASControl 2017
D_ResNatVentOnCZ12_Yr |  | ON_OFF | Default¦SmrDsn¦WntrDsn | 2014-05-15 | 2014-10-29 | Constant | 1 | [23 empty] | From eQ_Lib.dat in MASControl 2017
D_ResNatVentOnCZ12_Yr |  | ON_OFF | Default¦SmrDsn¦WntrDsn | 2014-10-30 | 2014-12-31 | Constant | 0 | [23 empty] | From eQ_Lib.dat in MASControl 2017
D_ResNatVentOnCZ13_Yr |  | ON_OFF | Default¦SmrDsn¦WntrDsn | 2014-01-01 | 2014-04-01 | Constant | 0 | [23 empty] | From eQ_Lib.dat in MASControl 2017
D_ResNatVentOnCZ13_Yr |  | ON_OFF | Default¦SmrDsn¦WntrDsn | 2014-04-02 | 2014-04-02 | Constant | 1 | [23 empty] | From eQ_Lib.dat in MASControl 2017
D_ResNatVentOnCZ13_Yr |  | ON_OFF | Default¦SmrDsn¦WntrDsn | 2014-04-03 | 2014-04-25 | Constant | 0 | [23 empty] | From eQ_Lib.dat in MASControl 2017
D_ResNatVentOnCZ13_Yr |  | ON_OFF | Default¦SmrDsn¦WntrDsn | 2014-04-26 | 2014-05-08 | Constant | 1 | [23 empty] | From eQ_Lib.dat in MASControl 2017
D_ResNatVentOnCZ13_Yr |  | ON_OFF | Default¦SmrDsn¦WntrDsn | 2014-05-09 | 2014-05-11 | Constant | 0 | [23 empty] | From eQ_Lib.dat in MASControl 2017
D_ResNatVentOnCZ13_Yr |  | ON_OFF | Default¦SmrDsn¦WntrDsn | 2014-05-12 | 2014-11-01 | Constant | 1 | [23 empty] | From eQ_Lib.dat in MASControl 2017
D_ResNatVentOnCZ13_Yr |  | ON_OFF | Default¦SmrDsn¦WntrDsn | 2014-11-02 | 2014-12-31 | Constant | 0 | [23 empty] | From eQ_Lib.dat in MASControl 2017
D_ResNatVentOnCZ14_Yr |  | ON_OFF | Default¦SmrDsn¦WntrDsn | 2014-01-01 | 2014-04-26 | Constant | 0 | [23 empty] | From eQ_Lib.dat in MASControl 2017
D_ResNatVentOnCZ14_Yr |  | ON_OFF | Default¦SmrDsn¦WntrDsn | 2014-04-27 | 2014-05-06 | Constant | 1 | [23 empty] | From eQ_Lib.dat in MASControl 2017
D_ResNatVentOnCZ14_Yr |  | ON_OFF | Default¦SmrDsn¦WntrDsn | 2014-05-07 | 2014-05-14 | Constant | 0 | [23 empty] | From eQ_Lib.dat in MASControl 2017
D_ResNatVentOnCZ14_Yr |  | ON_OFF | Default¦SmrDsn¦WntrDsn | 2014-05-15 | 2014-10-30 | Constant | 1 | [23 empty] | From eQ_Lib.dat in MASControl 2017
D_ResNatVentOnCZ14_Yr |  | ON_OFF | Default¦SmrDsn¦WntrDsn | 2014-10-31 | 2014-12-31 | Constant | 0 | [23 empty] | From eQ_Lib.dat in MASControl 2017
D_ResNatVentOnCZ15_Yr |  | ON_OFF | Default¦SmrDsn¦WntrDsn | 2014-01-01 | 2014-01-13 | Constant | 0 | [23 empty] | From eQ_Lib.dat in MASControl 2017
D_ResNatVentOnCZ15_Yr |  | ON_OFF | Default¦SmrDsn¦WntrDsn | 2014-01-14 | 2014-01-24 | Constant | 1 | [23 empty] | From eQ_Lib.dat in MASControl 2017
D_ResNatVentOnCZ15_Yr |  | ON_OFF | Default¦SmrDsn¦WntrDsn | 2014-01-25 | 2014-02-02 | Constant | 0 | [23 empty] | From eQ_Lib.dat in MASControl 2017
D_ResNatVentOnCZ15_Yr |  | ON_OFF | Default¦SmrDsn¦WntrDsn | 2014-02-03 | 2014-02-09 | Constant | 1 | [23 empty] | From eQ_Lib.dat in MASControl 2017
D_ResNatVentOnCZ15_Yr |  | ON_OFF | Default¦SmrDsn¦WntrDsn | 2014-02-10 | 2014-02-18 | Constant | 0 | [23 empty] | From eQ_Lib.dat in MASControl 2017
D_ResNatVentOnCZ15_Yr |  | ON_OFF | Default¦SmrDsn¦WntrDsn | 2014-02-19 | 2014-02-28 | Constant | 1 | [23 empty] | From eQ_Lib.dat in MASControl 2017
D_ResNatVentOnCZ15_Yr |  | ON_OFF | Default¦SmrDsn¦WntrDsn | 2014-03-01 | 2014-03-13 | Constant | 0 | [23 empty] | From eQ_Lib.dat in MASControl 2017
D_ResNatVentOnCZ15_Yr |  | ON_OFF | Default¦SmrDsn¦WntrDsn | 2014-03-14 | 2014-04-10 | Constant | 1 | [23 empty] | From eQ_Lib.dat in MASControl 2017
D_ResNatVentOnCZ15_Yr |  | ON_OFF | Default¦SmrDsn¦WntrDsn | 2014-04-11 | 2014-04-13 | Constant | 0 | [23 empty] | From eQ_Lib.dat in MASControl 2017
D_ResNatVentOnCZ15_Yr |  | ON_OFF | Default¦SmrDsn¦WntrDsn | 2014-04-14 | 2014-11-24 | Constant | 1 | [23 empty] | From eQ_Lib.dat in MASControl 2017
D_ResNatVentOnCZ15_Yr |  | ON_OFF | Default¦SmrDsn¦WntrDsn | 2014-11-25 | 2014-12-15 | Constant | 0 | [23 empty] | From eQ_Lib.dat in MASControl 2017
D_ResNatVentOnCZ15_Yr |  | ON_OFF | Default¦SmrDsn¦WntrDsn | 2014-12-16 | 2014-12-25 | Constant | 1 | [23 empty] | From eQ_Lib.dat in MASControl 2017
D_ResNatVentOnCZ15_Yr |  | ON_OFF | Default¦SmrDsn¦WntrDsn | 2014-12-26 | 2014-12-31 | Constant | 0 | [23 empty] | From eQ_Lib.dat in MASControl 2017
D_ResNatVentOnCZ16_Yr |  | ON_OFF | Default¦SmrDsn¦WntrDsn | 2014-01-01 | 2014-05-23 | Constant | 0 | [23 empty] | From eQ_Lib.dat in MASControl 2017
D_ResNatVentOnCZ16_Yr |  | ON_OFF | Default¦SmrDsn¦WntrDsn | 2014-05-24 | 2014-10-01 | Constant | 1 | [23 empty] | From eQ_Lib.dat in MASControl 2017
D_ResNatVentOnCZ16_Yr |  | ON_OFF | Default¦SmrDsn¦WntrDsn | 2014-10-02 | 2014-12-31 | Constant | 0 | [23 empty] | From eQ_Lib.dat in MASControl 2017
D_ResNatVentOpen_CZ01_Yr |  | FRACTION | Default¦SmrDsn¦WntrDsn | 2014-01-01 | 2014-09-15 | Constant | 0.5 | [23 empty] | From eQ_Lib.dat in MASControl 2017
D_ResNatVentOpen_CZ01_Yr |  | FRACTION | Default¦SmrDsn¦WntrDsn | 2014-09-16 | 2014-09-18 | Constant | 1 | [23 empty] | From eQ_Lib.dat in MASControl 2017
D_ResNatVentOpen_CZ01_Yr |  | FRACTION | Default¦SmrDsn¦WntrDsn | 2014-09-19 | 2014-12-31 | Constant | 0.5 | [23 empty] | From eQ_Lib.dat in MASControl 2017
D_ResNatVentOpen_CZ02_Yr |  | FRACTION | Default¦SmrDsn¦WntrDsn | 2014-01-01 | 2014-07-07 | Constant | 0.5 | [23 empty] | From eQ_Lib.dat in MASControl 2017
D_ResNatVentOpen_CZ02_Yr |  | FRACTION | Default¦SmrDsn¦WntrDsn | 2014-07-08 | 2014-07-10 | Constant | 1 | [23 empty] | From eQ_Lib.dat in MASControl 2017
D_ResNatVentOpen_CZ02_Yr |  | FRACTION | Default¦SmrDsn¦WntrDsn | 2014-07-11 | 2014-12-31 | Constant | 0.5 | [23 empty] | From eQ_Lib.dat in MASControl 2017
D_ResNatVentOpen_CZ03_Yr |  | FRACTION | Default¦SmrDsn¦WntrDsn | 2014-01-01 | 2014-07-07 | Constant | 0.5 | [23 empty] | From eQ_Lib.dat in MASControl 2017
D_ResNatVentOpen_CZ03_Yr |  | FRACTION | Default¦SmrDsn¦WntrDsn | 2014-07-08 | 2014-07-10 | Constant | 1 | [23 empty] | From eQ_Lib.dat in MASControl 2017
D_ResNatVentOpen_CZ03_Yr |  | FRACTION | Default¦SmrDsn¦WntrDsn | 2014-07-11 | 2014-12-31 | Constant | 0.5 | [23 empty] | From eQ_Lib.dat in MASControl 2017
D_ResNatVentOpen_CZ04_Yr |  | FRACTION | Default¦SmrDsn¦WntrDsn | 2014-01-01 | 2014-08-31 | Constant | 0.5 | [23 empty] | From eQ_Lib.dat in MASControl 2017
D_ResNatVentOpen_CZ04_Yr |  | FRACTION | Default¦SmrDsn¦WntrDsn | 2014-09-01 | 2014-09-03 | Constant | 1 | [23 empty] | From eQ_Lib.dat in MASControl 2017
D_ResNatVentOpen_CZ04_Yr |  | FRACTION | Default¦SmrDsn¦WntrDsn | 2014-09-04 | 2014-12-31 | Constant | 0.5 | [23 empty] | From eQ_Lib.dat in MASControl 2017
D_ResNatVentOpen_CZ05_Yr |  | FRACTION | Default¦SmrDsn¦WntrDsn | 2014-01-01 | 2014-09-07 | Constant | 0.5 | [23 empty] | From eQ_Lib.dat in MASControl 2017
D_ResNatVentOpen_CZ05_Yr |  | FRACTION | Default¦SmrDsn¦WntrDsn | 2014-09-08 | 2014-09-10 | Constant | 1 | [23 empty] | From eQ_Lib.dat in MASControl 2017
D_ResNatVentOpen_CZ05_Yr |  | FRACTION | Default¦SmrDsn¦WntrDsn | 2014-09-11 | 2014-12-31 | Constant | 0.5 | [23 empty] | From eQ_Lib.dat in MASControl 2017
D_ResNatVentOpen_CZ06_Yr |  | FRACTION | Default¦SmrDsn¦WntrDsn | 2014-01-01 | 2014-08-31 | Constant | 0.5 | [23 empty] | From eQ_Lib.dat in MASControl 2017
D_ResNatVentOpen_CZ06_Yr |  | FRACTION | Default¦SmrDsn¦WntrDsn | 2014-09-01 | 2014-09-03 | Constant | 1 | [23 empty] | From eQ_Lib.dat in MASControl 2017
D_ResNatVentOpen_CZ06_Yr |  | FRACTION | Default¦SmrDsn¦WntrDsn | 2014-09-04 | 2014-12-31 | Constant | 0.5 | [23 empty] | From eQ_Lib.dat in MASControl 2017
D_ResNatVentOpen_CZ07_Yr |  | FRACTION | Default¦SmrDsn¦WntrDsn | 2014-01-01 | 2014-08-31 | Constant | 0.5 | [23 empty] | From eQ_Lib.dat in MASControl 2017
D_ResNatVentOpen_CZ07_Yr |  | FRACTION | Default¦SmrDsn¦WntrDsn | 2014-09-01 | 2014-09-03 | Constant | 1 | [23 empty] | From eQ_Lib.dat in MASControl 2017
D_ResNatVentOpen_CZ07_Yr |  | FRACTION | Default¦SmrDsn¦WntrDsn | 2014-09-04 | 2014-12-31 | Constant | 0.5 | [23 empty] | From eQ_Lib.dat in MASControl 2017
D_ResNatVentOpen_CZ08_Yr |  | FRACTION | Default¦SmrDsn¦WntrDsn | 2014-01-01 | 2014-08-31 | Constant | 0.5 | [23 empty] | From eQ_Lib.dat in MASControl 2017
D_ResNatVentOpen_CZ08_Yr |  | FRACTION | Default¦SmrDsn¦WntrDsn | 2014-09-01 | 2014-09-03 | Constant | 1 | [23 empty] | From eQ_Lib.dat in MASControl 2017
D_ResNatVentOpen_CZ08_Yr |  | FRACTION | Default¦SmrDsn¦WntrDsn | 2014-09-04 | 2014-12-31 | Constant | 0.5 | [23 empty] | From eQ_Lib.dat in MASControl 2017
D_ResNatVentOpen_CZ09_Yr |  | FRACTION | Default¦SmrDsn¦WntrDsn | 2014-01-01 | 2014-08-31 | Constant | 0.5 | [23 empty] | From eQ_Lib.dat in MASControl 2017
D_ResNatVentOpen_CZ09_Yr |  | FRACTION | Default¦SmrDsn¦WntrDsn | 2014-09-01 | 2014-09-03 | Constant | 1 | [23 empty] | From eQ_Lib.dat in MASControl 2017
D_ResNatVentOpen_CZ09_Yr |  | FRACTION | Default¦SmrDsn¦WntrDsn | 2014-09-04 | 2014-12-31 | Constant | 0.5 | [23 empty] | From eQ_Lib.dat in MASControl 2017
D_ResNatVentOpen_CZ10_Yr |  | FRACTION | Default¦SmrDsn¦WntrDsn | 2014-01-01 | 2014-08-31 | Constant | 0.5 | [23 empty] | From eQ_Lib.dat in MASControl 2017
D_ResNatVentOpen_CZ10_Yr |  | FRACTION | Default¦SmrDsn¦WntrDsn | 2014-09-01 | 2014-09-03 | Constant | 1 | [23 empty] | From eQ_Lib.dat in MASControl 2017
D_ResNatVentOpen_CZ10_Yr |  | FRACTION | Default¦SmrDsn¦WntrDsn | 2014-09-04 | 2014-12-31 | Constant | 0.5 | [23 empty] | From eQ_Lib.dat in MASControl 2017
D_ResNatVentOpen_CZ11_Yr |  | FRACTION | Default¦SmrDsn¦WntrDsn | 2014-01-01 | 2014-07-07 | Constant | 0.5 | [23 empty] | From eQ_Lib.dat in MASControl 2017
D_ResNatVentOpen_CZ11_Yr |  | FRACTION | Default¦SmrDsn¦WntrDsn | 2014-07-08 | 2014-07-10 | Constant | 1 | [23 empty] | From eQ_Lib.dat in MASControl 2017
D_ResNatVentOpen_CZ11_Yr |  | FRACTION | Default¦SmrDsn¦WntrDsn | 2014-07-11 | 2014-12-31 | Constant | 0.5 | [23 empty] | From eQ_Lib.dat in MASControl 2017
D_ResNatVentOpen_CZ12_Yr |  | FRACTION | Default¦SmrDsn¦WntrDsn | 2014-01-01 | 2014-07-07 | Constant | 0.5 | [23 empty] | From eQ_Lib.dat in MASControl 2017
D_ResNatVentOpen_CZ12_Yr |  | FRACTION | Default¦SmrDsn¦WntrDsn | 2014-07-08 | 2014-07-10 | Constant | 1 | [23 empty] | From eQ_Lib.dat in MASControl 2017
D_ResNatVentOpen_CZ12_Yr |  | FRACTION | Default¦SmrDsn¦WntrDsn | 2014-07-11 | 2014-12-31 | Constant | 0.5 | [23 empty] | From eQ_Lib.dat in MASControl 2017
D_ResNatVentOpen_CZ13_Yr |  | FRACTION | Default¦SmrDsn¦WntrDsn | 2014-01-01 | 2014-07-07 | Constant | 0.5 | [23 empty] | From eQ_Lib.dat in MASControl 2017
D_ResNatVentOpen_CZ13_Yr |  | FRACTION | Default¦SmrDsn¦WntrDsn | 2014-07-08 | 2014-07-10 | Constant | 1 | [23 empty] | From eQ_Lib.dat in MASControl 2017
D_ResNatVentOpen_CZ13_Yr |  | FRACTION | Default¦SmrDsn¦WntrDsn | 2014-07-11 | 2014-12-31 | Constant | 0.5 | [23 empty] | From eQ_Lib.dat in MASControl 2017
D_ResNatVentOpen_CZ14_Yr |  | FRACTION | Default¦SmrDsn¦WntrDsn | 2014-01-01 | 2014-08-25 | Constant | 0.5 | [23 empty] | From eQ_Lib.dat in MASControl 2017
D_ResNatVentOpen_CZ14_Yr |  | FRACTION | Default¦SmrDsn¦WntrDsn | 2014-08-26 | 2014-08-28 | Constant | 1 | [23 empty] | From eQ_Lib.dat in MASControl 2017
D_ResNatVentOpen_CZ14_Yr |  | FRACTION | Default¦SmrDsn¦WntrDsn | 2014-08-29 | 2014-12-31 | Constant | 0.5 | [23 empty] | From eQ_Lib.dat in MASControl 2017
D_ResNatVentOpen_CZ15_Yr |  | FRACTION | Default¦SmrDsn¦WntrDsn | 2014-01-01 | 2014-08-24 | Constant | 0.5 | [23 empty] | From eQ_Lib.dat in MASControl 2017
D_ResNatVentOpen_CZ15_Yr |  | FRACTION | Default¦SmrDsn¦WntrDsn | 2014-08-25 | 2014-08-27 | Constant | 1 | [23 empty] | From eQ_Lib.dat in MASControl 2017
D_ResNatVentOpen_CZ15_Yr |  | FRACTION | Default¦SmrDsn¦WntrDsn | 2014-08-28 | 2014-12-31 | Constant | 0.5 | [23 empty] | From eQ_Lib.dat in MASControl 2017
D_ResNatVentOpen_CZ16_Yr |  | FRACTION | Default¦SmrDsn¦WntrDsn | 2014-01-01 | 2014-07-07 | Constant | 0.5 | [23 empty] | From eQ_Lib.dat in MASControl 2017
D_ResNatVentOpen_CZ16_Yr |  | FRACTION | Default¦SmrDsn¦WntrDsn | 2014-07-08 | 2014-07-10 | Constant | 1 | [23 empty] | From eQ_Lib.dat in MASControl 2017
D_ResNatVentOpen_CZ16_Yr |  | FRACTION | Default¦SmrDsn¦WntrDsn | 2014-07-11 | 2014-12-31 | Constant | 0.5 | [23 empty] | From eQ_Lib.dat in MASControl 2017
D_ResNatVentTemp_Yr |  | C | Default¦SmrDsn¦WntrDsn¦Hol | 2014-01-01 | 2014-12-31 | Constant | 21.1 | [23 empty] | From eQ_Lib.dat in MASControl 2017
D_ResWinShad_Yr |  | MULTIPLIER | Default¦SmrDsn¦WntrDsn¦Hol | 2014-01-01 | 2014-12-31 | Constant | 0 | [23 empty] | From eQ_Lib.dat in MASControl 2017
D_SFm_Bedrm_ILit_Yr |  | FRACTION | Default¦Wkdy | 2014-01-01 | 2014-01-31 | Hourly | 0.04164 | 0.02437 | 0.01692 | 0.01249 | 0.01344 | 0.01479 | 0.01793 | 0.03724 | 0.04538 | 0.04045 | 0.03645 | 0.03878 | 0.03764 | 0.03657 | 0.03384 | 0.03502 | 0.03803 | 0.0459 | 0.06052 | 0.07667 | 0.09991 | 0.10911 | 0.09281 | 0.0713 | From eQ_Lib.dat in MASControl 2017
D_SFm_Bedrm_ILit_Yr |  | FRACTION | Wknd | 2014-01-01 | 2014-01-31 | Hourly | 0.04861 | 0.03318 | 0.02199 | 0.01506 | 0.01259 | 0.01323 | 0.01388 | 0.01964 | 0.02821 | 0.0369 | 0.03581 | 0.03777 | 0.03903 | 0.04081 | 0.03701 | 0.03462 | 0.03694 | 0.04475 | 0.05777 | 0.07008 | 0.09052 | 0.09992 | 0.09342 | 0.06758 | From eQ_Lib.dat in MASControl 2017
D_SFm_Bedrm_ILit_Yr |  | FRACTION | Default¦Wkdy | 2014-02-01 | 2014-02-28 | Hourly | 0.04213 | 0.02452 | 0.01695 | 0.01258 | 0.0133 | 0.01477 | 0.0183 | 0.03683 | 0.04446 | 0.03961 | 0.03574 | 0.03742 | 0.03631 | 0.03532 | 0.03294 | 0.03395 | 0.03665 | 0.04339 | 0.05731 | 0.07252 | 0.0945 | 0.10706 | 0.09347 | 0.07163 | From eQ_Lib.dat in MASControl 2017
D_SFm_Bedrm_ILit_Yr |  | FRACTION | Wknd | 2014-02-01 | 2014-02-28 | Hourly | 0.04927 | 0.03307 | 0.02183 | 0.01552 | 0.01292 | 0.01314 | 0.01402 | 0.01979 | 0.02822 | 0.03616 | 0.0358 | 0.03766 | 0.0386 | 0.04014 | 0.03689 | 0.03465 | 0.03678 | 0.04287 | 0.05459 | 0.06608 | 0.08595 | 0.09817 | 0.09304 | 0.0686 | From eQ_Lib.dat in MASControl 2017
D_SFm_Bedrm_ILit_Yr |  | FRACTION | Default¦Wkdy | 2014-03-01 | 2014-03-31 | Hourly | 0.04284 | 0.02474 | 0.017 | 0.01271 | 0.01309 | 0.01475 | 0.01883 | 0.03625 | 0.04313 | 0.03839 | 0.03471 | 0.03546 | 0.0344 | 0.0335 | 0.03165 | 0.0324 | 0.03463 | 0.03976 | 0.05267 | 0.06648 | 0.08664 | 0.10407 | 0.09442 | 0.07212 | From eQ_Lib.dat in MASControl 2017
D_SFm_Bedrm_ILit_Yr |  | FRACTION | Wknd | 2014-03-01 | 2014-03-31 | Hourly | 0.05024 | 0.03291 | 0.0216 | 0.01621 | 0.01342 | 0.01301 | 0.01421 | 0.02003 | 0.02824 | 0.03506 | 0.03579 | 0.03749 | 0.03797 | 0.03916 | 0.03672 | 0.03471 | 0.03654 | 0.0401 | 0.04991 | 0.06018 | 0.07923 | 0.09559 | 0.09249 | 0.0701 | From eQ_Lib.dat in MASControl 2017
D_SFm_Bedrm_ILit_Yr |  | FRACTION | Default¦Wkdy | 2014-04-01 | 2014-04-30 | Hourly | 0.04361 | 0.02498 | 0.01704 | 0.01286 | 0.01286 | 0.01472 | 0.01941 | 0.03561 | 0.04169 | 0.03708 | 0.03361 | 0.03334 | 0.03232 | 0.03153 | 0.03026 | 0.03074 | 0.03245 | 0.03584 | 0.04766 | 0.05997 | 0.07816 | 0.10085 | 0.09544 | 0.07264 | From eQ_Lib.dat in MASControl 2017
D_SFm_Bedrm_ILit_Yr |  | FRACTION | Wknd | 2014-04-01 | 2014-04-30 | Hourly | 0.05129 | 0.03274 | 0.02135 | 0.01694 | 0.01396 | 0.01287 | 0.01443 | 0.02028 | 0.02826 | 0.03388 | 0.03577 | 0.03731 | 0.03729 | 0.0381 | 0.03653 | 0.03476 | 0.0363 | 0.03712 | 0.04488 | 0.05386 | 0.07201 | 0.09281 | 0.0919 | 0.07172 | From eQ_Lib.dat in MASControl 2017
D_SFm_Bedrm_ILit_Yr |  | FRACTION | Default¦Wkdy | 2014-05-01 | 2014-05-31 | Hourly | 0.04421 | 0.02516 | 0.01708 | 0.01298 | 0.01268 | 0.01469 | 0.01987 | 0.03511 | 0.04058 | 0.03606 | 0.03275 | 0.0317 | 0.03071 | 0.03001 | 0.02917 | 0.02944 | 0.03076 | 0.0328 | 0.04376 | 0.05492 | 0.07157 | 0.09836 | 0.09624 | 0.07305 | From eQ_Lib.dat in MASControl 2017
D_SFm_Bedrm_ILit_Yr |  | FRACTION | Wknd | 2014-05-01 | 2014-05-31 | Hourly | 0.05212 | 0.0326 | 0.02115 | 0.01753 | 0.01438 | 0.01276 | 0.0146 | 0.02048 | 0.02827 | 0.03294 | 0.03577 | 0.03717 | 0.03675 | 0.03725 | 0.03639 | 0.0348 | 0.0361 | 0.03475 | 0.04088 | 0.04883 | 0.06627 | 0.09061 | 0.09143 | 0.073 | From eQ_Lib.dat in MASControl 2017
D_SFm_Bedrm_ILit_Yr |  | FRACTION | Default¦Wkdy | 2014-06-01 | 2014-06-30 | Hourly | 0.0445 | 0.02525 | 0.0171 | 0.01303 | 0.01259 | 0.01469 | 0.02007 | 0.03488 | 0.04004 | 0.03559 | 0.03234 | 0.03092 | 0.02995 | 0.02929 | 0.02866 | 0.02883 | 0.02997 | 0.03135 | 0.04191 | 0.05252 | 0.06844 | 0.09717 | 0.09661 | 0.07324 | From eQ_Lib.dat in MASControl 2017
D_SFm_Bedrm_ILit_Yr |  | FRACTION | Wknd | 2014-06-01 | 2014-06-30 | Hourly | 0.05248 | 0.03254 | 0.02106 | 0.01778 | 0.01456 | 0.01271 | 0.01467 | 0.02056 | 0.02828 | 0.03253 | 0.03576 | 0.0371 | 0.03652 | 0.03689 | 0.03632 | 0.03482 | 0.03602 | 0.03374 | 0.03916 | 0.04667 | 0.0638 | 0.08966 | 0.09123 | 0.07355 | From eQ_Lib.dat in MASControl 2017
D_SFm_Bedrm_ILit_Yr |  | FRACTION | Default¦Wkdy | 2014-07-01 | 2014-07-31 | Hourly | 0.04436 | 0.02521 | 0.01709 | 0.01301 | 0.01263 | 0.01469 | 0.01997 | 0.03498 | 0.0403 | 0.03581 | 0.03253 | 0.03129 | 0.03031 | 0.02963 | 0.02891 | 0.02912 | 0.03035 | 0.03204 | 0.0428 | 0.05367 | 0.06994 | 0.09774 | 0.09643 | 0.07315 | From eQ_Lib.dat in MASControl 2017
D_SFm_Bedrm_ILit_Yr |  | FRACTION | Wknd | 2014-07-01 | 2014-07-31 | Hourly | 0.05233 | 0.03256 | 0.0211 | 0.01767 | 0.01448 | 0.01274 | 0.01464 | 0.02053 | 0.02828 | 0.0327 | 0.03577 | 0.03712 | 0.03661 | 0.03704 | 0.03635 | 0.03482 | 0.03605 | 0.03416 | 0.03987 | 0.04756 | 0.06482 | 0.09005 | 0.09131 | 0.07332 | From eQ_Lib.dat in MASControl 2017
D_SFm_Bedrm_ILit_Yr |  | FRACTION | Default¦Wkdy | 2014-08-01 | 2014-08-31 | Hourly | 0.04386 | 0.02506 | 0.01706 | 0.01291 | 0.01278 | 0.01471 | 0.0196 | 0.0354 | 0.04123 | 0.03666 | 0.03325 | 0.03266 | 0.03165 | 0.0309 | 0.02981 | 0.0302 | 0.03175 | 0.03457 | 0.04604 | 0.05787 | 0.07542 | 0.09981 | 0.09577 | 0.07281 | From eQ_Lib.dat in MASControl 2017
D_SFm_Bedrm_ILit_Yr |  | FRACTION | Wknd | 2014-08-01 | 2014-08-31 | Hourly | 0.05162 | 0.03268 | 0.02127 | 0.01717 | 0.01412 | 0.01283 | 0.0145 | 0.02036 | 0.02827 | 0.03351 | 0.03577 | 0.03725 | 0.03708 | 0.03777 | 0.03648 | 0.03477 | 0.03622 | 0.03619 | 0.0433 | 0.05188 | 0.06975 | 0.09195 | 0.09172 | 0.07222 | From eQ_Lib.dat in MASControl 2017
D_SFm_Bedrm_ILit_Yr |  | FRACTION | Default¦Wkdy | 2014-09-01 | 2014-09-30 | Hourly | 0.04312 | 0.02483 | 0.01701 | 0.01277 | 0.013 | 0.01473 | 0.01904 | 0.03601 | 0.04261 | 0.03792 | 0.03432 | 0.03469 | 0.03365 | 0.03279 | 0.03115 | 0.0318 | 0.03384 | 0.03834 | 0.05086 | 0.06413 | 0.08357 | 0.10291 | 0.09478 | 0.0723 | From eQ_Lib.dat in MASControl 2017
D_SFm_Bedrm_ILit_Yr |  | FRACTION | Wknd | 2014-09-01 | 2014-09-30 | Hourly | 0.05065 | 0.03284 | 0.02151 | 0.01649 | 0.01363 | 0.01296 | 0.01429 | 0.02012 | 0.02825 | 0.0346 | 0.03578 | 0.03742 | 0.03771 | 0.03875 | 0.03665 | 0.03473 | 0.03645 | 0.03895 | 0.04797 | 0.05775 | 0.07645 | 0.09452 | 0.09226 | 0.07072 | From eQ_Lib.dat in MASControl 2017
D_SFm_Bedrm_ILit_Yr |  | FRACTION | Default¦Wkdy | 2014-10-01 | 2014-10-31 | Hourly | 0.04235 | 0.02459 | 0.01696 | 0.01262 | 0.01323 | 0.01477 | 0.01846 | 0.03665 | 0.04406 | 0.03924 | 0.03543 | 0.03683 | 0.03573 | 0.03476 | 0.03255 | 0.03348 | 0.03603 | 0.04228 | 0.0559 | 0.07068 | 0.0921 | 0.10615 | 0.09376 | 0.07178 | From eQ_Lib.dat in MASControl 2017
D_SFm_Bedrm_ILit_Yr |  | FRACTION | Wknd | 2014-10-01 | 2014-10-31 | Hourly | 0.04962 | 0.03301 | 0.02175 | 0.01577 | 0.01311 | 0.01309 | 0.01409 | 0.01988 | 0.02823 | 0.03576 | 0.03579 | 0.0376 | 0.03837 | 0.03979 | 0.03683 | 0.03467 | 0.03669 | 0.04186 | 0.05289 | 0.06395 | 0.08352 | 0.09723 | 0.09285 | 0.06914 | From eQ_Lib.dat in MASControl 2017
D_SFm_Bedrm_ILit_Yr |  | FRACTION | Default¦Wkdy | 2014-11-01 | 2014-11-30 | Hourly | 0.04177 | 0.02441 | 0.01693 | 0.01251 | 0.0134 | 0.01479 | 0.01803 | 0.03713 | 0.04513 | 0.04022 | 0.03626 | 0.03841 | 0.03728 | 0.03623 | 0.03359 | 0.03473 | 0.03766 | 0.04522 | 0.05965 | 0.07555 | 0.09844 | 0.10856 | 0.09299 | 0.07139 | From eQ_Lib.dat in MASControl 2017
D_SFm_Bedrm_ILit_Yr |  | FRACTION | Wknd | 2014-11-01 | 2014-11-30 | Hourly | 0.04876 | 0.03316 | 0.02196 | 0.01516 | 0.01266 | 0.01321 | 0.01392 | 0.01967 | 0.02821 | 0.03673 | 0.03581 | 0.03775 | 0.03893 | 0.04066 | 0.03698 | 0.03463 | 0.0369 | 0.04432 | 0.05704 | 0.06916 | 0.08947 | 0.09952 | 0.09333 | 0.06781 | From eQ_Lib.dat in MASControl 2017
D_SFm_Bedrm_ILit_Yr |  | FRACTION | Default¦Wkdy | 2014-12-01 | 2014-12-31 | Hourly | 0.04149 | 0.02433 | 0.01691 | 0.01246 | 0.01348 | 0.01479 | 0.01782 | 0.03736 | 0.04566 | 0.0407 | 0.03666 | 0.03918 | 0.03804 | 0.03694 | 0.0341 | 0.03533 | 0.03844 | 0.04664 | 0.06147 | 0.07791 | 0.10152 | 0.10973 | 0.09262 | 0.0712 | From eQ_Lib.dat in MASControl 2017
D_SFm_Bedrm_ILit_Yr |  | FRACTION | Wknd | 2014-12-01 | 2014-12-31 | Hourly | 0.04843 | 0.03322 | 0.02204 | 0.01492 | 0.01249 | 0.01325 | 0.01385 | 0.01959 | 0.0282 | 0.03711 | 0.03581 | 0.0378 | 0.03915 | 0.04099 | 0.03704 | 0.03461 | 0.03698 | 0.04528 | 0.05866 | 0.0712 | 0.09179 | 0.10042 | 0.09352 | 0.06729 | From eQ_Lib.dat in MASControl 2017
D_SFm_Bedrm_ILit_Yr |  | FRACTION | WntrDsn | 2014-01-01 | 2014-12-31 | Hourly | 0.0445 | 0.02525 | 0.0171 | 0.01303 | 0.01259 | 0.01469 | 0.02007 | 0.03488 | 0.04004 | 0.03559 | 0.03234 | 0.03092 | 0.02995 | 0.02929 | 0.02866 | 0.02883 | 0.02997 | 0.03135 | 0.04191 | 0.05252 | 0.06844 | 0.09717 | 0.09661 | 0.07324 | From eQ_Lib.dat in MASControl 2017
D_SFm_Bedrm_ILit_Yr |  | FRACTION | SmrDsn | 2014-01-01 | 2014-12-31 | Hourly | 0.04149 | 0.02433 | 0.01691 | 0.01246 | 0.01348 | 0.01479 | 0.01782 | 0.03736 | 0.04566 | 0.0407 | 0.03666 | 0.03918 | 0.03804 | 0.03694 | 0.0341 | 0.03533 | 0.03844 | 0.04664 | 0.06147 | 0.07791 | 0.10152 | 0.10973 | 0.09262 | 0.0712 | From eQ_Lib.dat in MASControl 2017
D_SFm_Bedrm_ILit_Yr |  | FRACTION | Hol | 2014-01-01 | 2014-12-31 | Hourly | 0.05248 | 0.03254 | 0.02106 | 0.01778 | 0.01456 | 0.01271 | 0.01467 | 0.02056 | 0.02828 | 0.03253 | 0.03576 | 0.0371 | 0.03652 | 0.03689 | 0.03632 | 0.03482 | 0.03602 | 0.03374 | 0.03916 | 0.04667 | 0.0638 | 0.08966 | 0.09123 | 0.07355 | From eQ_Lib.dat in MASControl 2017
D_SFm_Gar_ILit_Yr |  | FRACTION | Default¦Wkdy | 2014-01-01 | 2014-01-31 | Hourly | 0.04164 | 0.02437 | 0.01692 | 0.01249 | 0.01344 | 0.01479 | 0.01793 | 0.03724 | 0.04538 | 0.04045 | 0.03645 | 0.03878 | 0.03764 | 0.03657 | 0.03384 | 0.03502 | 0.03803 | 0.0459 | 0.06052 | 0.07667 | 0.09991 | 0.10911 | 0.09281 | 0.0713 | From eQ_Lib.dat in MASControl 2017
D_SFm_Gar_ILit_Yr |  | FRACTION | Wknd | 2014-01-01 | 2014-01-31 | Hourly | 0.04861 | 0.03318 | 0.02199 | 0.01506 | 0.01259 | 0.01323 | 0.01388 | 0.01964 | 0.02821 | 0.0369 | 0.03581 | 0.03777 | 0.03903 | 0.04081 | 0.03701 | 0.03462 | 0.03694 | 0.04475 | 0.05777 | 0.07008 | 0.09052 | 0.09992 | 0.09342 | 0.06758 | From eQ_Lib.dat in MASControl 2017
D_SFm_Gar_ILit_Yr |  | FRACTION | Default¦Wkdy | 2014-02-01 | 2014-02-28 | Hourly | 0.04213 | 0.02452 | 0.01695 | 0.01258 | 0.0133 | 0.01477 | 0.0183 | 0.03683 | 0.04446 | 0.03961 | 0.03574 | 0.03742 | 0.03631 | 0.03532 | 0.03294 | 0.03395 | 0.03665 | 0.04339 | 0.05731 | 0.07252 | 0.0945 | 0.10706 | 0.09347 | 0.07163 | From eQ_Lib.dat in MASControl 2017
D_SFm_Gar_ILit_Yr |  | FRACTION | Wknd | 2014-02-01 | 2014-02-28 | Hourly | 0.04927 | 0.03307 | 0.02183 | 0.01552 | 0.01292 | 0.01314 | 0.01402 | 0.01979 | 0.02822 | 0.03616 | 0.0358 | 0.03766 | 0.0386 | 0.04014 | 0.03689 | 0.03465 | 0.03678 | 0.04287 | 0.05459 | 0.06608 | 0.08595 | 0.09817 | 0.09304 | 0.0686 | From eQ_Lib.dat in MASControl 2017
D_SFm_Gar_ILit_Yr |  | FRACTION | Default¦Wkdy | 2014-03-01 | 2014-03-31 | Hourly | 0.04284 | 0.02474 | 0.017 | 0.01271 | 0.01309 | 0.01475 | 0.01883 | 0.03625 | 0.04313 | 0.03839 | 0.03471 | 0.03546 | 0.0344 | 0.0335 | 0.03165 | 0.0324 | 0.03463 | 0.03976 | 0.05267 | 0.06648 | 0.08664 | 0.10407 | 0.09442 | 0.07212 | From eQ_Lib.dat in MASControl 2017
D_SFm_Gar_ILit_Yr |  | FRACTION | Wknd | 2014-03-01 | 2014-03-31 | Hourly | 0.05024 | 0.03291 | 0.0216 | 0.01621 | 0.01342 | 0.01301 | 0.01421 | 0.02003 | 0.02824 | 0.03506 | 0.03579 | 0.03749 | 0.03797 | 0.03916 | 0.03672 | 0.03471 | 0.03654 | 0.0401 | 0.04991 | 0.06018 | 0.07923 | 0.09559 | 0.09249 | 0.0701 | From eQ_Lib.dat in MASControl 2017
D_SFm_Gar_ILit_Yr |  | FRACTION | Default¦Wkdy | 2014-04-01 | 2014-04-30 | Hourly | 0.04361 | 0.02498 | 0.01704 | 0.01286 | 0.01286 | 0.01472 | 0.01941 | 0.03561 | 0.04169 | 0.03708 | 0.03361 | 0.03334 | 0.03232 | 0.03153 | 0.03026 | 0.03074 | 0.03245 | 0.03584 | 0.04766 | 0.05997 | 0.07816 | 0.10085 | 0.09544 | 0.07264 | From eQ_Lib.dat in MASControl 2017
D_SFm_Gar_ILit_Yr |  | FRACTION | Wknd | 2014-04-01 | 2014-04-30 | Hourly | 0.05129 | 0.03274 | 0.02135 | 0.01694 | 0.01396 | 0.01287 | 0.01443 | 0.02028 | 0.02826 | 0.03388 | 0.03577 | 0.03731 | 0.03729 | 0.0381 | 0.03653 | 0.03476 | 0.0363 | 0.03712 | 0.04488 | 0.05386 | 0.07201 | 0.09281 | 0.0919 | 0.07172 | From eQ_Lib.dat in MASControl 2017
D_SFm_Gar_ILit_Yr |  | FRACTION | Default¦Wkdy | 2014-05-01 | 2014-05-31 | Hourly | 0.04421 | 0.02516 | 0.01708 | 0.01298 | 0.01268 | 0.01469 | 0.01987 | 0.03511 | 0.04058 | 0.03606 | 0.03275 | 0.0317 | 0.03071 | 0.03001 | 0.02917 | 0.02944 | 0.03076 | 0.0328 | 0.04376 | 0.05492 | 0.07157 | 0.09836 | 0.09624 | 0.07305 | From eQ_Lib.dat in MASControl 2017
D_SFm_Gar_ILit_Yr |  | FRACTION | Wknd | 2014-05-01 | 2014-05-31 | Hourly | 0.05212 | 0.0326 | 0.02115 | 0.01753 | 0.01438 | 0.01276 | 0.0146 | 0.02048 | 0.02827 | 0.03294 | 0.03577 | 0.03717 | 0.03675 | 0.03725 | 0.03639 | 0.0348 | 0.0361 | 0.03475 | 0.04088 | 0.04883 | 0.06627 | 0.09061 | 0.09143 | 0.073 | From eQ_Lib.dat in MASControl 2017
D_SFm_Gar_ILit_Yr |  | FRACTION | Default¦Wkdy | 2014-06-01 | 2014-06-30 | Hourly | 0.0445 | 0.02525 | 0.0171 | 0.01303 | 0.01259 | 0.01469 | 0.02007 | 0.03488 | 0.04004 | 0.03559 | 0.03234 | 0.03092 | 0.02995 | 0.02929 | 0.02866 | 0.02883 | 0.02997 | 0.03135 | 0.04191 | 0.05252 | 0.06844 | 0.09717 | 0.09661 | 0.07324 | From eQ_Lib.dat in MASControl 2017
D_SFm_Gar_ILit_Yr |  | FRACTION | Wknd | 2014-06-01 | 2014-06-30 | Hourly | 0.05248 | 0.03254 | 0.02106 | 0.01778 | 0.01456 | 0.01271 | 0.01467 | 0.02056 | 0.02828 | 0.03253 | 0.03576 | 0.0371 | 0.03652 | 0.03689 | 0.03632 | 0.03482 | 0.03602 | 0.03374 | 0.03916 | 0.04667 | 0.0638 | 0.08966 | 0.09123 | 0.07355 | From eQ_Lib.dat in MASControl 2017
D_SFm_Gar_ILit_Yr |  | FRACTION | Default¦Wkdy | 2014-07-01 | 2014-07-31 | Hourly | 0.04436 | 0.02521 | 0.01709 | 0.01301 | 0.01263 | 0.01469 | 0.01997 | 0.03498 | 0.0403 | 0.03581 | 0.03253 | 0.03129 | 0.03031 | 0.02963 | 0.02891 | 0.02912 | 0.03035 | 0.03204 | 0.0428 | 0.05367 | 0.06994 | 0.09774 | 0.09643 | 0.07315 | From eQ_Lib.dat in MASControl 2017
D_SFm_Gar_ILit_Yr |  | FRACTION | Wknd | 2014-07-01 | 2014-07-31 | Hourly | 0.05233 | 0.03256 | 0.0211 | 0.01767 | 0.01448 | 0.01274 | 0.01464 | 0.02053 | 0.02828 | 0.0327 | 0.03577 | 0.03712 | 0.03661 | 0.03704 | 0.03635 | 0.03482 | 0.03605 | 0.03416 | 0.03987 | 0.04756 | 0.06482 | 0.09005 | 0.09131 | 0.07332 | From eQ_Lib.dat in MASControl 2017
D_SFm_Gar_ILit_Yr |  | FRACTION | Default¦Wkdy | 2014-08-01 | 2014-08-31 | Hourly | 0.04386 | 0.02506 | 0.01706 | 0.01291 | 0.01278 | 0.01471 | 0.0196 | 0.0354 | 0.04123 | 0.03666 | 0.03325 | 0.03266 | 0.03165 | 0.0309 | 0.02981 | 0.0302 | 0.03175 | 0.03457 | 0.04604 | 0.05787 | 0.07542 | 0.09981 | 0.09577 | 0.07281 | From eQ_Lib.dat in MASControl 2017
D_SFm_Gar_ILit_Yr |  | FRACTION | Wknd | 2014-08-01 | 2014-08-31 | Hourly | 0.05162 | 0.03268 | 0.02127 | 0.01717 | 0.01412 | 0.01283 | 0.0145 | 0.02036 | 0.02827 | 0.03351 | 0.03577 | 0.03725 | 0.03708 | 0.03777 | 0.03648 | 0.03477 | 0.03622 | 0.03619 | 0.0433 | 0.05188 | 0.06975 | 0.09195 | 0.09172 | 0.07222 | From eQ_Lib.dat in MASControl 2017
D_SFm_Gar_ILit_Yr |  | FRACTION | Default¦Wkdy | 2014-09-01 | 2014-09-30 | Hourly | 0.04312 | 0.02483 | 0.01701 | 0.01277 | 0.013 | 0.01473 | 0.01904 | 0.03601 | 0.04261 | 0.03792 | 0.03432 | 0.03469 | 0.03365 | 0.03279 | 0.03115 | 0.0318 | 0.03384 | 0.03834 | 0.05086 | 0.06413 | 0.08357 | 0.10291 | 0.09478 | 0.0723 | From eQ_Lib.dat in MASControl 2017
D_SFm_Gar_ILit_Yr |  | FRACTION | Wknd | 2014-09-01 | 2014-09-30 | Hourly | 0.05065 | 0.03284 | 0.02151 | 0.01649 | 0.01363 | 0.01296 | 0.01429 | 0.02012 | 0.02825 | 0.0346 | 0.03578 | 0.03742 | 0.03771 | 0.03875 | 0.03665 | 0.03473 | 0.03645 | 0.03895 | 0.04797 | 0.05775 | 0.07645 | 0.09452 | 0.09226 | 0.07072 | From eQ_Lib.dat in MASControl 2017
D_SFm_Gar_ILit_Yr |  | FRACTION | Default¦Wkdy | 2014-10-01 | 2014-10-31 | Hourly | 0.04235 | 0.02459 | 0.01696 | 0.01262 | 0.01323 | 0.01477 | 0.01846 | 0.03665 | 0.04406 | 0.03924 | 0.03543 | 0.03683 | 0.03573 | 0.03476 | 0.03255 | 0.03348 | 0.03603 | 0.04228 | 0.0559 | 0.07068 | 0.0921 | 0.10615 | 0.09376 | 0.07178 | From eQ_Lib.dat in MASControl 2017
D_SFm_Gar_ILit_Yr |  | FRACTION | Wknd | 2014-10-01 | 2014-10-31 | Hourly | 0.04962 | 0.03301 | 0.02175 | 0.01577 | 0.01311 | 0.01309 | 0.01409 | 0.01988 | 0.02823 | 0.03576 | 0.03579 | 0.0376 | 0.03837 | 0.03979 | 0.03683 | 0.03467 | 0.03669 | 0.04186 | 0.05289 | 0.06395 | 0.08352 | 0.09723 | 0.09285 | 0.06914 | From eQ_Lib.dat in MASControl 2017
D_SFm_Gar_ILit_Yr |  | FRACTION | Default¦Wkdy | 2014-11-01 | 2014-11-30 | Hourly | 0.04177 | 0.02441 | 0.01693 | 0.01251 | 0.0134 | 0.01479 | 0.01803 | 0.03713 | 0.04513 | 0.04022 | 0.03626 | 0.03841 | 0.03728 | 0.03623 | 0.03359 | 0.03473 | 0.03766 | 0.04522 | 0.05965 | 0.07555 | 0.09844 | 0.10856 | 0.09299 | 0.07139 | From eQ_Lib.dat in MASControl 2017
D_SFm_Gar_ILit_Yr |  | FRACTION | Wknd | 2014-11-01 | 2014-11-30 | Hourly | 0.04876 | 0.03316 | 0.02196 | 0.01516 | 0.01266 | 0.01321 | 0.01392 | 0.01967 | 0.02821 | 0.03673 | 0.03581 | 0.03775 | 0.03893 | 0.04066 | 0.03698 | 0.03463 | 0.0369 | 0.04432 | 0.05704 | 0.06916 | 0.08947 | 0.09952 | 0.09333 | 0.06781 | From eQ_Lib.dat in MASControl 2017
D_SFm_Gar_ILit_Yr |  | FRACTION | Default¦Wkdy | 2014-12-01 | 2014-12-31 | Hourly | 0.04149 | 0.02433 | 0.01691 | 0.01246 | 0.01348 | 0.01479 | 0.01782 | 0.03736 | 0.04566 | 0.0407 | 0.03666 | 0.03918 | 0.03804 | 0.03694 | 0.0341 | 0.03533 | 0.03844 | 0.04664 | 0.06147 | 0.07791 | 0.10152 | 0.10973 | 0.09262 | 0.0712 | From eQ_Lib.dat in MASControl 2017
D_SFm_Gar_ILit_Yr |  | FRACTION | Wknd | 2014-12-01 | 2014-12-31 | Hourly | 0.04843 | 0.03322 | 0.02204 | 0.01492 | 0.01249 | 0.01325 | 0.01385 | 0.01959 | 0.0282 | 0.03711 | 0.03581 | 0.0378 | 0.03915 | 0.04099 | 0.03704 | 0.03461 | 0.03698 | 0.04528 | 0.05866 | 0.0712 | 0.09179 | 0.10042 | 0.09352 | 0.06729 | From eQ_Lib.dat in MASControl 2017
D_SFm_Gar_ILit_Yr |  | FRACTION | WntrDsn | 2014-01-01 | 2014-12-31 | Hourly | 0.0445 | 0.02525 | 0.0171 | 0.01303 | 0.01259 | 0.01469 | 0.02007 | 0.03488 | 0.04004 | 0.03559 | 0.03234 | 0.03092 | 0.02995 | 0.02929 | 0.02866 | 0.02883 | 0.02997 | 0.03135 | 0.04191 | 0.05252 | 0.06844 | 0.09717 | 0.09661 | 0.07324 | From eQ_Lib.dat in MASControl 2017
D_SFm_Gar_ILit_Yr |  | FRACTION | SmrDsn | 2014-01-01 | 2014-12-31 | Hourly | 0.04149 | 0.02433 | 0.01691 | 0.01246 | 0.01348 | 0.01479 | 0.01782 | 0.03736 | 0.04566 | 0.0407 | 0.03666 | 0.03918 | 0.03804 | 0.03694 | 0.0341 | 0.03533 | 0.03844 | 0.04664 | 0.06147 | 0.07791 | 0.10152 | 0.10973 | 0.09262 | 0.0712 | From eQ_Lib.dat in MASControl 2017
D_SFm_Gar_ILit_Yr |  | FRACTION | Hol | 2014-01-01 | 2014-12-31 | Hourly | 0.05248 | 0.03254 | 0.02106 | 0.01778 | 0.01456 | 0.01271 | 0.01467 | 0.02056 | 0.02828 | 0.03253 | 0.03576 | 0.0371 | 0.03652 | 0.03689 | 0.03632 | 0.03482 | 0.03602 | 0.03374 | 0.03916 | 0.04667 | 0.0638 | 0.08966 | 0.09123 | 0.07355 | From eQ_Lib.dat in MASControl 2017
D_SFm_Living_ILit_Yr |  | FRACTION | Default¦Wkdy | 2014-01-01 | 2014-01-31 | Hourly | 0.04164 | 0.02437 | 0.01692 | 0.01249 | 0.01344 | 0.01479 | 0.01793 | 0.03724 | 0.04538 | 0.04045 | 0.03645 | 0.03878 | 0.03764 | 0.03657 | 0.03384 | 0.03502 | 0.03803 | 0.0459 | 0.06052 | 0.07667 | 0.09991 | 0.10911 | 0.09281 | 0.0713 | From eQ_Lib.dat in MASControl 2017
D_SFm_Living_ILit_Yr |  | FRACTION | Wknd | 2014-01-01 | 2014-01-31 | Hourly | 0.04861 | 0.03318 | 0.02199 | 0.01506 | 0.01259 | 0.01323 | 0.01388 | 0.01964 | 0.02821 | 0.0369 | 0.03581 | 0.03777 | 0.03903 | 0.04081 | 0.03701 | 0.03462 | 0.03694 | 0.04475 | 0.05777 | 0.07008 | 0.09052 | 0.09992 | 0.09342 | 0.06758 | From eQ_Lib.dat in MASControl 2017
D_SFm_Living_ILit_Yr |  | FRACTION | Default¦Wkdy | 2014-02-01 | 2014-02-28 | Hourly | 0.04213 | 0.02452 | 0.01695 | 0.01258 | 0.0133 | 0.01477 | 0.0183 | 0.03683 | 0.04446 | 0.03961 | 0.03574 | 0.03742 | 0.03631 | 0.03532 | 0.03294 | 0.03395 | 0.03665 | 0.04339 | 0.05731 | 0.07252 | 0.0945 | 0.10706 | 0.09347 | 0.07163 | From eQ_Lib.dat in MASControl 2017
D_SFm_Living_ILit_Yr |  | FRACTION | Wknd | 2014-02-01 | 2014-02-28 | Hourly | 0.04927 | 0.03307 | 0.02183 | 0.01552 | 0.01292 | 0.01314 | 0.01402 | 0.01979 | 0.02822 | 0.03616 | 0.0358 | 0.03766 | 0.0386 | 0.04014 | 0.03689 | 0.03465 | 0.03678 | 0.04287 | 0.05459 | 0.06608 | 0.08595 | 0.09817 | 0.09304 | 0.0686 | From eQ_Lib.dat in MASControl 2017
D_SFm_Living_ILit_Yr |  | FRACTION | Default¦Wkdy | 2014-03-01 | 2014-03-31 | Hourly | 0.04284 | 0.02474 | 0.017 | 0.01271 | 0.01309 | 0.01475 | 0.01883 | 0.03625 | 0.04313 | 0.03839 | 0.03471 | 0.03546 | 0.0344 | 0.0335 | 0.03165 | 0.0324 | 0.03463 | 0.03976 | 0.05267 | 0.06648 | 0.08664 | 0.10407 | 0.09442 | 0.07212 | From eQ_Lib.dat in MASControl 2017
D_SFm_Living_ILit_Yr |  | FRACTION | Wknd | 2014-03-01 | 2014-03-31 | Hourly | 0.05024 | 0.03291 | 0.0216 | 0.01621 | 0.01342 | 0.01301 | 0.01421 | 0.02003 | 0.02824 | 0.03506 | 0.03579 | 0.03749 | 0.03797 | 0.03916 | 0.03672 | 0.03471 | 0.03654 | 0.0401 | 0.04991 | 0.06018 | 0.07923 | 0.09559 | 0.09249 | 0.0701 | From eQ_Lib.dat in MASControl 2017
D_SFm_Living_ILit_Yr |  | FRACTION | Default¦Wkdy | 2014-04-01 | 2014-04-30 | Hourly | 0.04361 | 0.02498 | 0.01704 | 0.01286 | 0.01286 | 0.01472 | 0.01941 | 0.03561 | 0.04169 | 0.03708 | 0.03361 | 0.03334 | 0.03232 | 0.03153 | 0.03026 | 0.03074 | 0.03245 | 0.03584 | 0.04766 | 0.05997 | 0.07816 | 0.10085 | 0.09544 | 0.07264 | From eQ_Lib.dat in MASControl 2017
D_SFm_Living_ILit_Yr |  | FRACTION | Wknd | 2014-04-01 | 2014-04-30 | Hourly | 0.05129 | 0.03274 | 0.02135 | 0.01694 | 0.01396 | 0.01287 | 0.01443 | 0.02028 | 0.02826 | 0.03388 | 0.03577 | 0.03731 | 0.03729 | 0.0381 | 0.03653 | 0.03476 | 0.0363 | 0.03712 | 0.04488 | 0.05386 | 0.07201 | 0.09281 | 0.0919 | 0.07172 | From eQ_Lib.dat in MASControl 2017
D_SFm_Living_ILit_Yr |  | FRACTION | Default¦Wkdy | 2014-05-01 | 2014-05-31 | Hourly | 0.04421 | 0.02516 | 0.01708 | 0.01298 | 0.01268 | 0.01469 | 0.01987 | 0.03511 | 0.04058 | 0.03606 | 0.03275 | 0.0317 | 0.03071 | 0.03001 | 0.02917 | 0.02944 | 0.03076 | 0.0328 | 0.04376 | 0.05492 | 0.07157 | 0.09836 | 0.09624 | 0.07305 | From eQ_Lib.dat in MASControl 2017
D_SFm_Living_ILit_Yr |  | FRACTION | Wknd | 2014-05-01 | 2014-05-31 | Hourly | 0.05212 | 0.0326 | 0.02115 | 0.01753 | 0.01438 | 0.01276 | 0.0146 | 0.02048 | 0.02827 | 0.03294 | 0.03577 | 0.03717 | 0.03675 | 0.03725 | 0.03639 | 0.0348 | 0.0361 | 0.03475 | 0.04088 | 0.04883 | 0.06627 | 0.09061 | 0.09143 | 0.073 | From eQ_Lib.dat in MASControl 2017
D_SFm_Living_ILit_Yr |  | FRACTION | Default¦Wkdy | 2014-06-01 | 2014-06-30 | Hourly | 0.0445 | 0.02525 | 0.0171 | 0.01303 | 0.01259 | 0.01469 | 0.02007 | 0.03488 | 0.04004 | 0.03559 | 0.03234 | 0.03092 | 0.02995 | 0.02929 | 0.02866 | 0.02883 | 0.02997 | 0.03135 | 0.04191 | 0.05252 | 0.06844 | 0.09717 | 0.09661 | 0.07324 | From eQ_Lib.dat in MASControl 2017
D_SFm_Living_ILit_Yr |  | FRACTION | Wknd | 2014-06-01 | 2014-06-30 | Hourly | 0.05248 | 0.03254 | 0.02106 | 0.01778 | 0.01456 | 0.01271 | 0.01467 | 0.02056 | 0.02828 | 0.03253 | 0.03576 | 0.0371 | 0.03652 | 0.03689 | 0.03632 | 0.03482 | 0.03602 | 0.03374 | 0.03916 | 0.04667 | 0.0638 | 0.08966 | 0.09123 | 0.07355 | From eQ_Lib.dat in MASControl 2017
D_SFm_Living_ILit_Yr |  | FRACTION | Default¦Wkdy | 2014-07-01 | 2014-07-31 | Hourly | 0.04436 | 0.02521 | 0.01709 | 0.01301 | 0.01263 | 0.01469 | 0.01997 | 0.03498 | 0.0403 | 0.03581 | 0.03253 | 0.03129 | 0.03031 | 0.02963 | 0.02891 | 0.02912 | 0.03035 | 0.03204 | 0.0428 | 0.05367 | 0.06994 | 0.09774 | 0.09643 | 0.07315 | From eQ_Lib.dat in MASControl 2017
D_SFm_Living_ILit_Yr |  | FRACTION | Wknd | 2014-07-01 | 2014-07-31 | Hourly | 0.05233 | 0.03256 | 0.0211 | 0.01767 | 0.01448 | 0.01274 | 0.01464 | 0.02053 | 0.02828 | 0.0327 | 0.03577 | 0.03712 | 0.03661 | 0.03704 | 0.03635 | 0.03482 | 0.03605 | 0.03416 | 0.03987 | 0.04756 | 0.06482 | 0.09005 | 0.09131 | 0.07332 | From eQ_Lib.dat in MASControl 2017
D_SFm_Living_ILit_Yr |  | FRACTION | Default¦Wkdy | 2014-08-01 | 2014-08-31 | Hourly | 0.04386 | 0.02506 | 0.01706 | 0.01291 | 0.01278 | 0.01471 | 0.0196 | 0.0354 | 0.04123 | 0.03666 | 0.03325 | 0.03266 | 0.03165 | 0.0309 | 0.02981 | 0.0302 | 0.03175 | 0.03457 | 0.04604 | 0.05787 | 0.07542 | 0.09981 | 0.09577 | 0.07281 | From eQ_Lib.dat in MASControl 2017
D_SFm_Living_ILit_Yr |  | FRACTION | Wknd | 2014-08-01 | 2014-08-31 | Hourly | 0.05162 | 0.03268 | 0.02127 | 0.01717 | 0.01412 | 0.01283 | 0.0145 | 0.02036 | 0.02827 | 0.03351 | 0.03577 | 0.03725 | 0.03708 | 0.03777 | 0.03648 | 0.03477 | 0.03622 | 0.03619 | 0.0433 | 0.05188 | 0.06975 | 0.09195 | 0.09172 | 0.07222 | From eQ_Lib.dat in MASControl 2017
D_SFm_Living_ILit_Yr |  | FRACTION | Default¦Wkdy | 2014-09-01 | 2014-09-30 | Hourly | 0.04312 | 0.02483 | 0.01701 | 0.01277 | 0.013 | 0.01473 | 0.01904 | 0.03601 | 0.04261 | 0.03792 | 0.03432 | 0.03469 | 0.03365 | 0.03279 | 0.03115 | 0.0318 | 0.03384 | 0.03834 | 0.05086 | 0.06413 | 0.08357 | 0.10291 | 0.09478 | 0.0723 | From eQ_Lib.dat in MASControl 2017
D_SFm_Living_ILit_Yr |  | FRACTION | Wknd | 2014-09-01 | 2014-09-30 | Hourly | 0.05065 | 0.03284 | 0.02151 | 0.01649 | 0.01363 | 0.01296 | 0.01429 | 0.02012 | 0.02825 | 0.0346 | 0.03578 | 0.03742 | 0.03771 | 0.03875 | 0.03665 | 0.03473 | 0.03645 | 0.03895 | 0.04797 | 0.05775 | 0.07645 | 0.09452 | 0.09226 | 0.07072 | From eQ_Lib.dat in MASControl 2017
D_SFm_Living_ILit_Yr |  | FRACTION | Default¦Wkdy | 2014-10-01 | 2014-10-31 | Hourly | 0.04235 | 0.02459 | 0.01696 | 0.01262 | 0.01323 | 0.01477 | 0.01846 | 0.03665 | 0.04406 | 0.03924 | 0.03543 | 0.03683 | 0.03573 | 0.03476 | 0.03255 | 0.03348 | 0.03603 | 0.04228 | 0.0559 | 0.07068 | 0.0921 | 0.10615 | 0.09376 | 0.07178 | From eQ_Lib.dat in MASControl 2017
D_SFm_Living_ILit_Yr |  | FRACTION | Wknd | 2014-10-01 | 2014-10-31 | Hourly | 0.04962 | 0.03301 | 0.02175 | 0.01577 | 0.01311 | 0.01309 | 0.01409 | 0.01988 | 0.02823 | 0.03576 | 0.03579 | 0.0376 | 0.03837 | 0.03979 | 0.03683 | 0.03467 | 0.03669 | 0.04186 | 0.05289 | 0.06395 | 0.08352 | 0.09723 | 0.09285 | 0.06914 | From eQ_Lib.dat in MASControl 2017
D_SFm_Living_ILit_Yr |  | FRACTION | Default¦Wkdy | 2014-11-01 | 2014-11-30 | Hourly | 0.04177 | 0.02441 | 0.01693 | 0.01251 | 0.0134 | 0.01479 | 0.01803 | 0.03713 | 0.04513 | 0.04022 | 0.03626 | 0.03841 | 0.03728 | 0.03623 | 0.03359 | 0.03473 | 0.03766 | 0.04522 | 0.05965 | 0.07555 | 0.09844 | 0.10856 | 0.09299 | 0.07139 | From eQ_Lib.dat in MASControl 2017
D_SFm_Living_ILit_Yr |  | FRACTION | Wknd | 2014-11-01 | 2014-11-30 | Hourly | 0.04876 | 0.03316 | 0.02196 | 0.01516 | 0.01266 | 0.01321 | 0.01392 | 0.01967 | 0.02821 | 0.03673 | 0.03581 | 0.03775 | 0.03893 | 0.04066 | 0.03698 | 0.03463 | 0.0369 | 0.04432 | 0.05704 | 0.06916 | 0.08947 | 0.09952 | 0.09333 | 0.06781 | From eQ_Lib.dat in MASControl 2017
D_SFm_Living_ILit_Yr |  | FRACTION | Default¦Wkdy | 2014-12-01 | 2014-12-31 | Hourly | 0.04149 | 0.02433 | 0.01691 | 0.01246 | 0.01348 | 0.01479 | 0.01782 | 0.03736 | 0.04566 | 0.0407 | 0.03666 | 0.03918 | 0.03804 | 0.03694 | 0.0341 | 0.03533 | 0.03844 | 0.04664 | 0.06147 | 0.07791 | 0.10152 | 0.10973 | 0.09262 | 0.0712 | From eQ_Lib.dat in MASControl 2017
D_SFm_Living_ILit_Yr |  | FRACTION | Wknd | 2014-12-01 | 2014-12-31 | Hourly | 0.04843 | 0.03322 | 0.02204 | 0.01492 | 0.01249 | 0.01325 | 0.01385 | 0.01959 | 0.0282 | 0.03711 | 0.03581 | 0.0378 | 0.03915 | 0.04099 | 0.03704 | 0.03461 | 0.03698 | 0.04528 | 0.05866 | 0.0712 | 0.09179 | 0.10042 | 0.09352 | 0.06729 | From eQ_Lib.dat in MASControl 2017
D_SFm_Living_ILit_Yr |  | FRACTION | WntrDsn | 2014-01-01 | 2014-12-31 | Hourly | 0.0445 | 0.02525 | 0.0171 | 0.01303 | 0.01259 | 0.01469 | 0.02007 | 0.03488 | 0.04004 | 0.03559 | 0.03234 | 0.03092 | 0.02995 | 0.02929 | 0.02866 | 0.02883 | 0.02997 | 0.03135 | 0.04191 | 0.05252 | 0.06844 | 0.09717 | 0.09661 | 0.07324 | From eQ_Lib.dat in MASControl 2017
D_SFm_Living_ILit_Yr |  | FRACTION | SmrDsn | 2014-01-01 | 2014-12-31 | Hourly | 0.04149 | 0.02433 | 0.01691 | 0.01246 | 0.01348 | 0.01479 | 0.01782 | 0.03736 | 0.04566 | 0.0407 | 0.03666 | 0.03918 | 0.03804 | 0.03694 | 0.0341 | 0.03533 | 0.03844 | 0.04664 | 0.06147 | 0.07791 | 0.10152 | 0.10973 | 0.09262 | 0.0712 | From eQ_Lib.dat in MASControl 2017
D_SFm_Living_ILit_Yr |  | FRACTION | Hol | 2014-01-01 | 2014-12-31 | Hourly | 0.05248 | 0.03254 | 0.02106 | 0.01778 | 0.01456 | 0.01271 | 0.01467 | 0.02056 | 0.02828 | 0.03253 | 0.03576 | 0.0371 | 0.03652 | 0.03689 | 0.03632 | 0.03482 | 0.03602 | 0.03374 | 0.03916 | 0.04667 | 0.0638 | 0.08966 | 0.09123 | 0.07355 | From eQ_Lib.dat in MASControl 2017
D_WinShad_All_All_Yr |  | MULTIPLIER | Default¦Wkdy | 2014-01-01 | 2014-12-31 | Constant | 0.95 | [23 empty] | From eQ_Lib.dat in MASControl 2017
D_WinShad_All_All_Yr |  | MULTIPLIER | Wknd | 2014-01-01 | 2014-12-31 | Constant | 0.95 | [23 empty] | From eQ_Lib.dat in MASControl 2017
D_WinShad_All_All_Yr |  | MULTIPLIER | WntrDsn | 2014-01-01 | 2014-12-31 | Constant | 0.95 | [23 empty] | From eQ_Lib.dat in MASControl 2017
D_WinShad_All_All_Yr |  | MULTIPLIER | SmrDsn | 2014-01-01 | 2014-12-31 | Constant | 1 | [23 empty] | From eQ_Lib.dat in MASControl 2017
D_WinShad_All_All_Yr |  | MULTIPLIER | Hol | 2014-01-01 | 2014-12-31 | Constant | 0.95 | [23 empty] | From eQ_Lib.dat in MASControl 2017
D_WinShad_ERC_All_Yr |  | MULTIPLIER | Default¦Wkdy | 2014-01-01 | 2014-12-31 | Constant | 0.95 | [23 empty] | From eQ_Lib.dat in MASControl 2017
D_WinShad_ERC_All_Yr |  | MULTIPLIER | Wknd | 2014-01-01 | 2014-12-31 | Constant | 0.95 | [23 empty] | From eQ_Lib.dat in MASControl 2017
D_WinShad_ERC_All_Yr |  | MULTIPLIER | WntrDsn | 2014-01-01 | 2014-12-31 | Constant | 0.95 | [23 empty] | From eQ_Lib.dat in MASControl 2017
D_WinShad_ERC_All_Yr |  | MULTIPLIER | SmrDsn | 2014-01-01 | 2014-12-31 | Constant | 1 | [23 empty] | From eQ_Lib.dat in MASControl 2017
D_WinShad_ERC_All_Yr |  | MULTIPLIER | Hol | 2014-01-01 | 2014-12-31 | Constant | 0.95 | [23 empty] | From eQ_Lib.dat in MASControl 2017
DEER Res Monthly Shade Sched |  | FRACTION | Default¦SmrDsn¦WntrDsn¦Hol | 2014-01-01 | 2014-12-31 | Constant | 0 | [23 empty] | From eQ_Lib.dat in MASControl 2017
defr_wi_sched |  |  | Default | 2014-01-01 | 2014-12-31 | Hourly | 0 | 0 | 0 | 0 | 0 | 0 | 0 | 0 | 0 | 0 | 0 | 1 | 0 | 0 | 0 | 0 | 0 | 0 | 0 | 0 | 0 | 0 | 0 | 1
door_wi_sched |  |  | Default | 2014-01-01 | 2014-12-31 | Hourly | 0 | 0 | 0 | 0 | 0 | 0 | 0.0625 | 0.0625 | 0.0625 | 0.0625 | 0.0625 | 0.0625 | 0.0625 | 0.0625 | 0.0625 | 0.0625 | 0.0625 | 0.0625 | 0.0625 | 0.0625 | 0.0625 | 0.0625 | 0 | 0
Skylight Shades Schedule |  | FRACTION | Default¦Wkdy | 2014-01-01 | 2014-12-31 | Constant | 1 | [23 empty] | From eQ_Lib.dat in MASControl 2017
Skylight Shades Schedule |  | FRACTION | Wknd | 2014-01-01 | 2014-12-31 | Constant | 1 | [23 empty] | From eQ_Lib.dat in MASControl 2017
Skylight Shades Schedule |  | FRACTION | WntrDsn | 2014-01-01 | 2014-12-31 | Constant | 0 | [23 empty] | From eQ_Lib.dat in MASControl 2017
Skylight Shades Schedule |  | FRACTION | SmrDsn | 2014-01-01 | 2014-12-31 | Constant | 1 | [23 empty] | From eQ_Lib.dat in MASControl 2017
Skylight Shades Schedule |  | FRACTION | Hol | 2014-01-01 | 2014-12-31 | Constant | 1 | [23 empty] | From eQ_Lib.dat in MASControl 2017
Lab_LIGHT_CORRIDOR_SCH | Lighting |  | Default¦WntrDsn¦SmrDsn | 2019-01-01 | 2019-12-31 | Constant | 1
Lab_OCC_SCH | Occupancy |  | Wkdy | 2019-01-01 | 2019-12-31 | Hourly | 0.05 | 0.05 | 0.05 | 0.05 | 0.05 | 0.05 | 0.1 | 0.2 | 0.9 | 0.9 | 0.45 | 0.45 | 0.9 | 0.9 | 0.9 | 0.9 | 0.9 | 0.3 | 0.1 | 0.1 | 0.1 | 0.05 | 0.05 | 0.05
Lab_OCC_SCH | Occupancy |  | Default | 2019-01-01 | 2019-12-31 | Hourly | 0.05 | 0.05 | 0.05 | 0.05 | 0.05 | 0.05 | 0.1 | 0.1 | 0.3 | 0.3 | 0.3 | 0.3 | 0.1 | 0.1 | 0.1 | 0.1 | 0.1 | 0.05 | 0.05 | 0.05 | 0.05 | 0.05 | 0.05 | 0.05
Lab_OCC_SCH | Occupancy |  | SmrDsn | 2019-01-01 | 2019-12-31 | Constant | 1
Lab_OCC_SCH | Occupancy |  | WntrDsn | 2019-01-01 | 2019-12-31 | Constant | 0
Lab_EQUIP_SCH | Equipment |  | Wkdy | 2019-01-01 | 2019-12-31 | Hourly | 0.2 | 0.2 | 0.2 | 0.2 | 0.2 | 0.2 | 0.3 | 0.4 | 0.5 | 0.5 | 0.5 | 0.4 | 0.5 | 0.5 | 0.5 | 0.5 | 0.4 | 0.3 | 0.3 | 0.2 | 0.2 | 0.2 | 0.2 | 0.2
Lab_EQUIP_SCH | Equipment |  | Default | 2019-01-01 | 2019-12-31 | Hourly | 0.2 | 0.2 | 0.2 | 0.2 | 0.2 | 0.3 | 0.3 | 0.4 | 0.4 | 0.4 | 0.4 | 0.3 | 0.3 | 0.3 | 0.3 | 0.3 | 0.2 | 0.2 | 0.2 | 0.2 | 0.2 | 0.2 | 0.2 | 0.2
Lab_EQUIP_SCH | Equipment |  | SmrDsn | 2019-01-01 | 2019-12-31 | Constant | 1
Lab_EQUIP_SCH | Equipment |  | WntrDsn | 2019-01-01 | 2019-12-31 | Constant | 0
Lab_LIGHT_SCH | Lighting |  | Wkdy | 2019-01-01 | 2019-12-31 | Hourly | 0.2 | 0.2 | 0.2 | 0.2 | 0.2 | 0.3 | 0.5 | 0.9 | 0.9 | 0.9 | 0.9 | 0.8 | 0.9 | 0.9 | 0.9 | 0.9 | 0.9 | 0.5 | 0.5 | 0.3 | 0.3 | 0.2 | 0.2 | 0.2
Lab_LIGHT_SCH | Lighting |  | Default | 2019-01-01 | 2019-12-31 | Hourly | 0.1 | 0.1 | 0.1 | 0.1 | 0.1 | 0.1 | 0.1 | 0.4 | 0.4 | 0.4 | 0.4 | 0.2 | 0.2 | 0.2 | 0.2 | 0.2 | 0.1 | 0.1 | 0.1 | 0.1 | 0.1 | 0.1 | 0.1 | 0.1
Lab_LIGHT_SCH | Lighting |  | SmrDsn | 2019-01-01 | 2019-12-31 | Constant | 1
Lab_LIGHT_SCH | Lighting |  | WntrDsn | 2019-01-01 | 2019-12-31 | Constant | 0
Lab_INFIL_SCH_PNNL | Infiltration |  | Default | 2019-01-01 | 2019-12-31 | Constant | 1
Lab_INFIL_SCH_PNNL | Infiltration |  | WntrDsn¦Sat | 2019-01-01 | 2019-12-31 | Hourly | 1 | 1 | 1 | 1 | 1 | 1 | 0.25 | 0.25 | 0.25 | 0.25 | 0.25 | 0.25 | 0.25 | 0.25 | 0.25 | 0.25 | 0.25 | 0.25 | 1 | 1 | 1 | 1 | 1 | 1
Lab_INFIL_SCH_PNNL | Infiltration |  | SmrDsn¦Wkdy | 2019-01-01 | 2019-12-31 | Hourly | 1 | 1 | 1 | 1 | 1 | 1 | 0.25 | 0.25 | 0.25 | 0.25 | 0.25 | 0.25 | 0.25 | 0.25 | 0.25 | 0.25 | 0.25 | 0.25 | 0.25 | 0.25 | 0.25 | 0.25 | 1 | 1
Lab_HTGSETP_SCH | Thermostat Setpoint |  | Wkdy¦WntrDsn | 2019-01-01 | 2019-12-31 | Hourly | 22.22 | 22.22 | 22.22 | 22.22 | 22.22 | 22.22 | 22.22 | 22.22 | 22.22 | 22.22 | 22.22 | 22.22 | 22.22 | 22.22 | 22.22 | 22.22 | 22.22 | 22.22 | 22.22 | 22.22 | 22.22 | 22.22 | 22.22 | 22.22
Lab_HTGSETP_SCH | Thermostat Setpoint |  | Default | 2019-01-01 | 2019-12-31 | Hourly | 22.22 | 22.22 | 22.22 | 22.22 | 22.22 | 22.22 | 22.22 | 22.22 | 22.22 | 22.22 | 22.22 | 22.22 | 22.22 | 22.22 | 22.22 | 22.22 | 22.22 | 22.22 | 22.22 | 22.22 | 22.22 | 22.22 | 22.22 | 22.22
Lab_CLGSETP_SCH | Thermostat Setpoint |  | Wkdy¦SmrDsn | 2019-01-01 | 2019-12-31 | Hourly | 22.22 | 22.22 | 22.22 | 22.22 | 22.22 | 22.22 | 22.22 | 22.22 | 22.22 | 22.22 | 22.22 | 22.22 | 22.22 | 22.22 | 22.22 | 22.22 | 22.22 | 22.22 | 22.22 | 22.22 | 22.22 | 22.22 | 22.22 | 22.22
Lab_CLGSETP_SCH | Thermostat Setpoint |  | Default | 2019-01-01 | 2019-12-31 | Hourly | 22.22 | 22.22 | 22.22 | 22.22 | 22.22 | 22.22 | 22.22 | 22.22 | 22.22 | 22.22 | 22.22 | 22.22 | 22.22 | 22.22 | 22.22 | 22.22 | 22.22 | 22.22 | 22.22 | 22.22 | 22.22 | 22.22 | 22.22 | 22.22
Lab_BLDG_SWH_SCH | Service Water Heating |  | Wkdy¦SmrDsn | 2019-01-01 | 2019-12-31 | Hourly | 0.05 | 0.05 | 0.05 | 0.05 | 0.05 | 0.05 | 0.07 | 0.19 | 0.35 | 0.38 | 0.39 | 0.47 | 0.57 | 0.54 | 0.34 | 0.33 | 0.44 | 0.26 | 0.21 | 0.15 | 0.17 | 0.08 | 0.05 | 0.05 | Used OfficeMedium BLDG_SWH_SCH
Lab_BLDG_SWH_SCH | Service Water Heating |  | Default¦WntrDsn | 2019-01-01 | 2019-12-31 | Hourly | 0.05 | 0.05 | 0.05 | 0.05 | 0.05 | 0.05 | 0.07 | 0.11 | 0.15 | 0.21 | 0.19 | 0.23 | 0.2 | 0.19 | 0.15 | 0.13 | 0.14 | 0.07 | 0.07 | 0.05 | 0.05 | 0.05 | 0.05 | 0.05 | Used OfficeMedium BLDG_SWH_SCH
Lab_OCC_Activity | Activity | W | Default¦WntrDsn¦SmrDsn | 2019-01-01 | 2019-12-31 | Constant | 167
Lab_HVACOperationSchd | Operation |  | Default¦WntrDsn¦SmrDsn | 2019-01-01 | 2019-12-31 | Constant | 1
Lab_MinOA_MotorizedDamper_Sched | OA Air |  | Default¦WntrDsn¦SmrDsn | 2019-01-01 | 2019-12-31 | Constant | 1
Lab_FumeHood_Sch | Fan |  | Wkdy¦SmrDsn¦WntrDsn | 2019-01-01 | 2019-12-31 | Hourly | 0.53 | 0.53 | 0.53 | 0.53 | 0.53 | 0.53 | 0.53 | 0.55 | 0.6 | 0.98 | 0.98 | 0.98 | 0.73 | 0.98 | 0.98 | 0.98 | 0.98 | 0.65 | 0.55 | 0.55 | 0.53 | 0.53 | 0.53 | 0.53
Lab_FumeHood_Sch | Fan |  | Default | 2019-01-01 | 2019-12-31 | Hourly | 0.53 | 0.53 | 0.53 | 0.53 | 0.53 | 0.53 | 0.53 | 0.55 | 0.55 | 0.65 | 0.65 | 0.65 | 0.65 | 0.55 | 0.55 | 0.55 | 0.55 | 0.55 | 0.53 | 0.53 | 0.53 | 0.53 | 0.53 | 0.53
Lab_Exterior_lighting_schedule | Lighting |  | Default¦WntrDsn¦SmrDsn | 2019-01-01 | 2019-12-31 | Hourly | 1 | 1 | 1 | 1 | 1 | 1 | 1 | 1 | 1 | 1 | 1 | 1 | 1 | 1 | 1 | 1 | 1 | 1 | 1 | 1 | 1 | 1 | 1 | 1
College BLDG_LIGHT_SCH | Lighting | FRACTION | Wkdy¦SmrDsn | 2019-01-01 | 2019-06-30 | Hourly | 0.1773 | 0.1773 | 0.1773 | 0.1773 | 0.1773 | 0.1773 | 0.1773 | 0.9 | 0.9 | 0.9 | 0.9 | 0.9 | 0.9 | 0.9 | 0.9 | 0.9 | 0.9 | 0.9 | 0.9 | 0.9 | 0.9 | 0.1773 | 0.1773 | 0.1773
College BLDG_LIGHT_SCH | Lighting | FRACTION | Wkdy¦SmrDsn | 2019-09-01 | 2019-12-31 | Hourly | 0.1773 | 0.1773 | 0.1773 | 0.1773 | 0.1773 | 0.1773 | 0.1773 | 0.9 | 0.9 | 0.9 | 0.9 | 0.9 | 0.9 | 0.9 | 0.9 | 0.9 | 0.9 | 0.9 | 0.9 | 0.9 | 0.9 | 0.1773 | 0.1773 | 0.1773
College BLDG_LIGHT_SCH | Lighting | FRACTION | Default¦WntrDsn¦Wknd¦Hol | 2019-01-01 | 2019-06-30 | Hourly | 0.1773 | 0.1773 | 0.1773 | 0.1773 | 0.1773 | 0.1773 | 0.1773 | 0.1773 | 0.1773 | 0.1773 | 0.1773 | 0.1773 | 0.1773 | 0.1773 | 0.1773 | 0.1773 | 0.1773 | 0.1773 | 0.1773 | 0.1773 | 0.1773 | 0.1773 | 0.1773 | 0.1773
College BLDG_LIGHT_SCH | Lighting | FRACTION | Default¦WntrDsn¦Wknd¦Hol | 2019-09-01 | 2019-12-31 | Hourly | 0.1773 | 0.1773 | 0.1773 | 0.1773 | 0.1773 | 0.1773 | 0.1773 | 0.1773 | 0.1773 | 0.1773 | 0.1773 | 0.1773 | 0.1773 | 0.1773 | 0.1773 | 0.1773 | 0.1773 | 0.1773 | 0.1773 | 0.1773 | 0.1773 | 0.1773 | 0.1773 | 0.1773
College BLDG_LIGHT_SCH | Lighting | FRACTION | Wkdy¦SmrDsn | 2019-07-01 | 2019-08-31 | Hourly | 0.1773 | 0.1773 | 0.1773 | 0.1773 | 0.1773 | 0.1773 | 0.1773 | 0.1773 | 0.5 | 0.5 | 0.5 | 0.5 | 0.5 | 0.5 | 0.5 | 0.5 | 0.5 | 0.5 | 0.5 | 0.5 | 0.1773 | 0.1773 | 0.1773 | 0.1773
College BLDG_LIGHT_SCH | Lighting | FRACTION | Default¦WntrDsn¦Wknd¦Hol | 2019-07-01 | 2019-08-31 | Hourly | 0.1773 | 0.1773 | 0.1773 | 0.1773 | 0.1773 | 0.1773 | 0.1773 | 0.1773 | 0.1773 | 0.1773 | 0.1773 | 0.1773 | 0.1773 | 0.1773 | 0.1773 | 0.1773 | 0.1773 | 0.1773 | 0.1773 | 0.1773 | 0.1773 | 0.1773 | 0.1773 | 0.1773
College BLDG_EQUIP_SCH_Base | Equipment | FRACTION | Wkdy¦SmrDsn | 2019-01-01 | 2019-06-30 | Hourly | 0.4 | 0.4 | 0.4 | 0.4 | 0.4 | 0.4 | 0.4 | 0.4 | 1 | 1 | 1 | 1 | 1 | 1 | 1 | 1 | 1 | 0.4 | 0.4 | 0.4 | 0.4 | 0.4 | 0.4 | 0.4
College BLDG_EQUIP_SCH_Base | Equipment | FRACTION | Wkdy¦SmrDsn | 2019-09-01 | 2019-12-31 | Hourly | 0.4 | 0.4 | 0.4 | 0.4 | 0.4 | 0.4 | 0.4 | 0.4 | 1 | 1 | 1 | 1 | 1 | 1 | 1 | 1 | 1 | 0.4 | 0.4 | 0.4 | 0.4 | 0.4 | 0.4 | 0.4
College BLDG_EQUIP_SCH_Base | Equipment | FRACTION | Default¦WntrDsn¦Wknd¦Hol | 2019-01-01 | 2019-06-30 | Hourly | 0.4 | 0.4 | 0.4 | 0.4 | 0.4 | 0.4 | 0.4 | 0.4 | 0.4 | 0.4 | 0.4 | 0.4 | 0.4 | 0.4 | 0.4 | 0.4 | 0.4 | 0.4 | 0.4 | 0.4 | 0.4 | 0.4 | 0.4 | 0.4
College BLDG_EQUIP_SCH_Base | Equipment | FRACTION | Default¦WntrDsn¦Wknd¦Hol | 2019-09-01 | 2019-12-31 | Hourly | 0.4 | 0.4 | 0.4 | 0.4 | 0.4 | 0.4 | 0.4 | 0.4 | 0.4 | 0.4 | 0.4 | 0.4 | 0.4 | 0.4 | 0.4 | 0.4 | 0.4 | 0.4 | 0.4 | 0.4 | 0.4 | 0.4 | 0.4 | 0.4
College BLDG_EQUIP_SCH_Base | Equipment | FRACTION | Wkdy¦SmrDsn | 2019-07-01 | 2019-08-31 | Hourly | 0.3 | 0.3 | 0.3 | 0.3 | 0.3 | 0.3 | 0.3 | 0.3 | 0.5 | 0.5 | 0.5 | 0.5 | 0.5 | 0.5 | 0.5 | 0.5 | 0.5 | 0.3 | 0.3 | 0.3 | 0.3 | 0.3 | 0.3 | 0.3
College BLDG_EQUIP_SCH_Base | Equipment | FRACTION | Default¦WntrDsn¦Wknd¦Hol | 2019-07-01 | 2019-08-31 | Hourly | 0.3 | 0.3 | 0.3 | 0.3 | 0.3 | 0.3 | 0.3 | 0.3 | 0.3 | 0.3 | 0.3 | 0.3 | 0.3 | 0.3 | 0.3 | 0.3 | 0.3 | 0.3 | 0.3 | 0.3 | 0.3 | 0.3 | 0.3 | 0.3
College BLDG_ELEVATORS | Equipment | FRACTION | Wkdy | 2019-01-01 | 2019-12-31 | Hourly | 0 | 0 | 0 | 0 | 0 | 0 | 0 | 0 | 0.3 | 0.3 | 0.3 | 0.3 | 0.3 | 0.3 | 0.3 | 0.2 | 0 | 0 | 0 | 0 | 0 | 0 | 0 | 0
College BLDG_ELEVATORS | Equipment | FRACTION | Sat | 2019-01-01 | 2019-12-31 | Hourly | 0 | 0 | 0 | 0 | 0 | 0 | 0 | 0 | 0 | 0 | 0 | 0 | 0 | 0 | 0 | 0 | 0 | 0 | 0 | 0 | 0 | 0 | 0 | 0
College BLDG_ELEVATORS | Equipment | FRACTION | Sun | 2019-01-01 | 2019-12-31 | Hourly | 0 | 0 | 0 | 0 | 0 | 0 | 0 | 0 | 0 | 0 | 0 | 0 | 0 | 0 | 0 | 0 | 0 | 0 | 0 | 0 | 0 | 0 | 0 | 0
College BLDG_ELEVATORS | Equipment | FRACTION | SmrDsn | 2019-01-01 | 2019-12-31 | Hourly | 0.3 | 0.3 | 0.3 | 0.3 | 0.3 | 0.3 | 0.3 | 0.3 | 0.3 | 0.3 | 0.3 | 0.3 | 0.3 | 0.3 | 0.3 | 0.3 | 0.3 | 0.3 | 0.3 | 0.3 | 0.3 | 0.3 | 0.3 | 0.3
College BLDG_ELEVATORS | Equipment | FRACTION | WntrDsn | 2019-01-01 | 2019-12-31 | Hourly | 0 | 0 | 0 | 0 | 0 | 0 | 0 | 0 | 0 | 0 | 0 | 0 | 0 | 0 | 0 | 0 | 0 | 0 | 0 | 0 | 0 | 0 | 0 | 0
College ELEV_LIGHT_FAN_SCH_24_7 | Fan | FRACTION | Wkdy | 2019-01-01 | 2019-12-31 | Hourly | 1 | 1 | 1 | 1 | 1 | 1 | 1 | 1 | 1 | 1 | 1 | 1 | 1 | 1 | 1 | 1 | 1 | 1 | 1 | 1 | 1 | 1 | 1 | 1
College ELEV_LIGHT_FAN_SCH_24_7 | Fan | FRACTION | Sat | 2019-01-01 | 2019-12-31 | Hourly | 1 | 1 | 1 | 1 | 1 | 1 | 1 | 1 | 1 | 1 | 1 | 1 | 1 | 1 | 1 | 1 | 1 | 1 | 1 | 1 | 1 | 1 | 1 | 1
College ELEV_LIGHT_FAN_SCH_24_7 | Fan | FRACTION | Default¦Sun¦Hol | 2019-01-01 | 2019-12-31 | Hourly | 1 | 1 | 1 | 1 | 1 | 1 | 1 | 1 | 1 | 1 | 1 | 1 | 1 | 1 | 1 | 1 | 1 | 1 | 1 | 1 | 1 | 1 | 1 | 1
College ELEV_LIGHT_FAN_SCH_24_7 | Fan | FRACTION | SmrDsn | 2019-01-01 | 2019-12-31 | Hourly | 1 | 1 | 1 | 1 | 1 | 1 | 1 | 1 | 1 | 1 | 1 | 1 | 1 | 1 | 1 | 1 | 1 | 1 | 1 | 1 | 1 | 1 | 1 | 1
College ELEV_LIGHT_FAN_SCH_24_7 | Fan | FRACTION | WntrDsn | 2019-01-01 | 2019-12-31 | Hourly | 1 | 1 | 1 | 1 | 1 | 1 | 1 | 1 | 1 | 1 | 1 | 1 | 1 | 1 | 1 | 1 | 1 | 1 | 1 | 1 | 1 | 1 | 1 | 1
College BLDG_OCC_SCH | Occupancy | FRACTION | Wkdy¦SmrDsn | 2019-01-01 | 2019-06-30 | Hourly | 0 | 0 | 0 | 0 | 0 | 0 | 0 | 0 | 1 | 1 | 1 | 1 | 1 | 1 | 1 | 1 | 0.2 | 0.2 | 0.2 | 0.2 | 0.2 | 0 | 0 | 0
College BLDG_OCC_SCH | Occupancy | FRACTION | Wkdy¦SmrDsn | 2019-09-01 | 2019-12-31 | Hourly | 0 | 0 | 0 | 0 | 0 | 0 | 0 | 0 | 1 | 1 | 1 | 1 | 1 | 1 | 1 | 1 | 0.2 | 0.2 | 0.2 | 0.2 | 0.2 | 0 | 0 | 0
College BLDG_OCC_SCH | Occupancy | FRACTION | Default¦WntrDsn¦Wknd¦Hol | 2019-01-01 | 2019-06-30 | Hourly | 0 | 0 | 0 | 0 | 0 | 0 | 0 | 0 | 0 | 0 | 0 | 0 | 0 | 0 | 0 | 0 | 0 | 0 | 0 | 0 | 0 | 0 | 0 | 0
College BLDG_OCC_SCH | Occupancy | FRACTION | Default¦WntrDsn¦Wknd¦Hol | 2019-09-01 | 2019-12-31 | Hourly | 0 | 0 | 0 | 0 | 0 | 0 | 0 | 0 | 0 | 0 | 0 | 0 | 0 | 0 | 0 | 0 | 0 | 0 | 0 | 0 | 0 | 0 | 0 | 0
College BLDG_OCC_SCH | Occupancy | FRACTION | Wkdy¦SmrDsn | 2019-07-01 | 2019-08-31 | Hourly | 0 | 0 | 0 | 0 | 0 | 0 | 0 | 0 | 0.2 | 0.2 | 0.2 | 0.2 | 0.2 | 0.2 | 0.2 | 0.2 | 0.2 | 0.2 | 0.2 | 0.2 | 0.2 | 0 | 0 | 0
College BLDG_OCC_SCH | Occupancy | FRACTION | Default¦WntrDsn¦Wknd¦Hol | 2019-07-01 | 2019-08-31 | Hourly | 0 | 0 | 0 | 0 | 0 | 0 | 0 | 0 | 0 | 0 | 0 | 0 | 0 | 0 | 0 | 0 | 0 | 0 | 0 | 0 | 0 | 0 | 0 | 0
College BLDG_OCC_Extend | Occupancy | FRACTION | Wkdy¦SmrDsn | 2019-01-01 | 2019-06-30 | Hourly | 0 | 0 | 0 | 0 | 0 | 0 | 0 | 0 | 1 | 1 | 1 | 1 | 1 | 1 | 1 | 1 | 1 | 1 | 1 | 1 | 1 | 0 | 0 | 0
College BLDG_OCC_Extend | Occupancy | FRACTION | Wkdy¦SmrDsn | 2019-09-01 | 2019-12-31 | Hourly | 0 | 0 | 0 | 0 | 0 | 0 | 0 | 0 | 1 | 1 | 1 | 1 | 1 | 1 | 1 | 1 | 1 | 1 | 1 | 1 | 1 | 0 | 0 | 0
College BLDG_OCC_Extend | Occupancy | FRACTION | Default¦WntrDsn¦Wknd¦Hol | 2019-01-01 | 2019-06-30 | Hourly | 0 | 0 | 0 | 0 | 0 | 0 | 0 | 0 | 0 | 0 | 0 | 0 | 0 | 0 | 0 | 0 | 0 | 0 | 0 | 0 | 0 | 0 | 0 | 0
College BLDG_OCC_Extend | Occupancy | FRACTION | Default¦WntrDsn¦Wknd¦Hol | 2019-09-01 | 2019-12-31 | Hourly | 0 | 0 | 0 | 0 | 0 | 0 | 0 | 0 | 0 | 0 | 0 | 0 | 0 | 0 | 0 | 0 | 0 | 0 | 0 | 0 | 0 | 0 | 0 | 0
College BLDG_OCC_Extend | Occupancy | FRACTION | Wkdy¦SmrDsn | 2019-07-01 | 2019-08-31 | Hourly | 0 | 0 | 0 | 0 | 0 | 0 | 0 | 0 | 0.5 | 0.5 | 0.5 | 0.5 | 0.5 | 0.5 | 0.5 | 0.5 | 0.5 | 0.5 | 0.5 | 0.5 | 0.5 | 0 | 0 | 0
College BLDG_OCC_Extend | Occupancy | FRACTION | Default¦WntrDsn¦Wknd¦Hol | 2019-07-01 | 2019-08-31 | Hourly | 0 | 0 | 0 | 0 | 0 | 0 | 0 | 0 | 0 | 0 | 0 | 0 | 0 | 0 | 0 | 0 | 0 | 0 | 0 | 0 | 0 | 0 | 0 | 0
College BLDG_OCC_SCH_Offices | Occupancy | FRACTION | Wkdy¦SmrDsn | 2019-01-01 | 2019-06-30 | Hourly | 0 | 0 | 0 | 0 | 0 | 0 | 0 | 0 | 1 | 1 | 1 | 1 | 1 | 1 | 1 | 1 | 1 | 0.2 | 0.2 | 0.2 | 0.2 | 0 | 0 | 0
College BLDG_OCC_SCH_Offices | Occupancy | FRACTION | Wkdy¦SmrDsn | 2019-09-01 | 2019-12-31 | Hourly | 0 | 0 | 0 | 0 | 0 | 0 | 0 | 0 | 1 | 1 | 1 | 1 | 1 | 1 | 1 | 1 | 1 | 0.2 | 0.2 | 0.2 | 0.2 | 0 | 0 | 0
College BLDG_OCC_SCH_Offices | Occupancy | FRACTION | Default¦WntrDsn¦Wknd¦Hol | 2019-01-01 | 2019-06-30 | Hourly | 0 | 0 | 0 | 0 | 0 | 0 | 0 | 0 | 0 | 0 | 0 | 0 | 0 | 0 | 0 | 0 | 0 | 0 | 0 | 0 | 0 | 0 | 0 | 0
College BLDG_OCC_SCH_Offices | Occupancy | FRACTION | Default¦WntrDsn¦Wknd¦Hol | 2019-09-01 | 2019-12-31 | Hourly | 0 | 0 | 0 | 0 | 0 | 0 | 0 | 0 | 0 | 0 | 0 | 0 | 0 | 0 | 0 | 0 | 0 | 0 | 0 | 0 | 0 | 0 | 0 | 0
College BLDG_OCC_SCH_Offices | Occupancy | FRACTION | Wkdy¦SmrDsn | 2019-07-01 | 2019-08-31 | Hourly | 0 | 0 | 0 | 0 | 0 | 0 | 0 | 0 | 0.5 | 0.5 | 0.5 | 0.5 | 0.5 | 0.5 | 0.5 | 0.5 | 0.5 | 0.2 | 0.2 | 0.2 | 0.2 | 0 | 0 | 0
College BLDG_OCC_SCH_Offices | Occupancy | FRACTION | Default¦WntrDsn¦Wknd¦Hol | 2019-07-01 | 2019-08-31 | Hourly | 0 | 0 | 0 | 0 | 0 | 0 | 0 | 0 | 0 | 0 | 0 | 0 | 0 | 0 | 0 | 0 | 0 | 0 | 0 | 0 | 0 | 0 | 0 | 0
College BLDG_OCC_SCH_Lecture Theater | Occupancy | FRACTION | Wkdy¦SmrDsn | 2019-01-01 | 2019-06-30 | Hourly | 0 | 0 | 0 | 0 | 0 | 0 | 0 | 0 | 0.25 | 0.25 | 0.25 | 0.25 | 0.25 | 0.25 | 0.25 | 0.95 | 0.95 | 0.95 | 0.95 | 0.95 | 0 | 0 | 0 | 0
College BLDG_OCC_SCH_Lecture Theater | Occupancy | FRACTION | Wkdy¦SmrDsn | 2019-09-01 | 2019-12-31 | Hourly | 0 | 0 | 0 | 0 | 0 | 0 | 0 | 0 | 0.25 | 0.25 | 0.25 | 0.25 | 0.25 | 0.25 | 0.25 | 0.95 | 0.95 | 0.95 | 0.95 | 0.95 | 0 | 0 | 0 | 0
College BLDG_OCC_SCH_Lecture Theater | Occupancy | FRACTION | Default¦WntrDsn¦Wknd¦Hol | 2019-01-01 | 2019-06-30 | Hourly | 0 | 0 | 0 | 0 | 0 | 0 | 0 | 0 | 0 | 0 | 0 | 0 | 0 | 0 | 0 | 0 | 0 | 0 | 0 | 0 | 0 | 0 | 0 | 0
College BLDG_OCC_SCH_Lecture Theater | Occupancy | FRACTION | Default¦WntrDsn¦Wknd¦Hol | 2019-09-01 | 2019-12-31 | Hourly | 0 | 0 | 0 | 0 | 0 | 0 | 0 | 0 | 0 | 0 | 0 | 0 | 0 | 0 | 0 | 0 | 0 | 0 | 0 | 0 | 0 | 0 | 0 | 0
College BLDG_OCC_SCH_Lecture Theater | Occupancy | FRACTION | Wkdy¦SmrDsn | 2019-07-01 | 2019-08-31 | Hourly | 0 | 0 | 0 | 0 | 0 | 0 | 0 | 0 | 0.15 | 0.15 | 0.15 | 0.15 | 0.15 | 0.15 | 0.15 | 0.15 | 0.15 | 0.35 | 0.35 | 0 | 0 | 0 | 0 | 0
College BLDG_OCC_SCH_Lecture Theater | Occupancy | FRACTION | Default¦WntrDsn¦Wknd¦Hol | 2019-07-01 | 2019-08-31 | Hourly | 0 | 0 | 0 | 0 | 0 | 0 | 0 | 0 | 0 | 0 | 0 | 0 | 0 | 0 | 0 | 0 | 0 | 0 | 0 | 0 | 0 | 0 | 0 | 0
College BLDG_SWH_SCH | Service Water Heating | FRACTION | Wkdy | 2019-01-01 | 2019-06-15 | Hourly | 0 | 0 | 0 | 0 | 0 | 0 | 0 | 0 | 0.34 | 0.6 | 0.63 | 0.72 | 0.79 | 0.83 | 0.61 | 0.65 | 0.1 | 0.1 | 0.19 | 0.25 | 0 | 0 | 0 | 0
College BLDG_SWH_SCH | Service Water Heating | FRACTION | SmrDsn | 2019-01-01 | 2019-06-15 | Hourly | 0.05 | 0.05 | 0.05 | 0.05 | 0.05 | 0.05 | 0.05 | 0.1 | 0.34 | 0.6 | 0.63 | 0.72 | 0.79 | 0.83 | 0.61 | 0.65 | 0.1 | 0.1 | 0.19 | 0.25 | 0.22 | 0.22 | 0.12 | 0.09
College BLDG_SWH_SCH | Service Water Heating | FRACTION | Sat | 2019-01-01 | 2019-06-15 | Hourly | 0 | 0 | 0 | 0 | 0 | 0 | 0 | 0 | 0 | 0 | 0 | 0 | 0 | 0 | 0 | 0 | 0 | 0 | 0 | 0 | 0 | 0 | 0 | 0
College BLDG_SWH_SCH | Service Water Heating | FRACTION | WntrDsn | 2019-01-01 | 2019-06-15 | Hourly | 0.03 | 0.03 | 0.03 | 0.03 | 0.03 | 0.03 | 0.03 | 0.03 | 0.03 | 0.05 | 0.05 | 0.05 | 0.05 | 0.03 | 0.03 | 0.03 | 0.03 | 0.03 | 0.03 | 0.03 | 0.03 | 0.03 | 0.03 | 0.03
College BLDG_SWH_SCH | Service Water Heating | FRACTION | Default¦Sun¦Hol | 2019-01-01 | 2019-06-15 | Hourly | 0 | 0 | 0 | 0 | 0 | 0 | 0 | 0 | 0 | 0 | 0 | 0 | 0 | 0 | 0 | 0 | 0 | 0 | 0 | 0 | 0 | 0 | 0 | 0
College BLDG_SWH_SCH | Service Water Heating | FRACTION | Wkdy | 2019-06-16 | 2019-09-15 | Hourly | 0 | 0 | 0 | 0 | 0 | 0 | 0 | 0 | 0.34 | 0.6 | 0.63 | 0.72 | 0.79 | 0.83 | 0.61 | 0.65 | 0.1 | 0.1 | 0.19 | 0.25 | 0 | 0 | 0 | 0
College BLDG_SWH_SCH | Service Water Heating | FRACTION | SmrDsn | 2019-06-16 | 2019-09-15 | Hourly | 0.05 | 0.05 | 0.05 | 0.05 | 0.05 | 0.05 | 0.05 | 0.1 | 0.1 | 0.1 | 0.1 | 0.1 | 0.1 | 0.1 | 0.1 | 0.1 | 0.1 | 0.1 | 0.19 | 0.25 | 0.22 | 0.22 | 0.12 | 0.09
College BLDG_SWH_SCH | Service Water Heating | FRACTION | Sat | 2019-06-16 | 2019-09-15 | Hourly | 0 | 0 | 0 | 0 | 0 | 0 | 0 | 0 | 0 | 0 | 0 | 0 | 0 | 0 | 0 | 0 | 0 | 0 | 0 | 0 | 0 | 0 | 0 | 0
College BLDG_SWH_SCH | Service Water Heating | FRACTION | WntrDsn | 2019-06-16 | 2019-09-15 | Hourly | 0.03 | 0.03 | 0.03 | 0.03 | 0.03 | 0.03 | 0.03 | 0.03 | 0.03 | 0.05 | 0.05 | 0.05 | 0.05 | 0.03 | 0.03 | 0.03 | 0.03 | 0.03 | 0.03 | 0.03 | 0.03 | 0.03 | 0.03 | 0.03
College BLDG_SWH_SCH | Service Water Heating | FRACTION | Default¦Sun¦Hol | 2019-06-16 | 2019-09-15 | Hourly | 0 | 0 | 0 | 0 | 0 | 0 | 0 | 0 | 0 | 0 | 0 | 0 | 0 | 0 | 0 | 0 | 0 | 0 | 0 | 0 | 0 | 0 | 0 | 0
College BLDG_SWH_SCH | Service Water Heating | FRACTION | Wkdy | 2019-09-16 | 2019-12-31 | Hourly | 0 | 0 | 0 | 0 | 0 | 0 | 0 | 0 | 0.34 | 0.6 | 0.63 | 0.72 | 0.79 | 0.83 | 0.61 | 0.65 | 0.1 | 0.1 | 0.19 | 0.25 | 0 | 0 | 0 | 0
College BLDG_SWH_SCH | Service Water Heating | FRACTION | SmrDsn | 2019-09-16 | 2019-12-31 | Hourly | 0.05 | 0.05 | 0.05 | 0.05 | 0.05 | 0.05 | 0.05 | 0.1 | 0.34 | 0.6 | 0.63 | 0.72 | 0.79 | 0.83 | 0.61 | 0.65 | 0.1 | 0.1 | 0.19 | 0.25 | 0.22 | 0.22 | 0.12 | 0.09
College BLDG_SWH_SCH | Service Water Heating | FRACTION | Sat | 2019-09-16 | 2019-12-31 | Hourly | 0 | 0 | 0 | 0 | 0 | 0 | 0 | 0 | 0 | 0 | 0 | 0 | 0 | 0 | 0 | 0 | 0 | 0 | 0 | 0 | 0 | 0 | 0 | 0
College BLDG_SWH_SCH | Service Water Heating | FRACTION | WntrDsn | 2019-09-16 | 2019-12-31 | Hourly | 0.03 | 0.03 | 0.03 | 0.03 | 0.03 | 0.03 | 0.03 | 0.03 | 0.03 | 0.05 | 0.05 | 0.05 | 0.05 | 0.03 | 0.03 | 0.03 | 0.03 | 0.03 | 0.03 | 0.03 | 0.03 | 0.03 | 0.03 | 0.03
College BLDG_SWH_SCH | Service Water Heating | FRACTION | Default¦Sun¦Hol | 2019-09-16 | 2019-12-31 | Hourly | 0 | 0 | 0 | 0 | 0 | 0 | 0 | 0 | 0 | 0 | 0 | 0 | 0 | 0 | 0 | 0 | 0 | 0 | 0 | 0 | 0 | 0 | 0 | 0
College INFIL_SCH_PNNL | Infiltration | FRACTION | Wkdy¦SmrDsn | 2019-01-01 | 2019-12-31 | Hourly | 1 | 1 | 1 | 1 | 1 | 1 | 1 | 0.25 | 0.25 | 0.25 | 0.25 | 0.25 | 0.25 | 0.25 | 0.25 | 0.25 | 0.25 | 0.25 | 0.25 | 0.25 | 0.25 | 1 | 1 | 1
College INFIL_SCH_PNNL | Infiltration | FRACTION | Sat¦WntrDsn | 2019-01-01 | 2019-12-31 | Hourly | 1 | 1 | 1 | 1 | 1 | 1 | 1 | 0.25 | 0.25 | 0.25 | 0.25 | 0.25 | 0.25 | 0.25 | 0.25 | 0.25 | 0.25 | 0.25 | 0.25 | 0.25 | 0.25 | 1 | 1 | 1
College INFIL_SCH_PNNL | Infiltration | FRACTION | Default¦Sun¦Hol | 2019-01-01 | 2019-12-31 | Hourly | 1 | 1 | 1 | 1 | 1 | 1 | 1 | 0.25 | 0.25 | 0.25 | 0.25 | 0.25 | 0.25 | 0.25 | 0.25 | 0.25 | 0.25 | 0.25 | 0.25 | 0.25 | 0.25 | 1 | 1 | 1
College INFIL_Door_Opening_SCH | Infiltration | FRACTION | Wkdy | 2019-01-01 | 2019-12-31 | Hourly | 0 | 0 | 0 | 0 | 0 | 0 | 0 | 1 | 0.144 | 0.144 | 0.144 | 0.144 | 0.144 | 0.144 | 0.144 | 1 | 1 | 0.144 | 0.144 | 0 | 0 | 0 | 0 | 0
College INFIL_Door_Opening_SCH | Infiltration | FRACTION | Default¦SmrDsn¦WntrDsn¦Wknd¦Hol | 2019-01-01 | 2019-12-31 | Hourly | 0 | 0 | 0 | 0 | 0 | 0 | 0 | 0 | 0 | 0 | 0 | 0 | 0 | 0 | 0 | 0 | 0 | 0 | 0 | 0 | 0 | 0 | 0 | 0
College HVACOperationSchd | Operation | ON_OFF | Wkdy¦SmrDsn¦WntrDsn | 2019-01-01 | 2019-12-31 | Hourly | 0 | 0 | 0 | 0 | 0 | 0 | 0 | 1 | 1 | 1 | 1 | 1 | 1 | 1 | 1 | 1 | 1 | 1 | 1 | 1 | 1 | 0 | 0 | 0
College HVACOperationSchd | Operation | ON_OFF | Default¦Wknd¦Hol | 2019-01-01 | 2019-12-31 | Hourly | 0 | 0 | 0 | 0 | 0 | 0 | 0 | 0 | 0 | 0 | 0 | 0 | 0 | 0 | 0 | 0 | 0 | 0 | 0 | 0 | 0 | 0 | 0 | 0
College FAN_SCH | Fan | AnyNumber | Default | 2019-01-01 | 2019-12-31 | Hourly | 1 | 1 | 1 | 1 | 1 | 1 | 1 | 1 | 1 | 1 | 1 | 1 | 1 | 1 | 1 | 1 | 1 | 1 | 1 | 1 | 1 | 1 | 1 | 1
College Dual Zone Control Type Sched | Control Type | Control Type | Default | 2019-01-01 | 2019-12-31 | Hourly | 4 | 4 | 4 | 4 | 4 | 4 | 4 | 4 | 4 | 4 | 4 | 4 | 4 | 4 | 4 | 4 | 4 | 4 | 4 | 4 | 4 | 4 | 4 | 4
College ReheatCoilAvailSched | Availability | FRACTION | Default | 2019-01-01 | 2019-12-31 | Hourly | 1 | 1 | 1 | 1 | 1 | 1 | 1 | 1 | 1 | 1 | 1 | 1 | 1 | 1 | 1 | 1 | 1 | 1 | 1 | 1 | 1 | 1 | 1 | 1
College CoolingCoilAvailSched | Availability | FRACTION | Default | 2019-01-01 | 2019-12-31 | Hourly | 1 | 1 | 1 | 1 | 1 | 1 | 1 | 1 | 1 | 1 | 1 | 1 | 1 | 1 | 1 | 1 | 1 | 1 | 1 | 1 | 1 | 1 | 1 | 1
College MinOA_MotorizedDamper_Sched | OutdoorAir | FRACTION | Wkdy¦SmrDsn | 2019-01-01 | 2019-12-31 | Hourly | 0 | 0 | 0 | 0 | 0 | 0 | 0 | 0 | 1 | 1 | 1 | 1 | 1 | 1 | 1 | 1 | 1 | 1 | 1 | 1 | 1 | 0 | 0 | 0
College MinOA_MotorizedDamper_Sched | OutdoorAir | FRACTION | Default¦WntrDsn¦Wknd¦Hol | 2019-01-01 | 2019-12-31 | Hourly | 0 | 0 | 0 | 0 | 0 | 0 | 0 | 0 | 0 | 0 | 0 | 0 | 0 | 0 | 0 | 0 | 0 | 0 | 0 | 0 | 0 | 0 | 0 | 0
College MinOA_Sched | OutdoorAir | FRACTION | Default | 2019-01-01 | 2019-12-31 | Hourly | 1 | 1 | 1 | 1 | 1 | 1 | 1 | 1 | 1 | 1 | 1 | 1 | 1 | 1 | 1 | 1 | 1 | 1 | 1 | 1 | 1 | 1 | 1 | 1
College HTGSETP_SCH | Thermostat Setpoint | C | Wkdy | 2019-01-01 | 2019-12-31 | Hourly | 15.5556 | 15.5556 | 15.5556 | 15.5556 | 15.5556 | 15.5556 | 17.7778 | 20 | 21.1111 | 21.1111 | 21.1111 | 21.1111 | 21.1111 | 21.1111 | 21.1111 | 21.1111 | 21.1111 | 21.1111 | 21.1111 | 21.1111 | 21.1111 | 15.5556 | 15.5556 | 15.5556
College HTGSETP_SCH | Thermostat Setpoint | C | Default¦SmrDsn¦Wknd¦Hol | 2019-01-01 | 2019-12-31 | Hourly | 15.5556 | 15.5556 | 15.5556 | 15.5556 | 15.5556 | 15.5556 | 15.5556 | 15.5556 | 15.5556 | 15.5556 | 15.5556 | 15.5556 | 15.5556 | 15.5556 | 15.5556 | 15.5556 | 15.5556 | 15.5556 | 15.5556 | 15.5556 | 15.5556 | 15.5556 | 15.5556 | 15.5556
College HTGSETP_SCH | Thermostat Setpoint | C | WntrDsn | 2019-01-01 | 2019-12-31 | Hourly | 21.1111 | 21.1111 | 21.1111 | 21.1111 | 21.1111 | 21.1111 | 21.1111 | 21.1111 | 21.1111 | 21.1111 | 21.1111 | 21.1111 | 21.1111 | 21.1111 | 21.1111 | 21.1111 | 21.1111 | 21.1111 | 21.1111 | 21.1111 | 21.1111 | 21.1111 | 21.1111 | 21.1111
College CLGSETP_SCH | Thermostat Setpoint | C | Wkdy | 2019-01-01 | 2019-12-31 | Hourly | 29.4444 | 29.4444 | 29.4444 | 29.4444 | 29.4444 | 29.4444 | 27.7778 | 25.5556 | 23.8889 | 23.8889 | 23.8889 | 23.8889 | 23.8889 | 23.8889 | 23.8889 | 23.8889 | 23.8889 | 23.8889 | 23.8889 | 23.8889 | 23.8889 | 29.4444 | 29.4444 | 29.4444
College CLGSETP_SCH | Thermostat Setpoint | C | Default¦SmrDsn¦Wknd¦Hol | 2019-01-01 | 2019-12-31 | Hourly | 23.8889 | 23.8889 | 23.8889 | 23.8889 | 23.8889 | 23.8889 | 23.8889 | 23.8889 | 23.8889 | 23.8889 | 23.8889 | 23.8889 | 23.8889 | 23.8889 | 23.8889 | 23.8889 | 23.8889 | 23.8889 | 23.8889 | 23.8889 | 23.8889 | 23.8889 | 23.8889 | 23.8889
College CLGSETP_SCH | Thermostat Setpoint | C | WntrDsn | 2019-01-01 | 2019-12-31 | Hourly | 29.4444 | 29.4444 | 29.4444 | 29.4444 | 29.4444 | 29.4444 | 29.4444 | 29.4444 | 29.4444 | 29.4444 | 29.4444 | 29.4444 | 29.4444 | 29.4444 | 29.4444 | 29.4444 | 29.4444 | 29.4444 | 29.4444 | 29.4444 | 29.4444 | 29.4444 | 29.4444 | 29.4444
College HTGSETP_SCH_SETBACK | Thermostat Setpoint | C | Wkdy | 2019-01-01 | 2019-12-31 | Hourly | 15.5556 | 15.5556 | 15.5556 | 15.5556 | 15.5556 | 15.5556 | 15.5556 | 15.5556 | 15.5556 | 15.5556 | 15.5556 | 15.5556 | 15.5556 | 15.5556 | 15.5556 | 15.5556 | 15.5556 | 15.5556 | 15.5556 | 15.5556 | 15.5556 | 15.5556 | 15.5556 | 15.5556
College HTGSETP_SCH_SETBACK | Thermostat Setpoint | C | Default¦SmrDsn¦Wknd¦Hol | 2019-01-01 | 2019-12-31 | Hourly | 15.5556 | 15.5556 | 15.5556 | 15.5556 | 15.5556 | 15.5556 | 15.5556 | 15.5556 | 15.5556 | 15.5556 | 15.5556 | 15.5556 | 15.5556 | 15.5556 | 15.5556 | 15.5556 | 15.5556 | 15.5556 | 15.5556 | 15.5556 | 15.5556 | 15.5556 | 15.5556 | 15.5556
College HTGSETP_SCH_SETBACK | Thermostat Setpoint | C | WntrDsn | 2019-01-01 | 2019-12-31 | Hourly | 21.1111 | 21.1111 | 21.1111 | 21.1111 | 21.1111 | 21.1111 | 21.1111 | 21.1111 | 21.1111 | 21.1111 | 21.1111 | 21.1111 | 21.1111 | 21.1111 | 21.1111 | 21.1111 | 21.1111 | 21.1111 | 21.1111 | 21.1111 | 21.1111 | 21.1111 | 21.1111 | 21.1111
College CLGSETP_SCH_SETUP | Thermostat Setpoint | C | Wkdy | 2019-01-01 | 2019-12-31 | Hourly | 29.4444 | 29.4444 | 29.4444 | 29.4444 | 29.4444 | 29.4444 | 29.4444 | 29.4444 | 29.4444 | 29.4444 | 29.4444 | 29.4444 | 29.4444 | 29.4444 | 29.4444 | 29.4444 | 29.4444 | 29.4444 | 29.4444 | 29.4444 | 29.4444 | 29.4444 | 29.4444 | 29.4444
College CLGSETP_SCH_SETUP | Thermostat Setpoint | C | Default¦SmrDsn¦Wknd¦Hol | 2019-01-01 | 2019-12-31 | Hourly | 23.8889 | 23.8889 | 23.8889 | 23.8889 | 23.8889 | 23.8889 | 23.8889 | 23.8889 | 23.8889 | 23.8889 | 23.8889 | 23.8889 | 23.8889 | 23.8889 | 23.8889 | 23.8889 | 23.8889 | 23.8889 | 23.8889 | 23.8889 | 23.8889 | 23.8889 | 23.8889 | 23.8889
College CLGSETP_SCH_SETUP | Thermostat Setpoint | C | WntrDsn | 2019-01-01 | 2019-12-31 | Hourly | 29.4444 | 29.4444 | 29.4444 | 29.4444 | 29.4444 | 29.4444 | 29.4444 | 29.4444 | 29.4444 | 29.4444 | 29.4444 | 29.4444 | 29.4444 | 29.4444 | 29.4444 | 29.4444 | 29.4444 | 29.4444 | 29.4444 | 29.4444 | 29.4444 | 29.4444 | 29.4444 | 29.4444
College Seasonal-Reset-Supply-Air-Temp-Sch | Thermostat Setpoint | C | Default | 2019-01-01 | 2019-03-31 | Hourly | 12.7778 | 12.7778 | 12.7778 | 12.7778 | 12.7778 | 12.7778 | 12.7778 | 12.7778 | 12.7778 | 12.7778 | 12.7778 | 12.7778 | 12.7778 | 12.7778 | 12.7778 | 12.7778 | 12.7778 | 12.7778 | 12.7778 | 12.7778 | 12.7778 | 12.7778 | 12.7778 | 12.7778
College Seasonal-Reset-Supply-Air-Temp-Sch | Thermostat Setpoint | C | Default | 2019-04-01 | 2019-09-30 | Hourly | 12.7778 | 12.7778 | 12.7778 | 12.7778 | 12.7778 | 12.7778 | 12.7778 | 12.7778 | 12.7778 | 12.7778 | 12.7778 | 12.7778 | 12.7778 | 12.7778 | 12.7778 | 12.7778 | 12.7778 | 12.7778 | 12.7778 | 12.7778 | 12.7778 | 12.7778 | 12.7778 | 12.7778
College Seasonal-Reset-Supply-Air-Temp-Sch | Thermostat Setpoint | C | Default | 2019-10-01 | 2019-12-31 | Hourly | 12.7778 | 12.7778 | 12.7778 | 12.7778 | 12.7778 | 12.7778 | 12.7778 | 12.7778 | 12.7778 | 12.7778 | 12.7778 | 12.7778 | 12.7778 | 12.7778 | 12.7778 | 12.7778 | 12.7778 | 12.7778 | 12.7778 | 12.7778 | 12.7778 | 12.7778 | 12.7778 | 12.7778
College VAV-Supply-Air-Temp-Sch | Thermostat Setpoint | C | Default | 2019-01-01 | 2019-12-31 | Hourly | 12.7778 | 12.7778 | 12.7778 | 12.7778 | 12.7778 | 12.7778 | 12.7778 | 12.7778 | 12.7778 | 12.7778 | 12.7778 | 12.7778 | 12.7778 | 12.7778 | 12.7778 | 12.7778 | 12.7778 | 12.7778 | 12.7778 | 12.7778 | 12.7778 | 12.7778 | 12.7778 | 12.7778
College CW-Loop-Temp-Schedule | Thermostat Setpoint | C | Default | 2019-01-01 | 2019-12-31 | Hourly | 6.6667 | 6.6667 | 6.6667 | 6.6667 | 6.6667 | 6.6667 | 6.6667 | 6.6667 | 6.6667 | 6.6667 | 6.6667 | 6.6667 | 6.6667 | 6.6667 | 6.6667 | 6.6667 | 6.6667 | 6.6667 | 6.6667 | 6.6667 | 6.6667 | 6.6667 | 6.6667 | 6.6667
College HW-Loop-Temp-Schedule | Thermostat Setpoint | C | Default | 2019-01-01 | 2019-12-31 | Hourly | 82.2222 | 82.2222 | 82.2222 | 82.2222 | 82.2222 | 82.2222 | 82.2222 | 82.2222 | 82.2222 | 82.2222 | 82.2222 | 82.2222 | 82.2222 | 82.2222 | 82.2222 | 82.2222 | 82.2222 | 82.2222 | 82.2222 | 82.2222 | 82.2222 | 82.2222 | 82.2222 | 82.2222
College Heating-Supply-Air-Temp-Sch | Thermostat Setpoint | C | Default | 2019-01-01 | 2019-12-31 | Hourly | 16.1111 | 16.1111 | 16.1111 | 16.1111 | 16.1111 | 16.1111 | 16.1111 | 16.1111 | 16.1111 | 16.1111 | 16.1111 | 16.1111 | 16.1111 | 16.1111 | 16.1111 | 16.1111 | 16.1111 | 16.1111 | 16.1111 | 16.1111 | 16.1111 | 16.1111 | 16.1111 | 16.1111
DataCenter_EQUIP_SCH | Equipment | FRACTION | SmrDsn | 2020-01-01 | 2020-01-31 | Constant | 1
DataCenter_EQUIP_SCH | Equipment | FRACTION | WntrDsn | 2020-01-01 | 2020-01-31 | Constant | 0.25
DataCenter_EQUIP_SCH | Equipment | FRACTION | Wknd¦Wkdy¦Hol | 2020-01-01 | 2020-01-31 | Constant | 0.25
DataCenter_EQUIP_SCH | Equipment | FRACTION | SmrDsn | 2020-02-01 | 2020-02-28 | Constant | 1
DataCenter_EQUIP_SCH | Equipment | FRACTION | WntrDsn | 2020-02-01 | 2020-02-28 | Constant | 0.25
DataCenter_EQUIP_SCH | Equipment | FRACTION | Wknd¦Wkdy¦Hol | 2020-02-01 | 2020-02-28 | Constant | 0.5
DataCenter_EQUIP_SCH | Equipment | FRACTION | SmrDsn | 2020-03-01 | 2020-03-31 | Constant | 1
DataCenter_EQUIP_SCH | Equipment | FRACTION | WntrDsn | 2020-03-01 | 2020-03-31 | Constant | 0.25
DataCenter_EQUIP_SCH | Equipment | FRACTION | Wknd¦Wkdy¦Hol | 2020-03-01 | 2020-03-31 | Constant | 0.75
DataCenter_EQUIP_SCH | Equipment | FRACTION | SmrDsn | 2020-04-01 | 2020-04-30 | Constant | 1
DataCenter_EQUIP_SCH | Equipment | FRACTION | WntrDsn | 2020-04-01 | 2020-04-30 | Constant | 0.25
DataCenter_EQUIP_SCH | Equipment | FRACTION | Wknd¦Wkdy¦Hol | 2020-04-01 | 2020-04-30 | Constant | 1
DataCenter_EQUIP_SCH | Equipment | FRACTION | SmrDsn | 2020-05-01 | 2020-05-31 | Constant | 1
DataCenter_EQUIP_SCH | Equipment | FRACTION | WntrDsn | 2020-05-01 | 2020-05-31 | Constant | 0.25
DataCenter_EQUIP_SCH | Equipment | FRACTION | Wknd¦Wkdy¦Hol | 2020-05-01 | 2020-05-31 | Constant | 0.25
DataCenter_EQUIP_SCH | Equipment | FRACTION | SmrDsn | 2020-06-01 | 2020-06-30 | Constant | 1
DataCenter_EQUIP_SCH | Equipment | FRACTION | WntrDsn | 2020-06-01 | 2020-06-30 | Constant | 0.25
DataCenter_EQUIP_SCH | Equipment | FRACTION | Wknd¦Wkdy¦Hol | 2020-06-01 | 2020-06-30 | Constant | 0.5
DataCenter_EQUIP_SCH | Equipment | FRACTION | SmrDsn | 2020-07-01 | 2020-07-31 | Constant | 1
DataCenter_EQUIP_SCH | Equipment | FRACTION | WntrDsn | 2020-07-01 | 2020-07-31 | Constant | 0.25
DataCenter_EQUIP_SCH | Equipment | FRACTION | Wknd¦Wkdy¦Hol | 2020-07-01 | 2020-07-31 | Constant | 0.75
DataCenter_EQUIP_SCH | Equipment | FRACTION | SmrDsn | 2020-08-01 | 2020-08-31 | Constant | 1
DataCenter_EQUIP_SCH | Equipment | FRACTION | WntrDsn | 2020-08-01 | 2020-08-31 | Constant | 0.25
DataCenter_EQUIP_SCH | Equipment | FRACTION | Wknd¦Wkdy¦Hol | 2020-08-01 | 2020-08-31 | Constant | 1
DataCenter_EQUIP_SCH | Equipment | FRACTION | SmrDsn | 2020-09-01 | 2020-09-30 | Constant | 1
DataCenter_EQUIP_SCH | Equipment | FRACTION | WntrDsn | 2020-09-01 | 2020-09-30 | Constant | 0.25
DataCenter_EQUIP_SCH | Equipment | FRACTION | Wknd¦Wkdy¦Hol | 2020-09-01 | 2020-09-30 | Constant | 0.25
DataCenter_EQUIP_SCH | Equipment | FRACTION | SmrDsn | 2020-10-01 | 2020-10-31 | Constant | 1
DataCenter_EQUIP_SCH | Equipment | FRACTION | WntrDsn | 2020-10-01 | 2020-10-31 | Constant | 0.25
DataCenter_EQUIP_SCH | Equipment | FRACTION | Wknd¦Wkdy¦Hol | 2020-10-01 | 2020-10-31 | Constant | 0.5
DataCenter_EQUIP_SCH | Equipment | FRACTION | SmrDsn | 2020-11-01 | 2020-11-30 | Constant | 1
DataCenter_EQUIP_SCH | Equipment | FRACTION | WntrDsn | 2020-11-01 | 2020-11-30 | Constant | 0.25
DataCenter_EQUIP_SCH | Equipment | FRACTION | Wknd¦Wkdy¦Hol | 2020-11-01 | 2020-11-30 | Constant | 0.75
DataCenter_EQUIP_SCH | Equipment | FRACTION | SmrDsn | 2020-12-01 | 2020-12-31 | Constant | 1
DataCenter_EQUIP_SCH | Equipment | FRACTION | WntrDsn | 2020-12-01 | 2020-12-31 | Constant | 0.25
DataCenter_EQUIP_SCH | Equipment | FRACTION | Wknd¦Wkdy¦Hol | 2020-12-01 | 2020-12-31 | Constant | 1

## Lookups
These lookups are used to help users avoid input mistakes on other tabs. Please do not edit or delete existing entries or rename tables. You may add entries at the bottom of the list, but please avoid near-duplicates.
Intended Surface Type Lookup | Standards Construction Type Lookup | Building Type Lookup | Space Type Lookup | Lighting Standards Lookup | Ventilation Standards Lookup | Material Type Lookup | Construction Category Lookup | Orientation Lookup
Name | Name | Name | Name | Name | Name | Name | Name | Name
AtticFloor | Mass | FullServiceRestaurant | - undefined - | ASHRAE 90.1-1999 | ASHRAE 62.1-1999 | StandardOpaqueMaterial | Nonresidential | North
AtticWall | SteelFramed | Hospital | - undefined -sch-* | ASHRAE 90.1-2001 | ASHRAE 62.1-2004 | AirGap | Residential | NonNorth
AtticRoof | WoodFramed | LargeHotel | - undefined -sch-A | ASHRAE 90.1-2004 | ASHRAE 62.1-2007 | StandardGlazing | Semiheated
DemisingFloor | IEAD | MidriseApartment | - undefined -sch-B | ASHRAE 90.1-2007 | DOE Ref Pre-1980 | MasslessOpaqueMaterial | Adiabatic
DemisingWall | View | HighriseApartment | - undefined -sch-C | ASHRAE 189.1-2009 | DOE Ref 1980-2004 | SimpleGlazing | HighriseResidential
DemisingRoof | Daylight | Office | - undefined -sch-D | ASHRAE 90.1-2010 | ASHRAE TC9.10 | Gas | Any
ExteriorFloor | Swinging | Outpatient | - undefined -sch-E | ASHRAE 90.1-2013
ExteriorWall | NonSwinging | PrimarySchool | - undefined -sch-F | DOE Ref Pre-1980
ExteriorRoof | Heated | QuickServiceRestaurant | - undefined -sch-G | DOE Ref 1980-2004
ExteriorWindow | Unheated | Retail | - undefined -sch-H | OEESC 2014
ExteriorDoor | RollUp | SecondarySchool | - undefined -sch-I | NREL ZNE Ready 2017
GlassDoor | Sliding | SmallHotel | Anesthesia | ZE AEDG Multifamily
GroundContactFloor | Metal | StripMall | Apartment
GroundContactWall | Nonmetal framing (all) | SuperMarket | Apartment_topfloor_NS
GroundContactRoof | Metal framing (curtainwall/storefront) | Warehouse | Apartment_topfloor_WE
InteriorFloor | Metal framing (entrance door) | SmallOffice | Atrium - H < 13m
InteriorWall | Metal framing (all other) | MediumOffice | Atrium - H > 13m
InteriorCeiling | Metal Building | LargeOffice | Attic
InteriorPartition | Attic and Other | SmallDataCenterLowITE | Audience - auditorium
InteriorWindow | Glass with Curb | SmallDataCenterHighITE | Audience - motion picture
InteriorDoor | Plastic with Curb | LargeDataCenterLowITE | Audience - performance arts
OverheadDoor | Without Curb | LargeDataCenterHighITE | Auditorium
Skylight |  | Laboratory | Automotive - repair
TubularDaylightDome |  | Automotive facility | Back_Space
TubularDaylightDiffuser |  | Convention centre | Bakery
|  | Courthouse | Bank - banking and offices
|  | Dining - bar/lounge | Banquet
|  | Dining - cafeteria | Basement
|  | Dining - family | BioHazard
|  | Dormitory | BreakRoom
|  | Exercise centre | Bulk
|  | Fire station | Cafe
|  | Gymnasium | Cafeteria
|  | Health-care clinic | Classroom
|  | Library | Classroom/lecture/training
|  | Manufacturing facility | CleanWork
|  | Motel | ClosedOffice
|  | Motion picture theatre | ComputerRoom
|  | Multi-unit residential | Conf./meet./multi-purpose
|  | Museum | Conference
|  | Parking garage | Convention centre - audience
|  | Penitentiary | Convention centre - exhibit
|  | Performing arts theatre | Core_Retail
|  | Police station | Corr. < 2.4m wide
|  | Post office | Corr. < 2.4m wide-sch-*
|  | Religious | Corr. < 2.4m wide-sch-A
|  | Retail | Corr. < 2.4m wide-sch-B
|  | School/university | Corr. < 2.4m wide-sch-C
|  | Sports arena | Corr. < 2.4m wide-sch-D
|  | Town hall | Corr. < 2.4m wide-sch-E
|  | Transportation | Corr. < 2.4m wide-sch-F
|  | Warehouse | Corr. < 2.4m wide-sch-G
|  | Workshop | Corr. < 2.4m wide-sch-H
|  | Space Function | Corr. < 2.4m wide-sch-I
|  | Warehouse - refrigerated | Corr. >= 2.4m wide
|  | SmallOfficeDetailed | Corr. >= 2.4m wide-sch-*
|  | MediumOfficeDetailed | Corr. >= 2.4m wide-sch-A
|  | LargeOfficeDetailed | Corr. >= 2.4m wide-sch-B
|  | College | Corr. >= 2.4m wide-sch-C
Corr. >= 2.4m wide-sch-D
Corr. >= 2.4m wide-sch-E
Corr. >= 2.4m wide-sch-F
Corr. >= 2.4m wide-sch-G
Corr. >= 2.4m wide-sch-H
Corr. >= 2.4m wide-sch-I
Corridor
Corridor_topfloor
Corridor2
Courthouse - Break Room
Courthouse - cell
Courthouse - Cell
Courthouse - chambers
Courthouse - Conference
Courthouse - Corridor
Courthouse - courtroom
Courthouse - Courtroom
Courthouse - Courtroom Waiting
Courthouse - Elevator Lobby
Courthouse - Elevator Shaft
Courthouse - Entrance Lobby
Courthouse - Judges Chamber
Courthouse - Jury Assembly
Courthouse - Jury Deliberation
Courthouse - Library
Courthouse - Office
Courthouse - Parking
Courthouse - Plenum
Courthouse - Restrooms
Courthouse - Security Screening
Courthouse - Service Shaft
Courthouse - Stairs
Courthouse - Storage
Courthouse - Utility
Deli
Deli/Bakery
Dining
Dining - bar lounge/leisure
Dining - family space
Dining - other
Dormitory - living quarters
Dress./fitt. - performance arts
DressingRoom
DryStorage
Dwelling Unit(s)
Elec/MechRoom
Electrical/Mechanical
Electrical/Mechanical-sch-*
Electrical/Mechanical-sch-A
Electrical/Mechanical-sch-B
Electrical/Mechanical-sch-C
Electrical/Mechanical-sch-D
Electrical/Mechanical-sch-E
Electrical/Mechanical-sch-F
Electrical/Mechanical-sch-G
Electrical/Mechanical-sch-H
Electrical/Mechanical-sch-I
ElevatorCore
ElevatorCore4
ElevatorPumpRoom
Entry
Equipment corridor
ER_Exam
ER_NurseStn
ER_Trauma
ER_Triage
Exam
Exercise
Fine
Fire station - engine room
Fire station - quarters
Food preparation
Food preparation
Food preparation - vented
Front_Retail
General
GuestLounge
GuestRoom
GuestRoom123Occ
GuestRoom123Vac
GuestRoom2
GuestRoom3
GuestRoom4
GuestRoom4Occ
GuestRoom4Vac
Gym
Gym - audience
Gym - fitness
Gym - play
Hall
Hall_infil
Hospital - emergency
Hospital - exam
Hospital - laundry/washing
Hospital - lounge/recreation
Hospital - medical supply
Hospital - nursery
Hospital - nurses' station
Hospital - operating room
Hospital - patient room
Hospital - pharmacy
Hospital - physical therapy
Hospital - radiology/imaging
Hospital - recovery
Hospital corr. < 2.4m
Hospital corr. < 2.4m-sch-*
Hospital corr. < 2.4m-sch-A
Hospital corr. < 2.4m-sch-B
Hospital corr. < 2.4m-sch-C
Hospital corr. < 2.4m-sch-D
Hospital corr. < 2.4m-sch-E
Hospital corr. < 2.4m-sch-F
Hospital corr. < 2.4m-sch-G
Hospital corr. < 2.4m-sch-H
Hospital corr. < 2.4m-sch-I
Hospital corr. >= 2.4m
Hospital corr. >= 2.4m-sch-*
Hospital corr. >= 2.4m-sch-A
Hospital corr. >= 2.4m-sch-B
Hospital corr. >= 2.4m-sch-C
Hospital corr. >= 2.4m-sch-D
Hospital corr. >= 2.4m-sch-E
Hospital corr. >= 2.4m-sch-F
Hospital corr. >= 2.4m-sch-G
Hospital corr. >= 2.4m-sch-H
Hospital corr. >= 2.4m-sch-I
HospitalOfficeFlr1
HospitalOfficeFlr5
Hotel/Motel - dining
Hotel/Motel - lobby
Hotel/Motel - rooms
Hway lodging - dining
Hway lodging - rooms
ICU_NurseStn
ICU_Open
ICU_PatRm
IT_Room
Janitor
Kitchen
Lab
Lab - classrooms
Lab - research
Lab with fume hood
Laundry
Library
Library - cataloging
Library - reading
Library - stacks
Lobby
Lobby - elevator
Lobby - motion picture
Lobby - other
Lobby - performance arts
Locker room
Locker room-sch-*
Locker room-sch-A
Locker room-sch-B
Locker room-sch-C
Locker room-sch-D
Locker room-sch-E
Locker room-sch-F
Locker room-sch-G
Locker room-sch-H
Locker room-sch-I
LockerRoom
Lounge
Lounge/recreation
Mechanical
MedGas
MediumOffice - BreakRoom
MediumOffice - Classroom
MediumOffice - ClosedOffice
MediumOffice - Conference
MediumOffice - Corridor
MediumOffice - Dining
MediumOffice - Elec/MechRoom
MediumOffice - Lobby
MediumOffice - OpenOffice
MediumOffice - Restroom
MediumOffice - Stair
MediumOffice - Storage
Meeting
Mfg - 7.5 <= bay H <= 15m
Mfg - bay H < 7.5m
Mfg - bay H > 15m
Mfg - corr. < 2.4m
Mfg - corr. < 2.4m-sch-*
Mfg - corr. < 2.4m-sch-A
Mfg - corr. < 2.4m-sch-B
Mfg - corr. < 2.4m-sch-C
Mfg - corr. < 2.4m-sch-D
Mfg - corr. < 2.4m-sch-E
Mfg - corr. < 2.4m-sch-F
Mfg - corr. < 2.4m-sch-G
Mfg - corr. < 2.4m-sch-H
Mfg - corr. < 2.4m-sch-I
Mfg - corr. >= 2.4m
Mfg - corr. >= 2.4m-sch-*
Mfg - corr. >= 2.4m-sch-A
Mfg - corr. >= 2.4m-sch-B
Mfg - corr. >= 2.4m-sch-C
Mfg - corr. >= 2.4m-sch-D
Mfg - corr. >= 2.4m-sch-E
Mfg - corr. >= 2.4m-sch-F
Mfg - corr. >= 2.4m-sch-G
Mfg - corr. >= 2.4m-sch-H
Mfg - corr. >= 2.4m-sch-I
Mfg - detailed
Mfg - equipment
MRI
MRI_Control
Museum - exhibition
Museum - restoration
NurseStation
NurseStn
Office
Office - enclosed
Office - open plan
OfficeLarge Data Center
OfficeLarge Main Data Center
Open lab
OpenOffice
OR
OutpatientFloor2Work
PACU
Parking garage space
PatCorridor
PatRoom
Penitentiary - audience
Penitentiary - classroom
Penitentiary - dining
PhysicalTherapy
PhysTherapy
Plenum
Point_of_Sale
Post office sorting
PreOp
PrintRoom
ProcedureRoom
Produce
PublicRestroom
Radiology
Reception
Religious - audience
Religious - fellowship hall
Religious - pulpit/choir
Restroom
Retail
Retail - dressing/fitting
Retail - mall concourse
Retail - sales
Retail2
Return Plenum
Sales
Sales area
Sales/Produce
SmallOffice - Attic
SmallOffice - BreakRoom
SmallOffice - Classroom
SmallOffice - ClosedOffice
SmallOffice - Conference
SmallOffice - Corridor
SmallOffice - Dining
SmallOffice - Elec/MechRoom
SmallOffice - Lobby
SmallOffice - OpenOffice
SmallOffice - Restroom
SmallOffice - Stair
SmallOffice - Storage
Soil Work
Sports arena - audience
Sports arena - court c1
Sports arena - court c2
Sports arena - court c3
Sports arena - court c4
Sports arena - ring
StaffLounge
Stair
Stair4
Stairway
Stairway-sch-*
Stairway-sch-A
Stairway-sch-B
Stairway-sch-C
Stairway-sch-D
Stairway-sch-E
Stairway-sch-F
Stairway-sch-G
Stairway-sch-H
Stairway-sch-I
StandaloneDataCenter
Storage
Storage area
Storage area - refrigerated
Storage4Front
Storage4Rear
Strip mall - type 0A
Strip mall - type 0B
Strip mall - type 1
Strip mall - type 2
Strip mall - type 3
Toilet
Transp. baggage
Transp. concourse
Transp. counter
Transp. seating
Undeveloped
Vending
Vestibule
Warehouse - fine
Warehouse - fine - refrigerated
Warehouse - med/blk - refrigerated
Warehouse - med/blk2 - refrigerated
Washroom
Washroom-sch-*
Washroom-sch-A
Washroom-sch-B
Washroom-sch-C
Washroom-sch-D
Washroom-sch-E
Washroom-sch-F
Washroom-sch-G
Washroom-sch-H
Washroom-sch-I
WholeBuilding
WholeBuilding - Lg Office
WholeBuilding - Lg Office-basement
WholeBuilding - Lg Office-others
WholeBuilding - Md Office
WholeBuilding - Sm Office
Workshop space
Xray
College - Conference
College - Corridor
College - Elevator Shaft
College - Entrance Lobby
College - Lounge
College - Office
College - Restroom
College - Utility
College - Art Classroom
College - Classroom
College - Laboratory
College - Lecture Hall
College - Media Center
College - Stairs
College - Storage